19-AZ1 | 19-AZ1 Michael D. Antonovich Antelope Valley Courthouse | 19-AZ1-D3041-110-AHU06 | AIR HANDLER UNIT #6 (AH6) | ENERGY LABS | 0104-1947-6 | C107156-FCHL | OM00030675 |  | ROOF | (10) B-142, (2) B-130 | (24) 24X24X12, (24) 24X24X2 | NA | 50 | 460 | 65 | Electric | 3 | NA | NA | \Classifications\Building System Class\D30-HVAC Systems\D3040 - Distribution SYS\Air Handling Unit - AHU | 1014927
19-AZ1 | 19-AZ1 Michael D. Antonovich Antelope Valley Courthouse | 19-AZ1-D2023-100-BFP01 | BACKFLOW PREVENTER #1 (2" IRRIGATION) | FEBCO | H07334 | 825Y 2" | OM00033653 |  | DRIVEWAY ON AVE ""M"" | NA | NA | NA | NA | NA | NA | NA | NA | NA | NA | \Classifications\Building System Class\D20-Plumbing\D2020 - Domestic Water\Backflow Preventer - BFP | 1014928
19-AZ1 | 19-AZ1 Michael D. Antonovich Antelope Valley Courthouse | 19-AZ1-D2023-100-BFP02 | BACKFLOW PREVENTER #2 (10" FIRE) | FEBCO | 106090848 | 826 YD 10" | OM00033652 | Acct#:04024396 Meter SENSUS 55930219 Device:1002627 | DRIVEWAY FOR AVE ""M"" - Requires County of LA Public Works Form | NA | NA | NA | NA | NA | NA | NA | NA | NA | NA | \Classifications\Building System Class\D20-Plumbing\D2020 - Domestic Water\Backflow Preventer - BFP | 1014929
19-AZ1 | 19-AZ1 Michael D. Antonovich Antelope Valley Courthouse | 19-AZ1-D2023-100-BFP03 | BACKFLOW PREVENTER #3 (1 1/4" BOILER) | WILKINS/ZURN | W233830 | 975 XL 1-1/4" | OM00033705 | OW0209916-FA0234825-BD0042016-MARCH | ROOF- PENTHOUSE HEATING HOT WATER MAKE UP (LAPHD FORM REQUIRED) | NA | NA | NA | NA | NA | NA | NA | NA | NA | NA | \Classifications\Building System Class\D20-Plumbing\D2020 - Domestic Water\Backflow Preventer - BFP | 1014930
19-AZ1 | 19-AZ1 Michael D. Antonovich Antelope Valley Courthouse | 19-AZ1-D2023-100-BFP04 | BACKFLOW PREVENTER #4 (CHILL WATER) | WILKINS | 156753 | 975 XL | OM00030847 | OW0209916-FA0234825-BD0042015-MARCH | CHILLER ROOM MAKE UP CHILLER (LAPHD FORM REQUIRED) | NA | NA | NA | NA | NA | NA | NA | NA | NA | NA | \Classifications\Building System Class\D20-Plumbing\D2020 - Domestic Water\Backflow Preventer - BFP | 1014931
19-AZ1 | 19-AZ1 Michael D. Antonovich Antelope Valley Courthouse | 19-AZ1-D2023-100-BFP06 | BACKFLOW PREVENTER #6 (10" DOMESTIC WATER) | FEBCO | 0009151420 | 826YD 10" | OM00030694 |  | NEXT TO SECURE PARKING ENTRANCE | NA | NA | NA | NA | NA | NA | NA | NA | NA | NA | \Classifications\Building System Class\D20-Plumbing\D2020 - Domestic Water\Backflow Preventer - BFP | 1014933
19-AZ1 | 19-AZ1 Michael D. Antonovich Antelope Valley Courthouse | 19-AZ1-D3021-130-BLR01 | BOILER #1 (GAS) | Parker Boiler | 53984 | T-5700L | OM00033704 | PTO# B008536 | BOILER ROOM | NA | NA | NA | 3 | 460 | DNA | Natural gas | 3 | 5,700,000 | 4,560,000 | \Classifications\Building System Class\D30-HVAC Systems\D3020 - Heat SYS\Boiler,Hot Water,Oil/Gas/Comb. - BLR | 1014934
19-AZ1 | 19-AZ1 Michael D. Antonovich Antelope Valley Courthouse | 19-AZ1-D3021-130-BLR02 | BOILER #1 (GAS) | RAYPAK | 0202191702 | WH1-0402 | OM00030505 | CO: 2015 FAC# 2624 Permit: B008537 | BOILER ROOM | NA | NA | NA | DNA | 120 | 12 | Natural gas | 1 | 399,000 | 319,000 | \Classifications\Building System Class\D30-HVAC Systems\D3020 - Heat SYS\Boiler,Hot Water,Oil/Gas/Comb. - BLR | 1014935
19-AZ1 | 19-AZ1 Michael D. Antonovich Antelope Valley Courthouse | 19-AZ1-D3021-130-BLR03 | BOILER #3 (GAS) | Parker Boiler | 53983 | T-5700L | OM00033703 | B008537 | BOILER ROOM | NA | NA | NA | 3 | 460 | DNA | Natural gas | 3 | 5,700,000 | 4,560,000 | \Classifications\Building System Class\D30-HVAC Systems\D3020 - Heat SYS\Boiler,Hot Water,Oil/Gas/Comb. - BLR | 1014936
19-AZ1 | 19-AZ1 Michael D. Antonovich Antelope Valley Courthouse | 19-AZ1-D3021-130-BLR04 | BOILER #4 (GAS, DOMESTIC HOT WATER) | RAYPAK | 0202191701 | WH10402 | OM00033708 | NA | BOILER ROOM | NA | NA | NA | NA | 120 | 12 | Natural gas | 1 | 399,000 | 319,000 | \Classifications\Building System Class\D30-HVAC Systems\D3020 - Heat SYS\Boiler,Hot Water,Oil/Gas/Comb. - BLR | 1014937
19-AZ1 | 19-AZ1 Michael D. Antonovich Antelope Valley Courthouse | 19-AZ1-D3021-130-BLR05 | BOILER #5 (GAS, DOMESTIC HOT WATER) (PB-3) | RAYPAK | 0504234709 | WH0401 | OM00030511 | NA | BOILER ROOM | NA | NA | NA | 1/12 | 115 | 1.7 | Natural gas | 1 | 399,000 | 319,000 | \Classifications\Building System Class\D30-HVAC Systems\D3020 - Heat SYS\Boiler,Hot Water,Oil/Gas/Comb. - BLR | 1014938
19-AZ1 | 19-AZ1 Michael D. Antonovich Antelope Valley Courthouse | 19-AZ1-D3068-100-BAS01 | BUILDING AUTOMATION SYSTEM | ALC | NA | NA | OM00030662 | NA | ENGINEERING OFFICE | NA | NA | NA | NA | 115 | DNA | Electric | 1 | NA | NA | \Classifications\Building System Class\D30-HVAC Systems\D3060 - Control & Inst Air\Building Automation System - BAS | 1014939
19-AZ1 | 19-AZ1 Michael D. Antonovich Antelope Valley Courthouse | 19-AZ1-D3031-130-CLR01 | CHILLER UNIT #1 | York | GNKM 171666 | YTJ3C2E2 CRJ | OM00030845 |  | CHILLER ROOM | NA | NA | R-123 | 3/4 | 460 | 800 Max/544 Min | Electric | 3 | NA | NA | \Classifications\Building System Class\D30-HVAC Systems\D3030 - Cooling SYS\Chiller, Water Cooled - CLR | 1014940
19-AZ1 | 19-AZ1 Michael D. Antonovich Antelope Valley Courthouse | 19-AZ1-D3031-130-CLR02 | CHILLER UNIT #2 | York | GNKM 101627 | YTJ3C2E2 CRJ | OM00030846 |  | CHILLER ROOM | NA | NA | R-123 | 3/4 | 460 | 800 Max/544 Min | Electric | 3 | NA | NA | \Classifications\Building System Class\D30-HVAC Systems\D3030 - Cooling SYS\Chiller, Water Cooled - CLR | 1014941
19-AZ1 | 19-AZ1 Michael D. Antonovich Antelope Valley Courthouse | 19-AZ1-D3030-110-CTW01 | COOLING TOWER #1 (1A/1B) | EVAPCO | W016736 | SST29-321 | OM00033654 | NA | NEAR LOADING DOCK | 4B154 (1) | NA | NA | 10/2.5 | 460 | 12.7/4.8 | Electric | 3 | NA | NA | \Classifications\Building System Class\D30-HVAC Systems\D3030 - Cooling SYS\Cooling Tower - CTW | 1014942
19-AZ1 | 19-AZ1 Michael D. Antonovich Antelope Valley Courthouse | 19-AZ1-D3030-110-CTW02 | COOLING TOWER #2 (2A/2B) | EVAPCO | W016735 | SST29-321 | OM00033655 | NA | NEAR LOADING DOCK | DNA | NA | NA | 10 | 460 | 10/2.5 | Electric | 3 | NA | NA | \Classifications\Building System Class\D30-HVAC Systems\D3030 - Cooling SYS\Cooling Tower - CTW | 1014943
19-AZ1 | 19-AZ1 Michael D. Antonovich Antelope Valley Courthouse | 19-AZ1-D3030-310-CTF01 | Cooling Tower Filtration System | Lakos Claude Laval Corp | 27007-001 | MTX0910 | OM00030853 |  | CHILLER ROOM | NA | NA | NA | NA | NA | NA | NA | NA | NA | NA | \Classifications\Building System Class\D30-HVAC Systems\D3030 - Cooling SYS\Cooling Tower Filter - CTF | 1014944
19-AZ1 | 19-AZ1 Michael D. Antonovich Antelope Valley Courthouse | 19-AZ1-D3020-100-HET01 | COMPRESSION TANK, HEATING HOT WATER (C-1) | WESSELS | DNA | DNA | OM00033707 |  | BOILER ROOM | NA | NA | NA | NA | NA | NA | NA | NA | NA | NA | \Classifications\Building System Class\D30-HVAC Systems\D3020 - Heat SYS\Heater Water Expansion Tank - HET | 1014945
19-AZ1 | 19-AZ1 Michael D. Antonovich Antelope Valley Courthouse | 19-AZ1-D3020-100-HET02 | Water Expansion Tank (Boiler Rm) | NA | NA | NA | OM00033718 | NA | BOILER ROOM | NA | NA | NA | NA | NA | NA | NA | NA | NA | NA | \Classifications\Building System Class\D30-HVAC Systems\D3020 - Heat SYS\Heater Water Expansion Tank - HET | 1014946
19-AZ1 | 19-AZ1 Michael D. Antonovich Antelope Valley Courthouse | 19-AZ1-B2034-400-DOH01 | ROLL UP DOOR #1 (JUDGES PARKING) | Lawrence Roll-Up Doors | NA | NA | OM00036205 |  | LOWER LEVEL PARKING GARAGE | NA | NA | NA | NA | 480 | DNA | Electric | 3 | NA | na | \Classifications\Building System Class\B20-General Building Exterior\B2030 - Exterior Doors\Door,Overhead-Shutter,Manual,Elec,Roll-up - DOH | 1014947
19-AZ1 | 19-AZ1 Michael D. Antonovich Antelope Valley Courthouse | 19-AZ1-B2034-400-DOH02 | ROLL UP DOOR #2 (JUDGES PARKING) | Lawrence Roll-Up Doors | NA | NA | OM00036206 |  | LOWER LEVEL JUDGES PARKING | NA | NA | NA | NA | 480 | DNA | Electric | 3 | NA | NA | \Classifications\Building System Class\B20-General Building Exterior\B2030 - Exterior Doors\Door,Overhead-Shutter,Manual,Elec,Roll-up - DOH | 1014948
19-AZ1 | 19-AZ1 Michael D. Antonovich Antelope Valley Courthouse | 19-AZ1-B2034-400-DOH05 | ROLL UP GATE #5 (1031-1) | Atlas Door Company | NA | 192397X4-H | OM00033658 |  | NEAR MAIN ELECTRICAL ROOM | NA | NA | NA | 1/2 | 230/460 | 1.9/0.96 | Electric | 3 | NA | NA | \Classifications\Building System Class\B20-General Building Exterior\B2030 - Exterior Doors\Door,Overhead-Shutter,Manual,Elec,Roll-up - DOH | 1014949
19-AZ1 | 19-AZ1 Michael D. Antonovich Antelope Valley Courthouse | 19-AZ1-B2034-400-DOH06 | ROLL UP DOOR #6 (1031-2) | Atlas Door Company | NA | 192397X4-H | OM00033659 |  | NEAR MAIN ELECTRICAL ROOM | NA | NA | NA | 1/2 | 230/460 | 1.9/0.96 | Electric | 3 | NA | NA | \Classifications\Building System Class\B20-General Building Exterior\B2030 - Exterior Doors\Door,Overhead-Shutter,Manual,Elec,Roll-up - DOH | 1014950
19-AZ1 | 19-AZ1 Michael D. Antonovich Antelope Valley Courthouse | 19-AZ1-D5010-234-ATS01 | AUTOMATIC TRANSFER SWITCH | Cummin Power Command Transfer Switch | G010264814 | OTPCG4964007 | OM00030855 |  | MAIN ELECTRICAL ROOM | NA | NA | NA | NA | 480 | 2000 | Electric | 3 | NA | NA | \Classifications\Building System Class\D50-Electrical SYS\D5010 - Elec Service & Dist\Automatic Transfer Switch - ATS | 1014951
19-AZ1 | 19-AZ1 Michael D. Antonovich Antelope Valley Courthouse | 19-AZ1-D5010-200-ESD01 | ELECTRICAL, MAIN SWITCHBOARD #1 | GE | 50196-1M | H0215 | OM00030856 | NA | MAIN ELECTRIC ROOM | NA | NA | NA | NA | 480 | 3000 | Electric | 3 | NA | NA | \Classifications\Building System Class\D50-Electrical SYS\D5010 - Elec Service & Dist\Electical Service and Distribution - ESD | 1014952
19-AZ1 | 19-AZ1 Michael D. Antonovich Antelope Valley Courthouse | 19-AZ1-D5010-200-ESD02 | ELECTRICAL, MAIN SWITCHBOARD #2 | GE | 50196-2 | H0215 | OM00030857 | NA | MAIN ELECTRICAL ROOM | NA | NA | NA | NA | 480 | 3000 | Electric | 3 | NA | NA | \Classifications\Building System Class\D50-Electrical SYS\D5010 - Elec Service & Dist\Electical Service and Distribution - ESD | 1014953
19-AZ1 | 19-AZ1 Michael D. Antonovich Antelope Valley Courthouse | 19-AZ1-D5011-240-TRN01 | ELECTRICAL, TRANSFORMER #1 | HO | 3240314201 | NA | OM00030657 |  | NEXT TO GENERATOR | NA | NA | NA | NA | 480 | DNA | Electric | 3 | NA | NA | \Classifications\Building System Class\D50-Electrical SYS\D5010 - Elec Service & Dist\Transformer - TRN | 1014954
19-AZ1 | 19-AZ1 Michael D. Antonovich Antelope Valley Courthouse | 19-AZ1-D5011-240-TRN03 | ELECTRICAL, TRANSFORMER #3 | NA | NA | NA | OM00030660 |  | NEXT TO JUDGE'S PARKING ENTRANCE | NA | NA | NA | NA | 480 | DNA | Electric | 3 | NA | NA | \Classifications\Building System Class\D50-Electrical SYS\D5010 - Elec Service & Dist\Transformer - TRN | 1014955
19-AZ1 | 19-AZ1 Michael D. Antonovich Antelope Valley Courthouse | 19-AZ1-D5011-240-TRN04 | ELECTRICAL, TRANSFORMER #4 | S & C Electric Company | 021385 | PME9 | OM00030691 |  | NEXT TO JUDGE'S PARKING ENTRANCE | NA | NA | NA | NA | 480 | DNA | Electric | 3 | NA | NA | \Classifications\Building System Class\D50-Electrical SYS\D5010 - Elec Service & Dist\Transformer - TRN | 1014956
19-AZ1 | 19-AZ1 Michael D. Antonovich Antelope Valley Courthouse | 19-AZ1-D3040-120-FCU01 | FAN COIL UNIT #1 (FC1) | York | NA | SCHFANIR | OM00030871 |  | ABOVE CHILL WATER PUMPS | B461 | 20x20x2 (6), 20x12x2 (4) | NA | 3 | 230/460 | 8.7/4.1 | Electric | 3 | NA | NA | \Classifications\Building System Class\D30-HVAC Systems\D3040 - Distribution SYS\Fan Coil Unit - FCU | 1014957
19-AZ1 | 19-AZ1 Michael D. Antonovich Antelope Valley Courthouse | 19-AZ1-D3040-120-FCU02 | FAN COIL UNIT #2 (FC2) | CARRIER | NA | NA | OM00030870 |  | ABOVE CEILING TILES | NA | (1) 10X18X1 | NA | 1/3 | 115 | 0.53 | Electric | 1 | NA | NA | \Classifications\Building System Class\D30-HVAC Systems\D3040 - Distribution SYS\Fan Coil Unit - FCU | 1014958
19-AZ1 | 19-AZ1 Michael D. Antonovich Antelope Valley Courthouse | 19-AZ1-D3040-120-FCU03 | FAN COIL UNIT #3 (FC3) CACC1 | DATA AIRE | 20010483A | DAPC-03 | OM00030661 |  | ROOF ROOM | A39 (1) | (1) 20X20X2 | NA | 10 | 208-230/460 | 3.3-3.1/1.55 | Electric | 3 | NA | NA | \Classifications\Building System Class\D30-HVAC Systems\D3040 - Distribution SYS\Fan Coil Unit - FCU | 1014959
19-AZ1 | 19-AZ1 Michael D. Antonovich Antelope Valley Courthouse | 19-AZ1-D3042-220-EFN01 | FAN, EXHAUST #1 (EF1) | Loren Cook Company | NA | 330SQ1B | OM00030654 |  | Mech Room L901 by South side Sally Port | AX85 (2) | NA | NA | 7.5 | 208-230/460 | 21.1-20.0/10.0 | Electric | 3 | NA | NA | \Classifications\Building System Class\D30-HVAC Systems\D3040 - Distribution SYS\Supply/Exhaust/Return fans- FAN | 1014960
19-AZ1 | 19-AZ1 Michael D. Antonovich Antelope Valley Courthouse | 19-AZ1-D3042-220-EFN02 | FAN, EXHAUST #2 | Loren Cook Company | NA | 330SQ1B | OM00030653 |  | Mech Room L901 by South side Sally Port | AX85 (2) | NA | NA | 7.5 | 208-230/460 | 21.1-20.0/10.0 | Electric | 3 | NA | NA | \Classifications\Building System Class\D30-HVAC Systems\D3040 - Distribution SYS\Supply/Exhaust/Return fans- FAN | 1014961
19-AZ1 | 19-AZ1 Michael D. Antonovich Antelope Valley Courthouse | 19-AZ1-D3042-220-EFN03 | FAN, EXHAUST #3 | Loren Cook Company | NA | 210ACRUB | OM00030867 |  | ROOF | AX29 (1) | NA | NA | 1 | 230/460 | 2.8/1.4 | Electric | 3 | NA | NA | \Classifications\Building System Class\D30-HVAC Systems\D3040 - Distribution SYS\Supply/Exhaust/Return fans- FAN | 1014962
19-AZ1 | 19-AZ1 Michael D. Antonovich Antelope Valley Courthouse | 19-AZ1-D3042-220-EFN04 | FAN, EXHAUST #4 | Loren Cook Company | NA | 210SQIB | OM00030872 |  | SALLY PORT ABOVE BUSES | A53 (1) | NA | NA | 1 | 208/460 | 3.4/1.7 | Electric | 3 | NA | NA | \Classifications\Building System Class\D30-HVAC Systems\D3040 - Distribution SYS\Supply/Exhaust/Return fans- FAN | 1014963
19-AZ1 | 19-AZ1 Michael D. Antonovich Antelope Valley Courthouse | 19-AZ1-D3042-220-EFN05 | FAN, EXHAUST #5 | Loren Cook Company | NA | EMJ580T | OM00030865 |  | ROOF | 4L240R (1) | NA | NA | 3/4 | 230/460 | 3/1.5 | Electric | 1 | NA | NA | \Classifications\Building System Class\D30-HVAC Systems\D3040 - Distribution SYS\Supply/Exhaust/Return fans- FAN | 1014964
19-AZ1 | 19-AZ1 Michael D. Antonovich Antelope Valley Courthouse | 19-AZ1-D3042-220-EFN06 | FAN, EXHAUST #6 | Loren Cook Company | NA | 35ACRUB1 | OM00030866 |  | ROOF | 4L240R (1) | NA | NA | 1/2 | 120 | 2.0/1.0 | Electric | 1 | NA | NA | \Classifications\Building System Class\D30-HVAC Systems\D3040 - Distribution SYS\Supply/Exhaust/Return fans- FAN | 1014965
19-AZ1 | 19-AZ1 Michael D. Antonovich Antelope Valley Courthouse | 19-AZ1-D3042-220-EFN19 | FAN, EXHAUST #7A | Loren Cook Company | NA | 330SQIB | OM00030672 |  | ROOF | (3) B-83 | NA | NA | 10 | 208/230/460 | 27.3/25.2/12.6 | Electric | 3 | NA | NA | \Classifications\Building System Class\D30-HVAC Systems\D3040 - Distribution SYS\Supply/Exhaust/Return fans- FAN | 1014966
19-AZ1 | 19-AZ1 Michael D. Antonovich Antelope Valley Courthouse | 19-AZ1-D3042-220-EFN20 | FAN, EXHAUST #7B | Loren Cook Company | NA | 330SQIB | OM00030671 |  | ROOF | (3) B-83 | NA | NA | 10 | 208/230/460 | 27.3/25.2/12.6 | Electric | 3 | NA | NA | \Classifications\Building System Class\D30-HVAC Systems\D3040 - Distribution SYS\Supply/Exhaust/Return fans- FAN | 1014967
19-AZ1 | 19-AZ1 Michael D. Antonovich Antelope Valley Courthouse | 19-AZ1-D3042-220-EFN08 | FAN, EXHAUST #8 | Loren Cook Company | S532989 | 445CASWSI | OM00030669 |  | ROOF | (3) BX95 | NA | NA | 20 | 230/460 | 50/25 | Electric | 3 | NA | NA | \Classifications\Building System Class\D30-HVAC Systems\D3040 - Distribution SYS\Supply/Exhaust/Return fans- FAN | 1014968
19-AZ1 | 19-AZ1 Michael D. Antonovich Antelope Valley Courthouse | 19-AZ1-D3042-220-EFN09 | FAN, EXHAUST #9 | Loren Cook Company | 553298-9815 | 330SQIB | OM00030665 |  | ROOF | (2) B-83 | NA | NA | 5 | 208-230/460 | 21.1-20.0/10.0 | Electric | 3 | NA | NA | \Classifications\Building System Class\D30-HVAC Systems\D3040 - Distribution SYS\Supply/Exhaust/Return fans- FAN | 1014969
19-AZ1 | 19-AZ1 Michael D. Antonovich Antelope Valley Courthouse | 19-AZ1-D3042-220-EFN10 | FAN, EXHAUST #10 | Loren Cook Company | S53289 | 330SQIB | OM00030664 |  | ROOF | (2) B-83 | NA | NA | 10 | 208-230/460 | 14 | Electric | 3 | NA | NA | \Classifications\Building System Class\D30-HVAC Systems\D3040 - Distribution SYS\Supply/Exhaust/Return fans- FAN | 1014970
19-AZ1 | 19-AZ1 Michael D. Antonovich Antelope Valley Courthouse | 19-AZ1-D3042-220-EFN11 | FAN, EXHAUST #11 | Loren Cook Company | S53298981 | 330SQIB | OM00030679 |  | ROOF | (2) A-85 | NA | NA | 7.5 | 208-230/460 | 21.1-20.0/10.0 | Electric | 3 | NA | NA | \Classifications\Building System Class\D30-HVAC Systems\D3040 - Distribution SYS\Supply/Exhaust/Return fans- FAN | 1014971
19-AZ1 | 19-AZ1 Michael D. Antonovich Antelope Valley Courthouse | 19-AZ1-D3042-220-EFN13 | FAN, EXHAUST #13 | Loren Cook Company | S53298981 | 225SQIB | OM00030670 |  | ROOF | A-59 | NA | NA | 2 | 460 | 3.4 | Electric | 3 | NA | NA | \Classifications\Building System Class\D30-HVAC Systems\D3040 - Distribution SYS\Supply/Exhaust/Return fans- FAN | 1014972
19-AZ1 | 19-AZ1 Michael D. Antonovich Antelope Valley Courthouse | 19-AZ1-D3042-220-EFN14 | FAN, EXHAUST #14 | Loren Cook Company | 138S82648000000701 | 195CPSA | OM00030861 |  | 1ST FLOOR ROOF | AX42 (1) | NA | NA | 2 | 230/460 | 5.6/2.8 | Electric | 3 | NA | NA | \Classifications\Building System Class\D30-HVAC Systems\D3040 - Distribution SYS\Supply/Exhaust/Return fans- FAN | 1014973
19-AZ1 | 19-AZ1 Michael D. Antonovich Antelope Valley Courthouse | 19-AZ1-D3042-220-EFN15 | FAN, EXHAUST #15 | Loren Cook Company | 138S826486000002601 | 195CPSA | OM00030860 |  | 1ST FLOOR ROOF | A39 (1) | NA | NA | 2 | 200-230/460 | 5.6/2.8 | Electric | 3 | NA | NA | \Classifications\Building System Class\D30-HVAC Systems\D3040 - Distribution SYS\Supply/Exhaust/Return fans- FAN | 1014974
19-AZ1 | 19-AZ1 Michael D. Antonovich Antelope Valley Courthouse | 19-AZ1-D3042-220-EFN16 | FAN, EXHAUST #16 | Loren Cook Company | 138S826486000004601 | 150 CPSA | OM00030862 |  | 1ST FLOOR ROOF | AX32 (1) | NA | NA | 1.5 | 230/460 | 4.2/2.1 | Electric | 3 | NA | NA | \Classifications\Building System Class\D30-HVAC Systems\D3040 - Distribution SYS\Supply/Exhaust/Return fans- FAN | 1014975
19-AZ1 | 19-AZ1 Michael D. Antonovich Antelope Valley Courthouse | 19-AZ1-D3042-220-EFN17 | FAN, EXHAUST #17 | Loren Cook Company | 138S826486000006601 | 150 CPSA | OM00030859 |  | 1ST FLOOR ROOF | AX33 (1) | NA | NA | 1/2 | 115 | DNA | Electric | 1 | NA | NA | \Classifications\Building System Class\D30-HVAC Systems\D3040 - Distribution SYS\Supply/Exhaust/Return fans- FAN | 1014976
19-AZ1 | 19-AZ1 Michael D. Antonovich Antelope Valley Courthouse | 19-AZ1-D3042-220-EFN18 | FAN, EXHAUST #18 | Loren Cook Company | 138S826486000008301 | 195 CPSA | OM00030863 |  | 1ST FLOOR ROOF | A44(1) | NA | NA | 2 | 230/460 | 5.6/2.8 | Electric | 3 | NA | NA | \Classifications\Building System Class\D30-HVAC Systems\D3040 - Distribution SYS\Supply/Exhaust/Return fans- FAN | 1014977
19-AZ1 | 19-AZ1 Michael D. Antonovich Antelope Valley Courthouse | 19-AZ1-C1020-110-FRD09 | FIRE DOOR SLIDING (FIRE CURTAIN) | Won Door Corp | 14732 | 883086 | OM00030883 | NA | ELEVATOR LOBBYS | NA | NA | NA | DNA | 220 | DNA | Electric | 3 | NA | NA | \Classifications\Building System Class\C10-General Building Interior\C1020 - Fire Doors\Fire Doors - FRD | 1014978
19-AZ1 | 19-AZ1 Michael D. Antonovich Antelope Valley Courthouse | 19-AZ1-C1020-110-FRD10 | FIRE DOORS SLIDING 1ST FLOOR (FIRE CURTAIN) | ATLAS | NA | NA | OM00030875 |  | MAIN STAIRS LOBBY | NA | NA | NA | 3/4 | 115/230 | 10.8/5.4 | Electric | 3 | NA | NA | \Classifications\Building System Class\C10-General Building Interior\C1020 - Fire Doors\Fire Doors - FRD | 1014979
19-AZ1 | 19-AZ1 Michael D. Antonovich Antelope Valley Courthouse | 19-AZ1-C1020-110-FRD12 | FIRE DOOR OVERHEAD #2A (2ND FLOOR) | ATLAS | NA | DNA | OM00030876 |  | 2ND FLOOR MAIN STAIRS LOBBY | NA | NA | NA | 3/4 | 115/230 | 10.8/5.4 | Electric | 3 | NA | NA | \Classifications\Building System Class\C10-General Building Interior\C1020 - Fire Doors\Fire Doors - FRD | 1014980
19-AZ1 | 19-AZ1 Michael D. Antonovich Antelope Valley Courthouse | 19-AZ1-C1020-110-FRD13 | FIRE DOOR SLIDING #2B (2ND FLOOR ELEVATOR LOBBYS) | Won Door Corp | 883088 | 14735 | OM00030882 |  | ELEVATOR LOBBYS | NA | NA | NA | DNA | 220 | DNA | Electric | 3 | NA | NA | \Classifications\Building System Class\C10-General Building Interior\C1020 - Fire Doors\Fire Doors - FRD | 1014981
19-AZ1 | 19-AZ1 Michael D. Antonovich Antelope Valley Courthouse | 19-AZ1-C1020-110-FRD11 | FIRE DOOR OVERHEAD #3A (3RD FLOOR) | ATLAS | NA | NA | OM00030877 |  | MAIN STAIRS LOBBY | NA | NA | NA | 3/4 | 115/230 | 10.8/5.4 | Electric | 3 | NA | NA | \Classifications\Building System Class\C10-General Building Interior\C1020 - Fire Doors\Fire Doors - FRD | 1014982
19-AZ1 | 19-AZ1 Michael D. Antonovich Antelope Valley Courthouse | 19-AZ1-C1020-110-FRD14 | FIRE DOOR SLIDING #3B (3RD FLOOR) | Won Door Corp | 883087 | 14734 | OM00030881 |  | ELEVATOR LOBBYS | NA | NA | NA | DNA | 220 | DNA | Electric | 3 | NA | NA | \Classifications\Building System Class\C10-General Building Interior\C1020 - Fire Doors\Fire Doors - FRD | 1014983
19-AZ1 | 19-AZ1 Michael D. Antonovich Antelope Valley Courthouse | 19-AZ1-C1020-110-FRD07 | FIRE DOOR OVERHEAD #4A (4TH FLOOR) | ATLAS | NA | AMF50091002 | OM00030878 |  | MAIN STAIRS LOBBY | NA | NA | NA | 3/4 | 115/230 | 10.8/5.4 | Electric | 3 | NA | NA | \Classifications\Building System Class\C10-General Building Interior\C1020 - Fire Doors\Fire Doors - FRD | 1014984
19-AZ1 | 19-AZ1 Michael D. Antonovich Antelope Valley Courthouse | 19-AZ1-C1020-110-FRD08 | FIRE DOOR SLIDING #4B (4TH FLOOR) | Won Door Corp | 883085 | 14733 | OM00030880 |  | ELEVATOR LOBBY | NA | NA | NA | DNA | 220 | DNA | Electric | 3 | NA | NA | \Classifications\Building System Class\C10-General Building Interior\C1020 - Fire Doors\Fire Doors - FRD | 1014985
19-AZ1 | 19-AZ1 Michael D. Antonovich Antelope Valley Courthouse | 19-AZ1-D4031-100-FEX134 | FIRE EXTINGUISHERS (134) | AMEREX | NA | NA | OM00033683 |  | THROUGHOUT BUILDING | NA | NA | NA | NA | NA | NA | NA | NA | NA | NA | \Classifications\Building System Class\D40-Fire Protection SYS\D4030 - FIRE SPEC\Fire Extinguisher - FEX | 1014986
19-AZ1 | 19-AZ1 Michael D. Antonovich Antelope Valley Courthouse | 19-AZ1-D4013-200-PRE01 | FIRE SYSTEMS, STAND PIPE, PREACTION | VIKING | W639658 | F1 | OM00030693 | 298221 | ROOM NEXT TO SALLY PORT | NA | NA | NA | 1/8 | 115 | 3.3 | Electric | 1 | NA | NA | \Classifications\Building System Class\D40-Fire Protection SYS\D4010 - Sprinkler SYS\Fire Systems, Preaction System - PRE | 1014987
19-AZ1 | 19-AZ1 Michael D. Antonovich Antelope Valley Courthouse | 19-AZ1-D5092-210-GEN01 | GENERATOR, EMERGENCY | CUMMINS ONAN | B010207724 | 1500DFLE-1540 | OM00030515 | Permit #E008619 - SN 33148229 | NEAR FUEL TANK | 511016110DF (1) | NA | NA | 2922 | 277/480 | 2255.3 | Diesel | 3 | NA | NA | \Classifications\Building System Class\D50-Electrical SYS\D5090 - Elec SYS\Emergency Generator - GEN | 1014988
19-AZ1 | 19-AZ1 Michael D. Antonovich Antelope Valley Courthouse | 19-AZ1-G2049-300-HSC01 | HARDSCAPE | NA | NA | NA | OM00033447 |  | OUTSIDE OF BUILDING | NA | NA | NA | NA | NA | NA | NA | NA | NA | NA | \Classifications\Building System Class\G20-Other Systems\G2040 - Site Development\Hardscape - HSC | 1014989
19-AZ1 | 19-AZ1 Michael D. Antonovich Antelope Valley Courthouse | 19-AZ1-D3050-310-HPU01 | HEAT PUMP, AIR COOLED #1 (AC1) | CARRIER | 0602G20353 | 48TFL005A611 | OM00030667 |  | SOUTH WEST ELEVATOR ROOM | NA | NA | R-22 | DNA | 460 | 9.6 | Gas | 3 | 72,000 | 59,200 | \Classifications\Building System Class\D30-HVAC Systems\D3050 - Package SYS\Heat Pump,Air Cooled - HPU | 1014990
19-AZ1 | 19-AZ1 Michael D. Antonovich Antelope Valley Courthouse | 19-AZ1-D3050-310-HPU02 | HEAT PUMP, AIR COOLED #2 (AC2) | CARRIER | 4801G50173 | 48TFL006A611 | OM00030677 |  | NORTH EAST ELEVATOR ROOM | NA | NA | R-22 | 3/4 | 460 | 16.4 | Gas | 3 | 72,000 | 59,200 | \Classifications\Building System Class\D30-HVAC Systems\D3050 - Package SYS\Heat Pump,Air Cooled - HPU | 1014991
19-AZ1 | 19-AZ1 Michael D. Antonovich Antelope Valley Courthouse | 19-AZ1-D3050-310-HPU03 | HEAT PUMP, AIR COOLED #3 (AC3) | CARRIER | 3901G32135 | 48TFD014601GA | OM00030673 |  | ROOF | NA | NA | R-22 | DNA | 460 | 27 | Gas | 3 | 224,000 | 179,200 | \Classifications\Building System Class\D30-HVAC Systems\D3050 - Package SYS\Heat Pump,Air Cooled - HPU | 1014992
19-AZ1 | 19-AZ1 Michael D. Antonovich Antelope Valley Courthouse | 19-AZ1-D3050-310-HPU04 | HEAT PUMP, AIR COOLED #4 (AC1B) | CARRIER | 0602G20355 | 48TFL005A611 | OM00030676 |  | ROOF | NA | NA | R-22 | DNA | 460 | 9.6 | Gas | 3 | 72,000 | 59,200 | \Classifications\Building System Class\D30-HVAC Systems\D3050 - Package SYS\Heat Pump,Air Cooled - HPU | 1014993
19-AZ1 | 19-AZ1 Michael D. Antonovich Antelope Valley Courthouse | 19-AZ1-D3050-310-HPU05 | HEAT PUMP, AIR COOLED #5 (AC1C) | CARRIER | NA | 330SQIB | OM00030678 |  | ROOF | NA | NA | R-22 | DNA | 460 | 9.6 | Gas | 3 | DNA | DNA | \Classifications\Building System Class\D30-HVAC Systems\D3050 - Package SYS\Heat Pump,Air Cooled - HPU | 1014994
19-AZ1 | 19-AZ1 Michael D. Antonovich Antelope Valley Courthouse | 19-AZ1-D3050-122-FAH01 | HEATER, FORCED AIR UNIT #1 (GAS) | MODINE | 1011205-7991 | HFG250TMRLN40D2 | OM00030864 |  | 1ST FLOOR ROOF | A54 (1) | 20x25x2 (4) | NA | 3 | 200-208 | 2.0/1.5 | Gas | 3 | 250,000 | 200,000 | \Classifications\Building System Class\D30-HVAC Systems\D3050 - Package SYS\Forced Air Heater,Oil/Gas fired - FAH | 1014995
19-AZ1 | 19-AZ1 Michael D. Antonovich Antelope Valley Courthouse | 19-AZ1-D3050-122-FAH02 | HEATER, FORCED AIR UNIT #2 (GAS) | MODINE | 10312057992 | HFG125TMRLN40D2 | OM00030868 | NA | 1ST FLOOR ROOF | A36 (1) | 16x25x2 (4) | NA | 2 | 200-208 | 7.1/7.2 | Gas | 3 | 250,000 | 200,000 | \Classifications\Building System Class\D30-HVAC Systems\D3050 - Package SYS\Forced Air Heater,Oil/Gas fired - FAH | 1014996
19-AZ1 | 19-AZ1 Michael D. Antonovich Antelope Valley Courthouse | 19-AZ1-G2050-200-LSC01 | LANDSCAPING | NA | NA | NA | OM00033448 |  | OUTSIDE OF BUILDING | NA | NA | NA | NA | NA | NA | NA | NA | NA | NA | \Classifications\Building System Class\G20-Other Systems\G2050 - Landscaping\Landscaping - LSC | 1014997
19-AZ1 | 19-AZ1 Michael D. Antonovich Antelope Valley Courthouse | 19-AZ1-D3060-100-RDS01 | LEAK DETECTION SYSTEM #1 (REFRIGERANT) | Chillgard | K02-1044521-10 | A-RT-A4100F40D | OM00030851 |  | CHILLER ROOM | NA | NA | NA | NA | 115 | 15 | Electric | 1 | NA | NA | \Classifications\Building System Class\D30-HVAC Systems\D3060 - Control & Inst Air\Refrigerant Leak Detection System - RDS | 1014998
19-AZ1 | 19-AZ1 Michael D. Antonovich Antelope Valley Courthouse | 19-AZ1-D5092-250-EML150 | LIGHTING, EMERGENCY (PANEL) | ILLUMINATOR | 76089L1-1 | 2-D-10-S-C8001-S | OM00033710 |  | SWITCH GEAR ROOM | NA | NA | NA | NA | 480 | DNA | Electric | 3 | NA | NA | \Classifications\Building System Class\D50-Electrical SYS\D5090 - Elec SYS\Emergency And Exit Lighting - EML | 1014999
19-AZ1 | 19-AZ1 Michael D. Antonovich Antelope Valley Courthouse | 19-AZ1-D5092-250-ELT25 | LIGHTING, EXTERIOR | NA | NA | NA | OM00033449 |  | OUTSIDE OF BUILDING | NA | NA | NA | NA | 277 | DNA | Electric | 1 | NA | NA | \Classifications\Building System Class\D50-Electrical SYS\D5090 - Elec SYS\Exterior Lighting - ELT | 1015000
19-AZ1 | 19-AZ1 Michael D. Antonovich Antelope Valley Courthouse | 19-AZ1-E1033-310-HLF01 | LOADING DOCK LEVELER (EAST) | Blue Giant Company | 0245680 | A788FH30 | OM00033709 | NA | NEAR MAIN ELECTRICAL ROOM | NA | NA | NA | 3 | 480 | 4.8 | Electric | 3 | NA | NA | \Classifications\Building System Class\E10-Equipment\E1030 - Vehicular Equipment\Hydraulic Lift,Loading Dock - HLF | 1015001
19-AZ1 | 19-AZ1 Michael D. Antonovich Antelope Valley Courthouse | 19-AZ1-E1033-310-HLF02 | LOADING DOCK LEVELER (WEST) | Blue Giant Company | 0145679 | A788FH30 | OM00033660 | NA | NEAR MAIN ELECTRIC ROOM | NA | NA | NA | 3 | 480 | 4.8 | Electric | 3 | NA | NA | \Classifications\Building System Class\E10-Equipment\E1030 - Vehicular Equipment\Hydraulic Lift,Loading Dock - HLF | 1015002
19-AZ1 | 19-AZ1 Michael D. Antonovich Antelope Valley Courthouse | 19-AZ1-D3012-120-GMR01 | GAS, METER READINGS | ROOTS | 0855344 | SM175 | OM00030687 | NA | BOILER ROOM | NA | NA | NA | NA | NA | NA | NA | NA | NA | NA | \Classifications\Building System Class\D30-HVAC Systems\D3010 - Energy Supply\Gas Meter Readings - GMR | 1015003
19-AZ1 | 19-AZ1 Michael D. Antonovich Antelope Valley Courthouse | 19-AZ1-D3012-120-GMR02 | METER, GAS METER READINGS #2 | ROOTS | 0831505 | SM175 | OM00030688 | NA | BOILER ROOM | NA | NA | NA | NA | NA | NA | NA | NA | NA | NA | \Classifications\Building System Class\D30-HVAC Systems\D3010 - Energy Supply\Gas Meter Readings - GMR | 1015004
19-AZ1 | 19-AZ1 Michael D. Antonovich Antelope Valley Courthouse | 19-AZ1-D3050-210-PKU01 | A/C PACKAGE UNIT #1 | United Coolair | 020391 | C6G4A | OM00030869 |  | SWITCH GEAR ROOM | B53 (1) | (2) 16X24X2 | R-22 | 6 | 460 | 19.4 | Electric | 3 | NA | NA | \Classifications\Building System Class\D30-HVAC Systems\D3050 - Package SYS\Package Unit - PKU | 1015005
19-AZ1 | 19-AZ1 Michael D. Antonovich Antelope Valley Courthouse | 19-AZ1-D3050-210-PKU02 | A/C PACKAGE UNIT #2 (PAC2) | United Coolair | 020392 | SP18G1AS | OM00030656 |  | Judges' Parking Area | A-27 | NA | R-22 | 1/2 | 208 | 8 | Electric | 1 | NA | NA | \Classifications\Building System Class\D30-HVAC Systems\D3050 - Package SYS\Package Unit - PKU | 1015006
19-AZ1 | 19-AZ1 Michael D. Antonovich Antelope Valley Courthouse | 19-AZ1-D3031-100-PCH03 | PUMP, CHILLED WATER #3 (P-1C) | BELL & GOSSETT | CL921702A20 | 1510BF | OM00030841 | NA | CHILLER ROOM | NA | NA | NA | 15 | 230/460 | 37.0/18.5 | Electric | 3 | NA | NA | \Classifications\Building System Class\D30-HVAC Systems\D3030 - Cooling SYS\Chilled Water Pump - PCH | 1015007
19-AZ1 | 19-AZ1 Michael D. Antonovich Antelope Valley Courthouse | 19-AZ1-D3031-100-PCH04 | PUMP, CONDENSER WATER #4 (P-3A) | BELL & GOSSETT | CM010002B20 | DNA | OM00030850 | NA | CHILLER ROOM | NA | NA | NA | 6 | 230/460 | 138.9/69 | Electric | 3 | NA | NA | \Classifications\Building System Class\D30-HVAC Systems\D3030 - Cooling SYS\Chilled Water Pump - PCH | 1015008
19-AZ1 | 19-AZ1 Michael D. Antonovich Antelope Valley Courthouse | 19-AZ1-D3031-100-PCH05 | PUMP, CONDENSER WATER #5 (P-3B) | BELL & GOSSETT | CM010003B20 | 2431 | OM00030849 | NA | CHILLER ROOM | NA | NA | NA | 6 | 230/460 | 140/70 | Electric | 3 | NA | NA | \Classifications\Building System Class\D30-HVAC Systems\D3030 - Cooling SYS\Chilled Water Pump - PCH | 1015009
19-AZ1 | 19-AZ1 Michael D. Antonovich Antelope Valley Courthouse | 19-AZ1-D3031-100-PCH06 | PUMP, CONDENSER WATER #6 (P-3C) | BELL & GOSSETT | CM010001B20 | DNA | OM00030848 |  | CHILLER ROOM | NA | NA | NA | 6 | 230/460 | 138.9/69 | Electric | 3 | NA | NA | \Classifications\Building System Class\D30-HVAC Systems\D3030 - Cooling SYS\Chilled Water Pump - PCH | 1015010
19-AZ1 | 19-AZ1 Michael D. Antonovich Antelope Valley Courthouse | 19-AZ1-D3031-100-PCH07 | PUMP, CHILLED WATER #7 (P-2A) | BELL & GOSSETT | CL921802A20 | DNA | OM00030842 | NA | CHILLER ROOM | NA | NA | NA | 20 | 230/460 | 48/24.2 | Electric | 3 | NA | NA | \Classifications\Building System Class\D30-HVAC Systems\D3030 - Cooling SYS\Chilled Water Pump - PCH | 1015011
19-AZ1 | 19-AZ1 Michael D. Antonovich Antelope Valley Courthouse | 19-AZ1-D3031-100-PCH08 | PUMP, CHILLED WATER #8 (P-2B) | BELL & GOSSETT | CL921803A20 | DNA | OM00030843 | NA | CHILLER ROOM | NA | NA | NA | 15 | 230/460 | 48.24.2 | Electric | 3 | NA | NA | \Classifications\Building System Class\D30-HVAC Systems\D3030 - Cooling SYS\Chilled Water Pump - PCH | 1015012
19-AZ1 | 19-AZ1 Michael D. Antonovich Antelope Valley Courthouse | 19-AZ1-D3031-100-PCH09 | PUMP, CHILLED WATER #9 (P-2C) | BELL & GOSSETT | CL921801A20 | NA | OM00030844 |  | CHILLER ROOM | NA | NA | NA | 15 | 230/460 | 48.24.2 | Electric | 3 | NA | NA | \Classifications\Building System Class\D30-HVAC Systems\D3030 - Cooling SYS\Chilled Water Pump - PCH | 1015013
19-AZ1 | 19-AZ1 Michael D. Antonovich Antelope Valley Courthouse | 19-AZ1-D2023-310-HWP01 | PUMP, DOMESTIC HOT WATER #1 | GRUNDFOR | NA | UPS15-55SUC | OM00030506 |  | BOILER ROOM | NA | NA | NA | 1/12 | 120 | DNA | Electric | 1 | NA | NA | \Classifications\Building System Class\D20-Plumbing\D2020 - Domestic Water\Domestic Hot Water Circulating Pump - HWP | 1015014
19-AZ1 | 19-AZ1 Michael D. Antonovich Antelope Valley Courthouse | 19-AZ1-D2023-310-HWP02 | PUMP, DOMESTIC HOT WATER #2 | GRUND FOS | NA | UPS15-55SUC | OM00030507 |  | BOILER ROOM | NA | NA | NA | 1/12 | 120 | DNA | Electric | 1 | NA | NA | \Classifications\Building System Class\D20-Plumbing\D2020 - Domestic Water\Domestic Hot Water Circulating Pump - HWP | 1015015
19-AZ1 | 19-AZ1 Michael D. Antonovich Antelope Valley Courthouse | 19-AZ1-D2023-310-HWP03 | PUMP, DOMESTIC HOT WATER CIRCULATING #3 | BELL & GOSSETT | NA | 106197LF | OM00030512 | NA | BOILER ROOM | NA | NA | NA | 1/12 | 115 | 1.7 | Electric | 1 | NA | NA | \Classifications\Building System Class\D20-Plumbing\D2020 - Domestic Water\Domestic Hot Water Circulating Pump - HWP | 1015016
19-AZ1 | 19-AZ1 Michael D. Antonovich Antelope Valley Courthouse | 19-AZ1-D2023-310-WBS01 | PUMP, DOMESTIC WATER BOOSTER | WEIL | NA | NA | OM00030516 |  | LOWER LEVEL, SW NEXT TO FIRE PUMP ROOM | NA | NA | NA | 7.5/15/15 | 208-230/480 | 11/21/21 | Electric | 3 | NA | NA | \Classifications\Building System Class\D20-Plumbing\D2020 - Domestic Water\Domestic Water Booster System - WBS | 1015017
19-AZ1 | 19-AZ1 Michael D. Antonovich Antelope Valley Courthouse | 19-AZ1-D2030-410-PMS01 | PUMP, EJECTOR SEWAGE | HOMA | NA | AM434-200-8A-ASC | OM00033650 |  | LOWER LEVEL, S WEST | NA | NA | NA | 8 | 460 | 14 | Electric | 3 | NA | NA | \Classifications\Building System Class\D20-Plumbing\D2030 - Sani Waste\Sewage Ejector Pump - PMS | 1015018
19-AZ1 | 19-AZ1 Michael D. Antonovich Antelope Valley Courthouse | 19-AZ1-D4022-210-FSG01 | PUMP, FIRE (ELECTRIC) | AC Fire Pump Systems | 130677600101QKS689 | 393H8100 | OM00030692 |  | NEXT TO INMATE BUS SALLY PORT | NA | NA | NA | 40 | 208-230/460 | 45.1-90.2/104 | Electric | 3 | NA | NA | \Classifications\Building System Class\D40-Fire Protection SYS\D4020 - Stand Pipe\Pump,Fire,Electric Motor Driven - FSG | 1015019
19-AZ1 | 19-AZ1 Michael D. Antonovich Antelope Valley Courthouse | 19-AZ1-D3044-125-PHW01 | Hot Water Pump (P-4A) | Bell & Gossett | CL921902A20 | NA | OM00030508 |  | BOILER ROOM | NA | NA | NA | 15 | 230/460 | 36.8/18.4 | Electric | 3 | NA | NA | \Classifications\Building System Class\D30-HVAC Systems\D3040 - Distribution SYS\Hot Water Pump - PHW | 1015020
19-AZ1 | 19-AZ1 Michael D. Antonovich Antelope Valley Courthouse | 19-AZ1-D3044-125-PHW02 | Hot Water Pump (P-4B) | Bell & Gossett | CL921903A20 | NA | OM00030509 |  | BOILER ROOM | NA | NA | NA | 15 | 230/460 | 36.8/18.4 | Electric | 3 | NA | NA | \Classifications\Building System Class\D30-HVAC Systems\D3040 - Distribution SYS\Hot Water Pump - PHW | 1015021
19-AZ1 | 19-AZ1 Michael D. Antonovich Antelope Valley Courthouse | 19-AZ1-D3044-125-PHW03 | Hot Water Pump (P-4C) | Bell & Gossett | CL921901A20 | NA | OM00030510 |  | BOILER ROOM | NA | NA | NA | 15 | 230/460 | 36.8/18.4 | Electric | 3 | NA | NA | \Classifications\Building System Class\D30-HVAC Systems\D3040 - Distribution SYS\Hot Water Pump - PHW | 1015022
19-AZ1 | 19-AZ1 Michael D. Antonovich Antelope Valley Courthouse | 19-AZ1-D4022-210-JPM01 | PUMP, JOCKEY FIRE PUMP | Webtrol Quality Pumps | NA | L5B103PH | OM00033651 |  | FIRE PUMP ROOM | NA | NA | NA | 1/2 | 480 | 1.3 | Electric | 3 | NA | NA | \Classifications\Building System Class\D40-Fire Protection SYS\D4020 - Stand Pipe\Jockey Pump - JPM | 1015023
19-AZ1 | 19-AZ1 Michael D. Antonovich Antelope Valley Courthouse | 19-AZ1-D2040-100-PSU01 | Sump Pump (SP-1) | Weil Pump Company | NA | W222413 | OM00033649 |  | LOWER LEVEL, SW | NA | NA | NA | 7.5 | 208-230/480 | 19.6/9.8 | Electric | 3 | NA | NA | \Classifications\Building System Class\D20-Plumbing\D2040 - Rain Drain\Sump Pump - PSU | 1015024
19-AZ1 | 19-AZ1 Michael D. Antonovich Antelope Valley Courthouse | 19-AZ1-D2040-100-PSU02 | Sump Pump (SP-5) (Lockup) | HOMA | NA | TP30V24/2/1XP | OM00033676 |  | LOWER LEVEL, ELEV P.T | NA | NA | NA | 2 | 208 | DNA | Electric | 1 | NA | NA | \Classifications\Building System Class\D20-Plumbing\D2040 - Rain Drain\Sump Pump - PSU | 1015025
19-AZ1 | 19-AZ1 Michael D. Antonovich Antelope Valley Courthouse | 19-AZ1-D2040-100-PSU03 | Sump Pump (SP-6) (Lockup) | HOMA | NA | TP30V24/2/1XP | OM00033677 |  | LOWER LEVEL, ELEV P.T | NA | NA | NA | 2 | 208 | DNA | Electric | 1 | NA | NA | \Classifications\Building System Class\D20-Plumbing\D2040 - Rain Drain\Sump Pump - PSU | 1015026
19-AZ1 | 19-AZ1 Michael D. Antonovich Antelope Valley Courthouse | 19-AZ1-D2040-100-PSU04 | Sump Pump (SP-7) (Lockup) | HOMA | NA | TP30V24/2/1XP | OM00033675 |  | LOWER LEVEL, ELEV. P.T | NA | NA | NA | 2 | 208 | DNA | Electric | 1 | NA | NA | \Classifications\Building System Class\D20-Plumbing\D2040 - Rain Drain\Sump Pump - PSU | 1015027
19-AZ1 | 19-AZ1 Michael D. Antonovich Antelope Valley Courthouse | 19-AZ1-D2040-100-PSU05 | Sump Pump (SP-8) (Lockup) | HOMA | NA | TP30V24/2/1XP | OM00033673 |  | LOWER LEVEL, ELEV. P.T | NA | NA | NA | 2 | 208 | DNA | Electric | 1 | NA | NA | \Classifications\Building System Class\D20-Plumbing\D2040 - Rain Drain\Sump Pump - PSU | 1015028
19-AZ1 | 19-AZ1 Michael D. Antonovich Antelope Valley Courthouse | 19-AZ1-D2040-100-PSU06 | Sump Pump (SP-9) (Lockup) | HOMA | NA | TP30V24/2/1XP | OM00033674 |  | LOWER LEVEL, ELEV PT | NA | NA | NA | 2 | 208 | DNA | Electric | 1 | NA | NA | \Classifications\Building System Class\D20-Plumbing\D2040 - Rain Drain\Sump Pump - PSU | 1015029
19-AZ1 | 19-AZ1 Michael D. Antonovich Antelope Valley Courthouse | 19-AZ1-D2040-100-PSU07 | Sump Pump (SP-10) (Frieght Elevator) | WEIL | NA | NA | OM00030513 |  | LOWER LEVEL, SW IN ELEV P.T #5 | NA | NA | NA | 2 | 208 | DNA | Electric | 1 | NA | NA | \Classifications\Building System Class\D20-Plumbing\D2040 - Rain Drain\Sump Pump - PSU | 1015030
19-AZ1 | 19-AZ1 Michael D. Antonovich Antelope Valley Courthouse | 19-AZ1-D2040-100-PSU08 | Sump Pump (SP-11) (Rm L212) | HOMA | NA | TP30V24/2/1XP | OM00033715 |  | LOWER LEVEL, ELEV PT | NA | NA | NA | 2 | 208 | DNA | Electric | 1 | NA | NA | \Classifications\Building System Class\D20-Plumbing\D2040 - Rain Drain\Sump Pump - PSU | 1015031
19-AZ1 | 19-AZ1 Michael D. Antonovich Antelope Valley Courthouse | 19-AZ1-B3010-100-RUF01 | ROOF | NA | NA | NA | OM00033450 |  | TOP OF BUILDING | NA | NA | NA | NA | NA | NA | NA | NA | NA | NA | \Classifications\Building System Class\B30-Roofing\B3010 - Roof Types\Roof - RUF | 1015032
19-AZ1 | 19-AZ1 Michael D. Antonovich Antelope Valley Courthouse | 19-AZ1-D2017-100-SHW01 | SHOWER, EYE WASH & EMERGENCY SHOWERS | Guardian Equipment | NA | NA | OM00033451 |  | LOWER LEVEL, CHILLER ROOM | NA | NA | NA | NA | NA | NA | NA | NA | NA | NA | \Classifications\Building System Class\D20-Plumbing\D2010 - Plumb Fix\Showers - SHW | 1015033
19-AZ1 | 19-AZ1 Michael D. Antonovich Antelope Valley Courthouse | 19-AZ1-G3010-210-PWT01 | TANK, DOMESTIC HOT WATER STORAGE #1 | Roy E Hanson Co | 403771 | 179854 | OM00033706 |  | BOILER ROOM | NA | NA | NA | NA | NA | NA | NA | NA | NA | NA | \Classifications\Building System Class\G30-Site Mechanical Utilities\G3010 - Water Supply\Potable Water Storage Tank - PWT | 1015036
19-AZ1 | 19-AZ1 Michael D. Antonovich Antelope Valley Courthouse | 19-AZ1-G3010-210-PWT02 | TANK, DOMESTIC HOT WATER STORAGE #2 | Roy E Hanson Co | 414715 | NA | OM00030689 |  | BOILER ROOM | NA | NA | NA | NA | NA | NA | NA | NA | NA | NA | \Classifications\Building System Class\G30-Site Mechanical Utilities\G3010 - Water Supply\Potable Water Storage Tank - PWT | 1015037
19-AZ1 | 19-AZ1 Michael D. Antonovich Antelope Valley Courthouse | 19-AZ1-G3063-100-DAT01 | TANK, FUEL STORAGE (DAY TANK) | SIMPLEX | NA | SST100 | OM00030659 |  | NEXT TO GENERATOR | NA | NA | NA | DNA | 220 | DNA | Diesel | 3 | NA | NA | \Classifications\Building System Class\G30-Site Mechanical Utilities\G3060 - Fuel Distribution\Tank, Fuel Storage Day - DAT | 1015326
19-AZ1 | 19-AZ1 Michael D. Antonovich Antelope Valley Courthouse | 19-AZ1-G3063-100-AST01 | TANK, FUEL STORAGE | CONTAINMENT SOLUTIONS | 900715 | LDP2000 | OM00030514 | DNA | NORTHWEST SIDE OF BUILDING | NA | NA | NA | NA | NA | NA | Diesel | NA | NA | NA | \Classifications\Building System Class\G30-Site Mechanical Utilities\G3060 - Fuel Distribution\Tank, Fuel Storage, Above Ground - AST | 1015327
19-AZ1 | 19-AZ1 Michael D. Antonovich Antelope Valley Courthouse | 19-AZ1-D5037-710-FAP01 | FIRE ALARM PANEL | SEIMEN | NA | SIEMEN'S M DEL MXL | OM00033719 | Permit# 758792 | GROUND FLOOR BY STAIRWELL #2 | NA | NA | NA | NA | 110 | DNA | Electric | DNA | NA | NA | \Classifications\Building System Class\D50-Electrical SYS\D5030 - Comm & Security\Fire Alarm Panel - FAP | 1015558
19-AZ1 | 19-AZ1 Michael D. Antonovich Antelope Valley Courthouse | 19-AZ1-D4010-150-FMS03 | FIRE SYSTEM, ALL STAND PIPES #03 | SIMPLEX GRINNELL | NA | NA | OM00036120 |  | STAIRWELL #4 EMERGENCY EXIT | NA | NA | NA | NA | NA | NA | NA | NA | NA | NA | \Classifications\Building System Class\D40-Fire Protection SYS\D4010 - Sprinkler SYS\Fire Systems, stand pipes - FMS | 1015872
19-AZ1 | 19-AZ1 Michael D. Antonovich Antelope Valley Courthouse | 19-AZ1-D4010-150-FMS04 | FIRE SYSTEM, ALL STAND PIPES #04 | SIMPLEX GRINNELL | NA | NA | OM00036119 |  | STAIRWELL #2 EMERGENCY EXIT | NA | NA | NA | NA | NA | NA | NA |  | NA | NA | \Classifications\Building System Class\D40-Fire Protection SYS\D4010 - Sprinkler SYS\Fire Systems, stand pipes - FMS | 1015873
19-AZ1 | 19-AZ1 Michael D. Antonovich Antelope Valley Courthouse | 19-AZ1-D5092-100-CTY01 | UNINTERRUPTIBLE POWER SYSTEM #01 | SYNTHESIS | B222650 | SUC12B2P | OM00036118 |  | TELECOMMUNICATION ROOM | NA | NA | NA | NA | 240 | NA | NA | 1 | NA | NA | \Classifications\Building System Class\D50-Electrical SYS\D5090 - Elec SYS\Uninterruptible Power System - UPS | 1015874
19-AZ1 | 19-AZ1 Michael D. Antonovich Antelope Valley Courthouse | 19-AZ1-B2033-120-DOR01 | DOOR, AUTOMATIC SLIDING #1 (NE EMPLOYEE ENTRANCE) | CHAMBERLAN ELITE | 1011N6635 | SL3000ULDM3 | OM00036112 |  | NE EMPLOYEE PARKING | 4L340 | NA | NA | 1/2 | 110 | 4.7 | NA | 1 | NA | NA | \Classifications\Building System Class\B20-General Building Exterior\B2030 - Exterior Doors\Door,Automatic-Sliding,Revolving - DOR | 1015875
19-AZ1 | 19-AZ1 Michael D. Antonovich Antelope Valley Courthouse | 19-AZ1-B2033-120-DOR02 | DOOR, AUTOMATIC SLIDING #2 (NE EMPLOYEE EXIT) | CHAMBERLAN ELITE | SU04150358761 | SL3000LLDM3 | OM00036113 |  | NE EMPLOYEE PARKING | 4L340 | NA | NA | 1/2 | 110 | 4.7 | NA | 1 | NA | NA | \Classifications\Building System Class\B20-General Building Exterior\B2030 - Exterior Doors\Door,Automatic-Sliding,Revolving - DOR | 1015876
19-AZ1 | 19-AZ1 Michael D. Antonovich Antelope Valley Courthouse | 19-AZ1-B2033-120-DOR03 | DOOR, AUTOMATIC SLIDING #3 (NE EMPLOYEE ENTRANCE) | CHAMBERLAN ELITE | SU041503-58761 | SL3000LLDM3 | OM00036114 |  | NE EMPLOYEE PARKING | 4L340 | NA | NA | 1/2 | 110 | 4.7 | NA | 1 | NA | NA | \Classifications\Building System Class\B20-General Building Exterior\B2030 - Exterior Doors\Door,Automatic-Sliding,Revolving - DOR | 1015877
19-AZ1 | 19-AZ1 Michael D. Antonovich Antelope Valley Courthouse | 19-AZ1-B2033-120-DOR04 | DOOR, AUTOMATIC SLIDING #4 (NE EMPLOYEE) | CHAMBERLAN ELITE | SU04150358765 | SL3000LLDM3 | OM00036115 |  | NE EMPLOYEE PARKING | 4L340 | NA | NA | 1/2 | 110 | 4.7 | NA | 1 | NA | NA | \Classifications\Building System Class\B20-General Building Exterior\B2030 - Exterior Doors\Door,Automatic-Sliding,Revolving - DOR | 1015878
19-AZ1 | 19-AZ1 Michael D. Antonovich Antelope Valley Courthouse | 19-AZ1-B2033-120-DOR05 | DOOR, AUTOMATIC SLIDING #5 (SW EMPLOYEE ENTRANCE) | CHAMBERLAN ELITE | SU04150358750 | SL3000LLDM3 | OM00036110 |  | SW EMPLOYEE PARKING | 4L340 | NA | NA | 1/2 | 110 | 4.7 | NA | 1 | NA | NA | \Classifications\Building System Class\B20-General Building Exterior\B2030 - Exterior Doors\Door,Automatic-Sliding,Revolving - DOR | 1015879
19-AZ1 | 19-AZ1 Michael D. Antonovich Antelope Valley Courthouse | 19-AZ1-B2033-120-DOR06 | DOOR, AUTOMATIC (SW EMPLOYEE SWING EXIT #6) | CHAMBERLAN ELITE | 2111N1445 | CSW200 | OM00036109 |  | SW EMPLOYEE PARKING | NA | NA | NA | 1/2 | Other | 4 | NA | 1 | NA | NA | \Classifications\Building System Class\B20-General Building Exterior\B2030 - Exterior Doors\Door,Automatic-Sliding,Revolving - DOR | 1015880
19-AZ1 | 19-AZ1 Michael D. Antonovich Antelope Valley Courthouse | 19-AZ1-G3010-210-PWT03 | TANK, POTABLE WATER STORAGE TANK #03 | Wessels Tank Company | NA | NA | OM00036111 |  | HOUSE PUMP | NA | NA | NA | NA | NA | NA | NA |  | NA | NA | \Classifications\Building System Class\G30-Site Mechanical Utilities\G3010 - Water Supply\Potable Water Storage Tank - PWT | 1015881
19-AZ1 | 19-AZ1 Michael D. Antonovich Antelope Valley Courthouse | 19-AZ1-D4010-150-FMS05 | FIRE SYSTEM, ALL STAND PIPES #05 (ELEVATOR #9) | NA | NA | NA | OM00036163 |  | PENTHOUSE ELEVATOR ROOM #5 | NA | NA | NA | NA | NA | NA | NA |  | NA | NA | \Classifications\Building System Class\D40-Fire Protection SYS\D4010 - Sprinkler SYS\Fire Systems, stand pipes - FMS | 1015882
19-AZ1 | 19-AZ1 Michael D. Antonovich Antelope Valley Courthouse | 19-AZ1-D4010-150-FMS06 | FIRE SYSTEM, ALL STAND PIPES #06 (PENTHOUSE STAIRS) | NA | NA | NA | OM00036162 |  | 5th Floor - PENTHOUSE | NA | NA | NA | NA | NA | NA | NA |  | NA | NA | \Classifications\Building System Class\D40-Fire Protection SYS\D4010 - Sprinkler SYS\Fire Systems, stand pipes - FMS | 1015883
19-AZ1 | 19-AZ1 Michael D. Antonovich Antelope Valley Courthouse | 19-AZ1-D4010-150-FMS07 | FIRE SYSTEM, ALL STAND PIPES #07 (ELEVATOR #5) | NA | NA | NA | OM00036161 |  | PENTHOUSE NEXT TO STAIR #5 | NA | NA | NA | NA | NA | NA | NA |  | NA | NA | \Classifications\Building System Class\D40-Fire Protection SYS\D4010 - Sprinkler SYS\Fire Systems, stand pipes - FMS | 1015884
19-AZ1 | 19-AZ1 Michael D. Antonovich Antelope Valley Courthouse | 19-AZ1-D2023-310-HWP04 | PUMP, DOMESTIC HOT WATER CIRCULATING #4 | BELL AND GOSSETT | NA | 106197 | OM00036165 |  | ROOF PENTHOUSE | NA | NA | NA | 1/12 | 110 | 1.75 | NA | 1 | NA | NA | \Classifications\Building System Class\D20-Plumbing\D2020 - Domestic Water\Domestic Hot Water Circulating Pump - HWP | 1015885
19-AZ1 | 19-AZ1 Michael D. Antonovich Antelope Valley Courthouse | 19-AZ1-D2023-310-HWP05 | PUMP, DOMESTIC HOT WATER CIRCULATING #5 | ARMSTRONG | NA | H-32/S-35LV | OM00036160 |  | ROOF PENTHOUSE | NA | NA | NA | 1/6 | 110 | 3.6 | NA | 1 | NA | NA | \Classifications\Building System Class\D20-Plumbing\D2020 - Domestic Water\Domestic Hot Water Circulating Pump - HWP | 1015886
19-AZ1 | 19-AZ1 Michael D. Antonovich Antelope Valley Courthouse | 19-AZ1-D2023-310-HWP06 | PUMP, DOMESTIC HOT WATER CIRCULATING #6 | ARMSTRONG | NA | H-32/S-35LV | OM00036159 |  | ROOF PENTHOUSE | NA | NA | NA | 1/6 | 110 | 3.6 | NA | 1 | NA | NA | \Classifications\Building System Class\D20-Plumbing\D2020 - Domestic Water\Domestic Hot Water Circulating Pump - HWP | 1015887
19-AZ1 | 19-AZ1 Michael D. Antonovich Antelope Valley Courthouse | 19-AZ1-D4010-150-FMS08 | FIRE SYSTEM, ALL STAND PIPES #8 (BOILER ROOM) | DNA | DNA | DNA | OM00036158 |  | ROOF PENTHOUSE | NA | NA | NA | NA | NA | NA | NA |  | NA | NA | \Classifications\Building System Class\D40-Fire Protection SYS\D4010 - Sprinkler SYS\Fire Systems, stand pipes - FMS | 1015888
19-AZ1 | 19-AZ1 Michael D. Antonovich Antelope Valley Courthouse | 19-AZ1-C1020-110-FRD01 | DOORS, FIRE DOORS OVERHEAD #1 (BASEMENT) | ATLAS |  | NA | OM00036164 | NA | CENTER STAIRWELL | NA | NA | NA | 3/4 | 115/230 | 10.8/5.4 | NA | 1 | NA | NA | \Classifications\Building System Class\C10-General Building Interior\C1020 - Fire Doors\Fire Doors - FRD | 1015889
19-AZ1 | 19-AZ1 Michael D. Antonovich Antelope Valley Courthouse | 19-AZ1-D4095-230-HBL01 | VENT HOOD #1 (KITCHEN, WET) | GREEN HECK | 05F27518 | GXFW892S | OM00036166 |  | KITCHEN | NA | NA | NA | NA | DNA | DNA | Electric | DNA | NA | NA | \Classifications\Building System Class\D40-Fire Protection SYS\D4090 - Other Fire Protection Systems\Hood and Blower - HBL | 1016186
19-AZ1 | 19-AZ1 Michael D. Antonovich Antelope Valley Courthouse | 19-AZ1-D4095-230-HBL02 | VENT HOOD #2 (SERVING EAST, WET) | GREEN HECK | E5F27519 | GXDW1076S | OM00036167 |  | SERVING EAST SECTION | NA | NA | NA | NA | DNA | DNA | Electric | DNA | NA | NA | \Classifications\Building System Class\D40-Fire Protection SYS\D4090 - Other Fire Protection Systems\Hood and Blower - HBL | 1016187
19-AZ1 | 19-AZ1 Michael D. Antonovich Antelope Valley Courthouse | 19-AZ1-D4095-230-HBL03 | VENT HOOD #3 (SERVING WEST, WET) | GREEN HECK | ESF27626 | GXDW750S | OM00036168 |  | SERVING WEST SECTION | NA | NA | NA | NA | DNA | DNA | Electric | DNA | NA | NA | \Classifications\Building System Class\D40-Fire Protection SYS\D4090 - Other Fire Protection Systems\Hood and Blower - HBL | 1016188
19-AZ1 | 19-AZ1 Michael D. Antonovich Antelope Valley Courthouse | 19-AZ1-B2010-100-BLD01 | Building | NA | NA | NA | OM00037886 |  |  | NA | NA | NA | NA | NA | NA | NA | NA | NA | NA | \Classifications\Building System Class\B20-General Building Exterior\B2010 - Exterior Walls\Building - BLD | 1016542
19-AZ1 | 19-AZ1 Michael D. Antonovich Antelope Valley Courthouse | 19-AZ1-B2034-400-DOH04 | Overhead Rollup Door (North Sally Port) | Teledoor Inc | NA | NA | OM00030873 |  | North Sally port door | NA | NA | NA | 3/4 | 460 | 3 | Electric | 3 | NA | NA | \Classifications\Building System Class\B20-General Building Exterior\B2030 - Exterior Doors\Door,Overhead-Shutter,Manual,Elec,Roll-up - DOH | 1018212
19-AZ1 | 19-AZ1 Michael D. Antonovich Antelope Valley Courthouse | 19-AZ1-B2034-400-DOH08 | Overhead Rollup Door (Bay Next to Loading Dock) | Atlas Door Company | NA | 192397X4-G | OM00033656 |  | Bay Next to Loading Dock | NA | NA | NA | 1/2 | 230/460 | 1.9/0.96 | Electric | 3 | NA | NA | \Classifications\Building System Class\B20-General Building Exterior\B2030 - Exterior Doors\Door,Overhead-Shutter,Manual,Elec,Roll-up - DOH | 1018215
19-AZ1 | 19-AZ1 Michael D. Antonovich Antelope Valley Courthouse | 19-AZ1-D3042-220-EFN07 | Exhaust Fan (Outside Pump Room) | Dayton Fans | NA | 4HX91A | OM00036795 |  | Outside Pump Room | DNA | NA | NA | 1/6 | 115 | 3.6 | Electric | 1 | NA | NA | \Classifications\Building System Class\D30-HVAC Systems\D3040 - Distribution SYS\Supply/Exhaust/Return fans- FAN | 1018216
19-AZ1 | 19-AZ1 Michael D. Antonovich Antelope Valley Courthouse | 19-AZ1-D4013-200-PRE05 | Fire System PreAction Dry Pipe (Fire Pump Rm) | Viking | 00193692 | F1 | OM00040951 |  | Fire Pump Room | NA | NA | NA | NA | NA | NA | NA | NA | NA | NA | \Classifications\Building System Class\D40-Fire Protection SYS\D4010 - Sprinkler SYS\Fire Systems, Preaction System - PRE | 1018217
19-AZ1 | 19-AZ1 Michael D. Antonovich Antelope Valley Courthouse | 19-AZ1-D3040-120-FCU04 | Fan Coil Unit (Rm 1910) | Data Aire Inc | 20010484A | DAPC 2534 | OM00026461 |  | Probation Office Room 1910 | NA | NA | R-22 | 3/4 | 460 | 7.5 | Electric | 3 | NA | NA | \Classifications\Building System Class\D30-HVAC Systems\D3040 - Distribution SYS\Fan Coil Unit - FCU | 1018218
19-AZ1 | 19-AZ1 Michael D. Antonovich Antelope Valley Courthouse | 19-AZ1-D3040-120-FCU05 | Fan Coil Unit (Cafeteria Eating Area) | Envior Tech | HU05021503P15 | H35 | OM00040972 |  | Cafeteria Eating Area Above Ceiling | NA | NA | NA | DNA | 115/208-230 | 8.0/4.0 | Electric | 3 | NA | NA | \Classifications\Building System Class\D30-HVAC Systems\D3040 - Distribution SYS\Fan Coil Unit - FCU | 1018219
19-AZ1 | 19-AZ1 Michael D. Antonovich Antelope Valley Courthouse | 19-AZ1-C1020-110-FRD02 | Fire Doors Overhead (Lobby Window #5) | NA | NA | NA | OM00033681 |  | Lobby in Front of Window #5 | NA | NA | NA | 1/2 | 115/230 | 9.0/4.5 | Electric | 3 | NA | NA | \Classifications\Building System Class\C10-General Building Interior\C1020 - Fire Doors\Fire Doors - FRD | 1018220
19-AZ1 | 19-AZ1 Michael D. Antonovich Antelope Valley Courthouse | 19-AZ1-B2034-400-DOH03 | Overhead Rollup Door (South Sally Port) | Cornell Doors | NA | NA | OM00030874 |  | South Sally port door | NA | NA | NA | 3/4 | 460 | 3 | Electric | 3 | NA | NA | \Classifications\Building System Class\B20-General Building Exterior\B2030 - Exterior Doors\Door,Overhead-Shutter,Manual,Elec,Roll-up - DOH | 1018213
19-AZ1 | 19-AZ1 Michael D. Antonovich Antelope Valley Courthouse | 19-AZ1-B2034-400-DOH07 | Overhead Rollup Door (Loading Dock Bay Door) | NA | NA | NA | OM00033657 |  | Loading Dock Bay Door | NA | NA | NA | NA | DNA | DNA | Electric | DNA | NA | NA | \Classifications\Building System Class\B20-General Building Exterior\B2030 - Exterior Doors\Door,Overhead-Shutter,Manual,Elec,Roll-up - DOH | 1018214
19-AZ1 | 19-AZ1 Michael D. Antonovich Antelope Valley Courthouse | 19-AZ1-C1020-110-FRD05 | Fire Doors Overhead (Lobby Window #14) | NA | NA | NA | OM00033678 |  | Lobby in Front of Window #14 | NA | NA | NA | 1/2 | 115/230 | 9.0/4.5 | Electric | 3 | NA | NA | \Classifications\Building System Class\C10-General Building Interior\C1020 - Fire Doors\Fire Doors - FRD | 1018223
19-AZ1 | 19-AZ1 Michael D. Antonovich Antelope Valley Courthouse | 19-AZ1-D5010-110-MCC01 | Motor Control Center (Pump Rm) | General Electric | M190334 | GE 8000 Line Motor Control | OM00040985 |  | Lower Level Pump Room | NA | NA | NA | NA | DNA | DNA | Electric | DNA | NA | NA | \Classifications\Building System Class\D50-Electrical SYS\D5010 - Elec Service & Dist\Chiller Room Electrical Panel - MCC | 1018226
19-AZ1 | 19-AZ1 Michael D. Antonovich Antelope Valley Courthouse | 19-AZ1-D5010-110-MCC03 | Motor Control Center (Rm 5200) | General Electric | M190336 | GE 8000 Line Motor Control | OM00040962 |  | Boiler Room 5200 | NA | NA | NA | NA | 480 | 600 | Electric | 3 | NA | NA | \Classifications\Building System Class\D50-Electrical SYS\D5010 - Elec Service & Dist\Chiller Room Electrical Panel - MCC | 1018228
19-AZ1 | 19-AZ1 Michael D. Antonovich Antelope Valley Courthouse | 19-AZ1-D5010-110-MCC04 | Motor Control Center (Rm 5200) | General Electric | M190311 | GE 8000 Line Motor Control | OM00040961 |  | Boiler Room 5200 | NA | NA | NA | NA | 480 | 600 | Electric | 3 | NA | NA | \Classifications\Building System Class\D50-Electrical SYS\D5010 - Elec Service & Dist\Chiller Room Electrical Panel - MCC | 1018229
19-AZ1 | 19-AZ1 Michael D. Antonovich Antelope Valley Courthouse | 19-AZ1-D5010-110-MCC05 | Motor Control Center (Penthouse) | General Electric | M190318 | GE 8000 Line Motor Control | OM00040959 |  | Penthouse Right Outside Elevator Door | NA | NA | NA | NA | 480 | 600 | Electric | 3 | NA | NA | \Classifications\Building System Class\D50-Electrical SYS\D5010 - Elec Service & Dist\Chiller Room Electrical Panel - MCC | 1018230
19-AZ1 | 19-AZ1 Michael D. Antonovich Antelope Valley Courthouse | 19-AZ1-D4013-200-PRE04 | Fire System PreAction Dry Pipe (Fire Pump Rm) | Viking | 00154196 | Deluge E1 | OM00040953 |  | Fire Pump Room | NA | NA | NA | NA | NA | NA | NA | NA | NA | NA | \Classifications\Building System Class\D40-Fire Protection SYS\D4010 - Sprinkler SYS\Fire Systems, Preaction System - PRE | 1018231
19-AZ1 | 19-AZ1 Michael D. Antonovich Antelope Valley Courthouse | 19-AZ1-D4013-200-PRE03 | Fire System PreAction Sprinkler (Fire Pump Rm) | Viking | 00154198 | Deluge E1 | OM00040952 |  | Fire Pump Room | NA | NA | NA | NA | NA | NA | NA | NA | NA | NA | \Classifications\Building System Class\D40-Fire Protection SYS\D4010 - Sprinkler SYS\Fire Systems, Preaction System - PRE | 1018232
19-AZ1 | 19-AZ1 Michael D. Antonovich Antelope Valley Courthouse | 19-AZ1-D2040-100-PSU09 | Sump Pump (SP-2) (Pump Rm) | Weil Pump Company | NA | NA | OM00040955 |  | Lower Level Pump Room | NA | NA | NA | 7.5 | 208-230/460 | 19.6-9.8 | Electric | 3 | NA | NA | \Classifications\Building System Class\D20-Plumbing\D2040 - Rain Drain\Sump Pump - PSU | 1018233
19-AZ1 | 19-AZ1 Michael D. Antonovich Antelope Valley Courthouse | 19-AZ1-D2040-100-PSU10 | Sump Pump (Rm L5608) | NA | NA | NA | OM00040969 |  | Public Mens Restroom Janitor Closet Rm L5608 | NA | NA | NA | DNA | DNA | DNA | Electric | DNA | NA | NA | \Classifications\Building System Class\D20-Plumbing\D2040 - Rain Drain\Sump Pump - PSU | 1018234
19-AZ1 | 19-AZ1 Michael D. Antonovich Antelope Valley Courthouse | 19-AZ1-D3031-100-PCH01 | Chilled Water Pump (Rm 1610) | Bell & Gossett | CL921703A20 | 2411 | OM00030695 |  | Chiller Room 1610 | NA | NA | NA | 15 | 230/460 | 37.0/18.5 | Electric | DNA | NA | NA | \Classifications\Building System Class\D30-HVAC Systems\D3030 - Cooling SYS\Chilled Water Pump - PCH | 1018235
19-AZ1 | 19-AZ1 Michael D. Antonovich Antelope Valley Courthouse | 19-AZ1-D3031-100-PCH02 | Chilled Water Pump (Rm 1610) | Bell & Gossett | CL921701A20 | 2411 | OM00030696 |  | Chiller Room 1610 | NA | NA | NA | 15 | 230/460 | 37.0/18.5 | Electric | DNA | NA | NA | \Classifications\Building System Class\D30-HVAC Systems\D3030 - Cooling SYS\Chilled Water Pump - PCH | 1018236
19-AZ1 | 19-AZ1 Michael D. Antonovich Antelope Valley Courthouse | 19-AZ1-D2030-410-PMS02 | Sewage Ejector Pump #2 (Pump Rm) | Homa | NA | NA | OM00040954 |  | Lower Level Pump Room | NA | NA | NA | NA | DNA | DNA | Electric | DNA | NA | NA | \Classifications\Building System Class\D20-Plumbing\D2030 - Sani Waste\Sewage Ejector Pump - PMS | 1018237
19-AZ1 | 19-AZ1 Michael D. Antonovich Antelope Valley Courthouse | 19-AZ1-G3010-210-PWT04 | Potable Water Storage Tank (Rm 1610) | Weesels Tank Co | 303091 | 8H114 | OM00040966 |  | Above Chiller #2 Against Wall | NA | NA | NA | NA | NA | NA | Electric | DNA | NA | NA | \Classifications\Building System Class\G30-Site Mechanical Utilities\G3010 - Water Supply\Potable Water Storage Tank - PWT | 1018239
19-AZ1 | 19-AZ1 Michael D. Antonovich Antelope Valley Courthouse | 19-AZ1-D5010-200-ESD03 | Electrical Switchboard (Rm 1605A) | General Electric | DNA | GE Spectra Series | OM00040967 |  | Main Electrical Room 1605A | NA | NA | NA | NA | 277/480 | 2000 | Electric | 3 | NA | NA | \Classifications\Building System Class\D50-Electrical SYS\D5010 - Elec Service & Dist\Electical Service and Distribution - ESD | 1018238
19-AZ1 | 19-AZ1 Michael D. Antonovich Antelope Valley Courthouse | 19-AZ1-D5010-200-ESD04 | Electrical Switchboard (Rm 5250) | General Electric | NA | GE Spectra Series | OM00040960 |  | Elevator 1 Room 5250 | NA | NA | NA | NA | 480 | 600 | Electric | 3 | NA | NA | \Classifications\Building System Class\D50-Electrical SYS\D5010 - Elec Service & Dist\Electical Service and Distribution - ESD | 1018240
19-AZ1 | 19-AZ1 Michael D. Antonovich Antelope Valley Courthouse | 19-AZ1-D5011-240-TRN02 | Electrical Transformer (Generator Area) | HO | 3280014301 | NA | OM00030658 |  | Generator Area | NA | NA | NA | NA | 480/277 | DNA | Electric | DNA | NA | NA | \Classifications\Building System Class\D50-Electrical SYS\D5010 - Elec Service & Dist\Transformer - TRN | 1018241
19-AZ1 | 19-AZ1 Michael D. Antonovich Antelope Valley Courthouse | 19-AZ1-D2023-310-WBS02 | Domestic Water Booster Pump #2 (Pump Rm) | Weil Pump Company | DNA | DNA | OM00040956 |  | Lower Level Pump Room | NA | NA | NA | 15 | 208-230/460 | 40.6-36.6/18.0 | Electric | 3 | NA | NA | \Classifications\Building System Class\D20-Plumbing\D2020 - Domestic Water\Domestic Water Booster System - WBS | 1018242
19-AZ1 | 19-AZ1 Michael D. Antonovich Antelope Valley Courthouse | 19-AZ1-D2023-310-WBS03 | Domestic Water Booster Pump #3 (Pump Rm) | Weil Pump Company | NA | NA | OM00040957 |  | Lower Level Pump Room | NA | NA | NA | 15 | 208-230/460 | 40.6-36.6/18.0 | Electric | 3 | NA | NA | \Classifications\Building System Class\D20-Plumbing\D2020 - Domestic Water\Domestic Water Booster System - WBS | 1018243
19-AZ1 | 19-AZ1 Michael D. Antonovich Antelope Valley Courthouse | 19-AZ1-D2090-230-WIP01 | Water Treatment Pump (Rm 1610) | Aquatrac Instructions Inc | 0304103219 | A151392S1 | OM00040965 |  | Chiller Room 1610 | NA | NA | NA | DNA | 115 | 0.4 | Electric | 1 | NA | NA | \Classifications\Building System Class\D20-Plumbing\D2090 - Other Plumbing SYS\Water Treatment Inhibitor Pump - WIP | 1018244
19-AZ1 | 19-AZ1 Michael D. Antonovich Antelope Valley Courthouse | 19-AZ1-C1020-110-FRD03 | Fire Doors Overhead (Lobby Window #8) | NA | NA | NA | OM00033680 |  | Lobby in Front of Window #8 | NA | NA | NA | 1/2 | 115/230 | 9.0/4.5 | Electric | 3 | NA | NA | \Classifications\Building System Class\C10-General Building Interior\C1020 - Fire Doors\Fire Doors - FRD | 1018221
19-AZ1 | 19-AZ1 Michael D. Antonovich Antelope Valley Courthouse | 19-AZ1-C1020-110-FRD04 | Fire Doors Overhead (Lobby Window #11) | NA | NA | NA | OM00033679 |  | Lobby in Front of Window #11 | NA | NA | NA | 1/2 | 115/230 | 9.0/4.5 | Electric | 3 | NA | NA | \Classifications\Building System Class\C10-General Building Interior\C1020 - Fire Doors\Fire Doors - FRD | 1018222
19-AZ1 | 19-AZ1 Michael D. Antonovich Antelope Valley Courthouse | 19-AZ1-C1020-110-FRD06 | Fire Doors Overhead (Lobby Window #1) | NA | NA | NA | OM00033682 |  | Lobby in Front of Window #1 | NA | NA | NA | 1/2 | 115/230 | 9.0/4.5 | Electric | 3 | NA | NA | \Classifications\Building System Class\C10-General Building Interior\C1020 - Fire Doors\Fire Doors - FRD | 1018224
19-AZ1 | 19-AZ1 Michael D. Antonovich Antelope Valley Courthouse | 19-AZ1-D2022-100-HWE01 | Hot Water Heater (Clerk Lounge) | Rheem | RHQ141433154 | XE02P06DU14U0 | OM00026464 |  | Clerk Lounge Under Counter | NA | NA | NA | NA | 120 | DNA | Electric | 1 | NA | NA | \Classifications\Building System Class\D20-Plumbing\D2020 - Domestic Water\Domestic Water Heater, Electric - HWE | 1018225
19-AZ1 | 19-AZ1 Michael D. Antonovich Antelope Valley Courthouse | 19-AZ1-D5010-110-MCC02 | Motor Control Center (Rm 1610) | General Electric | M190397 | GE 8000 Line Motor Control | OM00040940 |  | Chiller Room 1610 | NA | NA | NA | NA | DNA | DNA | Electric | DNA | NA | NA | \Classifications\Building System Class\D50-Electrical SYS\D5010 - Elec Service & Dist\Chiller Room Electrical Panel - MCC | 1018227
19-AZ1 | 19-AZ1 Michael D. Antonovich Antelope Valley Courthouse | 19-AZ1-D2023-100-BFP10 | Backflow Preventer (Fire Bypass 3/4") | Febco | J027301 | 825Y 3/4" | OM00040973 | Acct#:04024396 Meter:55930219 Device:1002628 | Grounds on Avenue M along W Prop Line - Requires County of LA Public Works Form | NA | NA | NA | NA | NA | NA | NA |  | NA | NA | \Classifications\Building System Class\D20-Plumbing\D2020 - Domestic Water\Backflow Preventer - BFP | 1018494
19-AZ1 | 19-AZ1 Michael D. Antonovich Antelope Valley Courthouse | 19-AZ1-D4013-200-PRE02 | Preaction Dry Standpipe (Emergency Stairwell #6) | Viking (4") | EN12259-3 | F1 | OM00040974 |  | Emergency Stairwell #6 | NA | NA | NA | NA | NA | NA | NA | NA | NA | NA | \Classifications\Building System Class\D40-Fire Protection SYS\D4010 - Sprinkler SYS\Fire Systems, Preaction System - PRE | 1018933
19-AZ1 | 19-AZ1 Michael D. Antonovich Antelope Valley Courthouse | 19-AZ1-D2023-100-BFP11 | Backflow 2" Cooling Tower Make up | Wilkins | 4005863 | 975XL2 2" | OM00036209 | OW0209916-FA0234825-BD0042017-MARCH | Chiller Room to tower (ORIGINAL BLUE FORM REQUIRED) | NA | NA | NA | NA | NA | NA | NA | NA | NA | NA | \Classifications\Building System Class\D20-Plumbing\D2020 - Domestic Water\Backflow Preventer - BFP | 1019260
19-C1 | 19-C1 Torrance Courthouse | 19-C1-D5092-210-GEN01 | Emergency Standby Generator GEN01 | Onan Electric | 36C87569 | 45DEF-4XR8/1B | OM00005919 | Permit # G7044 A/N 504831 ¦ GEN | Lower Level Chiller Room. MECHANICAL ROOM | NA | NA | NA | 87 | 480 | 60 | Diesel | 3 | NA | NA | \Classifications\Building System Class\D50-Electrical SYS\D5090 - Elec SYS\Emergency Generator - GEN | 1009906
19-C1 | 19-C1 Torrance Courthouse | 19-C1-D1010-100-ELE01 | Elevator,Electric,Pass/Freight 1 State ID 45151 | Otis | CP7584 | 3OUAL | OM00005977 | State ID# 045151¦ ELH-1 | MECHANIC ROOM | NA | NA | NA | NA | 480 | 158 | Electric | DNA | NA | NA | \Classifications\Building System Class\D10-Conveyance Systems\D1010 - Elevator\Elevator,Electric,Pass/Freight - ELE | 1009934
19-C1 | 19-C1 Torrance Courthouse | 19-C1-D1010-100-ELE02 | Elevator,Electric,Pass/Freight 2 ELE02 State ID 45152 | Otis | CP7585 | 3OUAL | OM00005978 | State ID# 045152¦ ELH-2 | MECHANICAL ROOM | NA | NA | NA | 40 | 158 | DNA | Electric | 3 | NA | NA | \Classifications\Building System Class\D10-Conveyance Systems\D1010 - Elevator\Elevator,Electric,Pass/Freight - ELE | 1009935
19-C1 | 19-C1 Torrance Courthouse | 19-C1-D1010-100-ELE03 | Elevator,Electric,Pass/Freight 3 ELE03 State ID 45153 | Otis | CP7587 | 3OUAL | OM00005979 | State ID# 045153 ¦ ELH-3 | MECHANICAL ROOM | NA | NA | NA | 3.5 | 480 | 40 | Electric | 3 | NA | NA | \Classifications\Building System Class\D10-Conveyance Systems\D1010 - Elevator\Elevator,Electric,Pass/Freight - ELE | 1009936
19-C1 | 19-C1 Torrance Courthouse | 19-C1-D1010-100-ELE04 | Elevator,Electric, Passenger(Jail) #4 ELE04 State ID 45154 | Otis | CP7700 | 3OUCL | OM00005952 | State ID# 045154¦ ELH-4 | Detention Room | NA | NA | NA | 3.5 | 480 | 44 | Electric | 3 | NA | NA | \Classifications\Building System Class\D10-Conveyance Systems\D1010 - Elevator\Elevator,Electric,Pass/Freight - ELE | 1009937
19-C1 | 19-C1 Torrance Courthouse | 19-C1-D1010-100-ELE05 | Elevator, Electric, Judge's #5 ELE05 State ID 45155 | Otis | CP7701 | 2IUCL | OM00000637 | State ID# 045155¦ ELH-5 | Floor 1 Secured Area | NA | NA | NA | NA | 480/160 | DNA | Electric | 3 | NA | NA | \Classifications\Building System Class\D10-Conveyance Systems\D1010 - Elevator\Elevator,Electric,Pass/Freight - ELE | 1009938
19-C1 | 19-C1 Torrance Courthouse | 19-C1-D3031-130-CLR01 | Chiller 1 | YORK | YMRM307495 | YTB1C1B2-CGB | OM00005953 | NA | Lower Level Chiller Room | NA | NA | R-11 | NA | 480 | DNA | Electric | 3 | NA | NA | \Classifications\Building System Class\D30-HVAC Systems\D3030 - Cooling SYS\Chiller, Water Cooled - CLR | 1009952
19-C1 | 19-C1 Torrance Courthouse | 19-C1-D3031-130-CLR02 | Chiller 2 | YORK | YMRM307496 | YTB1C1B2-CGB | OM00005954 |  | Lower Level Chiller Room | NA | NA | R-11 | NA | 480 | DNA | Electric | 3 | NA | NA | \Classifications\Building System Class\D30-HVAC Systems\D3030 - Cooling SYS\Chiller, Water Cooled - CLR | 1009953
19-C1 | 19-C1 Torrance Courthouse | 19-C1-D3090-114-CMP01 | Compressor Control Air #2 | Devilbiss | 08337 | UD05004-5 | OM00005960 | State ID# A009736-66 | Lower Level Chiller Room | A68 (1) | NA | NA | 2 | 208-220-440 | 7.2/3.6 | Electric | 3 | NA | NA | \Classifications\Building System Class\D30-HVAC Systems\D3090 - Other HVAC Systems and Equipment\Air Compressor - CMP | 1009957
19-C1 | 19-C1 Torrance Courthouse | 19-C1-D3090-114-CMP02 | Compressor Control Air #1 | Devilbiss | F6421 | UDM5004 | OM00005961 | State ID# A009737-66 | Lower Level Chiller Room | A68 (1) | NA | NA | 2 | 480 | 6.2/3.1 | Electric | 3 | NA | NA | \Classifications\Building System Class\D30-HVAC Systems\D3090 - Other HVAC Systems and Equipment\Air Compressor - CMP | 1009958
19-C1 | 19-C1 Torrance Courthouse | 19-C1-D3090-220-CMD01 | Control Air Dryer | Hankison | N80101150305575 | 8010-115 | OM00005962 | NA | Lower Level Chiller Room | NA | NA | R-134a | 1 | 480 | 4.6 | Electric | 3 | NA | NA | \Classifications\Building System Class\D30-HVAC Systems\D3090 - Other HVAC Systems and Equipment\Compressed Air Dryer - CMD | 1009959
19-C1 | 19-C1 Torrance Courthouse | 19-C1-D3031-100-PCH01 | Chilled Water Pump 1 | Bell & Gosset | 2127586 | 4AC | OM00005964 | NA | Lower Level Chiller Room | NA | NA | NA | 7.5 | 208-430/460 | 21.6/10.8 | Electric | 3 | NA | NA | \Classifications\Building System Class\D30-HVAC Systems\D3030 - Cooling SYS\Chilled Water Pump - PCH | 1009960
19-C1 | 19-C1 Torrance Courthouse | 19-C1-D3031-100-PCH02 | Chilled Water Pump 2 | Bell & Gosset | 2127588 | 4AC | OM00005963 | NA | Lower Level Chiller Room | NA | NA | NA | 7.5 | 208-230-460 | 21.6/10.8-22.2 | Electric | 3 | NA | NA | \Classifications\Building System Class\D30-HVAC Systems\D3030 - Cooling SYS\Chilled Water Pump - PCH | 1009961
19-C1 | 19-C1 Torrance Courthouse | 19-C1-D3031-100-PCH03 | Chilled Water Pump 3 | Bell & Gosset | 2127587 | 4AC | OM00005965 | NA | Lower Level Chiller Room | NA | NA | NA | 7.5 | 480 | 21.6/10.8 | Electric | 3 | NA | NA | \Classifications\Building System Class\D30-HVAC Systems\D3030 - Cooling SYS\Chilled Water Pump - PCH | 1009962
19-C1 | 19-C1 Torrance Courthouse | 19-C1-D3031-100-PCH06 | Condenser Water/tower water Pump 4 | Bell & Gosset | 2128041 | 5E | OM00005943 | NA | Lower Level Chiller Room | NA | NA | NA | 30 | 230/460 | 71/35.5 | Electric | 3 | NA | NA | \Classifications\Building System Class\D30-HVAC Systems\D3030 - Cooling SYS\Chilled Water Pump - PCH | 1009963
19-C1 | 19-C1 Torrance Courthouse | 19-C1-D3031-100-PCH07 | Chilled Water/tower water Pump 2 | Bell & Gosset | NA | 4G | OM00036991 |  | Lower Level Chiller Room | NA | NA | NA | 30 | 230/460 | 71/35.5 | Electric | 3 | NA | NA | \Classifications\Building System Class\D30-HVAC Systems\D3030 - Cooling SYS\Chilled Water Pump - PCH | 1009964
19-C1 | 19-C1 Torrance Courthouse | 19-C1-D3031-100-PCH04 | Chilled Water Pump 4 | Bell & Gosset | NA | 4G | OM00005966 |  | Lower Level Chiller Room | NA | NA | NA | 30 | 230-460 | 74/37 | Electric | 3 | NA | NA | \Classifications\Building System Class\D30-HVAC Systems\D3030 - Cooling SYS\Chilled Water Pump - PCH | 1009965
19-C1 | 19-C1 Torrance Courthouse | 19-C1-D3031-100-PCH05 | Condenser Water Pump 5 | Bell & Gosset | 2128040 | 5E | OM00005967 |  | Lower Level Chiller Room | NA | NA | NA | 30 | 230-460 | 74/37 | Electric | 3 | NA | NA | \Classifications\Building System Class\D30-HVAC Systems\D3030 - Cooling SYS\Chilled Water Pump - PCH | 1009966
19-C1 | 19-C1 Torrance Courthouse | 19-C1-D2023-310-HWP01 | Hot Water Pump 1 | Paco Smart Pumps | RE90D04578B | 10-25955-13001 | OM00005957 | NA | Lower Level Chiller Room | NA | NA | NA | 7.5 | 21.9-20.8/10.4 | v | Electric | 3 | NA | NA | \Classifications\Building System Class\D20-Plumbing\D2020 - Domestic Water\Domestic Hot Water Circulating Pump - HWP | 1009967
19-C1 | 19-C1 Torrance Courthouse | 19-C1-D2023-310-HWP02 | Hot Water Pump 2 | Paco Smart Pumps | RE90D04578A | 10-25955-13001 | OM00005958 | HNA | Lower Level Chiller Room | NA | NA | NA | 7.5 | 230/460 | 19.0/9.5 | Electric | 3 | NA | NA | \Classifications\Building System Class\D20-Plumbing\D2020 - Domestic Water\Domestic Hot Water Circulating Pump - HWP | 1009968
19-C1 | 19-C1 Torrance Courthouse | 19-C1-D2022-100-HWE01 | Domestic Water Heater, Electric | American | 0000410C0309519291 | STCE3-119-540 | OM00005970 | HWG | Lower Level Chiller Room | NA | NA | NA | NA | Other | 65 | Electric | 3 | NA | NA | \Classifications\Building System Class\D20-Plumbing\D2020 - Domestic Water\Domestic Water Heater, Electric - HWE | 1009969
19-C1 | 19-C1 Torrance Courthouse | 19-C1-D2023-310-HWP03 | Hot Water Pump 2 | Marathon | B315 | EIN47C17D2944M | OM00005951 |  | Room 10 - Air Handler Room | NA | NA | NA | 1/3 | NA | 5.8 / 3.1 / 2.9 | Electric | 1 | NA | NA | \Classifications\Building System Class\D20-Plumbing\D2020 - Domestic Water\Domestic Hot Water Circulating Pump - HWP | 1009970
19-C1 | 19-C1 Torrance Courthouse | 19-C1-D2023-310-HWP04 | Hot Water Pump 1 | Bell & Gosset | LD3102222 | E11 | OM00005913 | NA | Floor 1 Chiller Room | NA | NA | NA | 1/2 | 115 | 3.0 | Electric | 3 | NA | NA | \Classifications\Building System Class\D20-Plumbing\D2020 - Domestic Water\Domestic Hot Water Circulating Pump - HWP | 1009971
19-C1 | 19-C1 Torrance Courthouse | 19-C1-D2023-310-HWP05 | Hot Water Pump 2 | Bell & Gosset | NA | C-21 | OM00005918 |  | Floor 2 Chiller Room | NA | NA | NA | 1/4 | 115 | 3.0 | Electric | 3 | NA | NA | \Classifications\Building System Class\D20-Plumbing\D2020 - Domestic Water\Domestic Hot Water Circulating Pump - HWP | 1009972
19-C1 | 19-C1 Torrance Courthouse | 19-C1-D2040-100-PSU01 | Sump Pump - PSU | Weil Pump | 153931 | NA | OM00005971 |  | Lower Level Chiller Room | NA | NA | NA | 1/2 | 480/110 | 1 | Electric | 3 | NA | NA | \Classifications\Building System Class\D20-Plumbing\D2040 - Rain Drain\Sump Pump - PSU | 1009973
19-C1 | 19-C1 Torrance Courthouse | 19-C1-D2030-410-PMS01 | Pump Ejector Sewage - PMS | Landia Pumps Co | 21034 | MPG I | OM00005972 | NA | Lower Level Chiller Room. MECHANICAL ROOM | NA | NA | NA | 9.0 | 480 | 14.8/8.59 | Electric | 3 | NA | NA | \Classifications\Building System Class\D20-Plumbing\D2030 - Sani Waste\Sewage Ejector Pump - PMS | 1009974
19-C1 | 19-C1 Torrance Courthouse | 19-C1-D5010-200-ESD01 | ELECTRICAL SWITCHBOARD - SBR01 | General Electric | DJA1A2T375C2377152 | 47239BC | OM00005973 | MCE | Basement MECHANICAL ROOM | NA | NA | NA | NA | 480 | 600 | Electric | 3 | NA | NA | \Classifications\Building System Class\D50-Electrical SYS\D5010 - Elec Service & Dist\Electical Service and Distribution - ESD | 1009976
19-C1 | 19-C1 Torrance Courthouse | 19-C1-D5010-200-ESD02 | ELECTRICAL SWITCHBOARD- SBR 02 | General Electric | 11989 | DR-2 | OM00005921 | MCE | Lower Level Chiller Room | NA | NA | NA | NA | 480 | 1000 | Electric | 3 | NA | NA | \Classifications\Building System Class\D50-Electrical SYS\D5010 - Elec Service & Dist\Electical Service and Distribution - ESD | 1009977
19-C1 | 19-C1 Torrance Courthouse | 19-C1-D5010-110-MCC01 | Chiller Motor Control Center - MCC | Siemens-Allis | 6NFDMASCTIRUVZ | Siemens - Allis | OM00005934 | NA | Lower Level Chiller Room. MECHANICAL AREA | NA | NA | NA | NA | NA | 216 | Electric | 3 | NA | NA | \Classifications\Building System Class\D50-Electrical SYS\D5010 - Elec Service & Dist\Chiller Room Electrical Panel - MCC | 1009978
19-C1 | 19-C1 Torrance Courthouse | 19-C1-D5010-110-MCC02 | Chiller Motor Control Center - MCC | Siemens-Allis | AYCY14N021 6NFDMASCTIRUVZ | Siemens - Allis | OM00005935 | NA | Lower Level Chiller Room. MECHANICAL ROOM | NA | NA | NA | NA | NA | 216 | Electric | 3 | NA | NA | \Classifications\Building System Class\D50-Electrical SYS\D5010 - Elec Service & Dist\Chiller Room Electrical Panel - MCC | 1009979
19-C1 | 19-C1 Torrance Courthouse | 19-C1-D2023-100-BFP01 | Backflow Preventer 1, 2 inch | Hersey | 159958 | FRP-II 2" | OM00005981 |  | Roof Area BY COOLING TOWER. | NA | NA | NA | NA | NA | NA | NA | NA | NA | NA | \Classifications\Building System Class\D20-Plumbing\D2020 - Domestic Water\Backflow Preventer - BFP | 1009980
19-C1 | 19-C1 Torrance Courthouse | 19-C1-D2023-100-BFP02 | Backflow Preventer 2 | FEBCO | 7053 | 775 | OM00005916 |  | Exterior Mechanical Area | NA | NA | NA | NA | NA | NA | NA | NA | NA | NA | \Classifications\Building System Class\D20-Plumbing\D2020 - Domestic Water\Backflow Preventer - BFP | 1009981
19-C1 | 19-C1 Torrance Courthouse | 19-C1-D3041-110-AHU01 | Air Handling Unit 1 | Trane | AHU-1 | NA | OM00005948 |  | Room 10 - Air Handler Room | BP65 (2) | 16x18x2 (16) | NA | 5 | 208-230/460 | 15.6-14.4/7.2 | Electric | 3 | NA | NA | \Classifications\Building System Class\D30-HVAC Systems\D3040 - Distribution SYS\Air Handling Unit - AHU | 1009984
19-C1 | 19-C1 Torrance Courthouse | 19-C1-D3041-110-AHU02 | Air Handling Unit 2 | Trane | U69194 | Climate Changer H63 | OM00005910 | NA | Air Handler Room | C158 | 20x20x8 (25) | NA | 25 | 230/460 | 61/30.5 | Electric | 3 | NA | NA | \Classifications\Building System Class\D30-HVAC Systems\D3040 - Distribution SYS\Air Handling Unit - AHU | 1009985
19-C1 | 19-C1 Torrance Courthouse | 19-C1-D3041-110-AHU03 | Air Handling Unit 3 | Trane | U69195 | 63-Climate Changer | OM00005907 | NA | Air Handler Room | C 158 (2) | 20x20x8 (25) | NA | 25 | 208-220/440 | 66-62/31 | Electric | 3 | NA | NA | \Classifications\Building System Class\D30-HVAC Systems\D3040 - Distribution SYS\Air Handling Unit - AHU | 1009986
19-C1 | 19-C1 Torrance Courthouse | 19-C1-D3041-110-AHU04 | Air Handling Unit 4 | Trane | U69196 | 63 | OM00005988 | NA | Air Handler Room | 20x20x8 (20) | 20x20x8 (25) | NA | 25 | 230/460 | 60/30 | Electric | 3 | NA | NA | \Classifications\Building System Class\D30-HVAC Systems\D3040 - Distribution SYS\Air Handling Unit - AHU | 1009987
19-C1 | 19-C1 Torrance Courthouse | 19-C1-D3041-110-AHU05 | Air Handling Unit 5 | Trane | U69197 | 63 | OM00005985 | NA | Air Handler Room | CL158 (1) | 20x20x8 (25) | NA | 25 | 220/440 | 58/29 | Electric | 3 | NA | NA | \Classifications\Building System Class\D30-HVAC Systems\D3040 - Distribution SYS\Air Handling Unit - AHU | 1009988
19-C1 | 19-C1 Torrance Courthouse | 19-C1-D3041-110-AHU06 | Air Handling Unit 6 | Trane | U77787 | 63 | OM00005974 | NA | Air Handler Room | CP150 (3) | 20x20x8 (20) | NA | 30 | 208-230/440 | 77.2-73/36 | Electric | 3 | NA | NA | \Classifications\Building System Class\D30-HVAC Systems\D3040 - Distribution SYS\Air Handling Unit - AHU | 1009989
19-C1 | 19-C1 Torrance Courthouse | 19-C1-D3041-110-AHU09 | Air Handling Unit 9 | Recold | NA | NA | OM00005983 |  | Elevator Room | B59 (1) | 16x20x2 (6) | NA | 2 | 208-230/460 | 6.8-6.4/3.2 | Electric | 3 | NA | NA | \Classifications\Building System Class\D30-HVAC Systems\D3040 - Distribution SYS\Air Handling Unit - AHU | 1009991
19-C1 | 19-C1 Torrance Courthouse | 19-C1-D3030-110-CTW01 | Cooling Tower - CTW | Evapco West | 6297673 | USS29318 | OM00005980 | NA | Roof Area | B154 (3) | NA | NA | 7.5 | 230/460 | 18.20/9.10 | Electric | 3 | NA | NA | \Classifications\Building System Class\D30-HVAC Systems\D3030 - Cooling SYS\Cooling Tower - CTW | 1009992
19-C1 | 19-C1 Torrance Courthouse | 19-C1-G3063-100-AST01 | Fuel Storage, above ground - FSA | San Luis Tank | 5058 | NA | OM00005944 | FSA | Outside of Building | NA | NA | NA | NA | NA | NA | Diesel | NA | NA | NA | \Classifications\Building System Class\G30-Site Mechanical Utilities\G3060 - Fuel Distribution\Tank, Fuel Storage, Above Ground - AST | 1009993
19-C1 | 19-C1 Torrance Courthouse | 19-C1-G3063-100-DAT01 | Fuel Storage Day Tank - DAT | NA | NA | NA | OM00005938 | DAT | Generator Room Rm 14. MECHANICAL ROOM | NA | NA | NA | NA | NA | NA | Diesel | NA | NA | NA | \Classifications\Building System Class\G30-Site Mechanical Utilities\G3060 - Fuel Distribution\Tank, Fuel Storage Day - DAT | 1009994
19-C1 | 19-C1 Torrance Courthouse | 19-C1-D5011-240-TRN02 | Transformer 2 | General Electric | 9T23Y2673 | 9123Y2673 | OM00005945 | TRN | Lower Level Chiller Room | NA | NA | NA | NA | 120/240 | DNA | Electric | 3 | NA | NA | \Classifications\Building System Class\D50-Electrical SYS\D5010 - Elec Service & Dist\Transformer - TRN | 1009997
19-C1 | 19-C1 Torrance Courthouse | 19-C1-D5011-240-TRN03 | Transformer 3 | General Electric | Transformer/BA | 9T23Y3874 | OM00005947 | TRN | Lower Level Chiller Room | NA | NA | NA | NA | 208/480 | DNA | Electric | 3 | NA | NA | \Classifications\Building System Class\D50-Electrical SYS\D5010 - Elec Service & Dist\Transformer - TRN | 1009998
19-C1 | 19-C1 Torrance Courthouse | 19-C1-D5037-710-FAP01 | Fire Alarm Panel 1 | Pyrotronics Inc | 1148 P | PYR-A-LARM Type C-B | OM00005930 | FAP-1 | Engineer's Office | NA | NA | NA | NA | 110 | DNA | Electric | 1 | NA | NA | \Classifications\Building System Class\D50-Electrical SYS\D5030 - Comm & Security\Fire Alarm Panel - FAP | 1009999
19-C1 | 19-C1 Torrance Courthouse | 19-C1-D5037-710-FAP02 | Fire Alarm Panel 2 | Flexalarm | 0134-1632 | Type A | OM00005932 | FAP-2 | Engineer's Office | NA | NA | NA | NA | 110 | DNA | Electric | 1 | NA | NA | \Classifications\Building System Class\D50-Electrical SYS\D5030 - Comm & Security\Fire Alarm Panel - FAP | 1010000
19-C1 | 19-C1 Torrance Courthouse | 19-C1-D5036-200-CSY01 | Clock Systems - CSY | Stromberg | 7023 | Master Clock DAS4 | OM00005931 |  | Engineer's Office | NA | NA | NA | NA | NA | DNA | Electric | 1 | NA | NA | \Classifications\Building System Class\D50-Electrical SYS\D5030 - Comm & Security\Clock Systems - CSY | 1010001
19-C1 | 19-C1 Torrance Courthouse | 19-C1-D4010-150-FMS01 | System Extinguishing,Wet Pipe - SEW | Reliable | 89783 | 6E | OM00036780 | SEW-1 | Lower Level Chiller Room | NA | NA | NA | NA | NA | NA | NA | NA | NA | NA | \Classifications\Building System Class\D40-Fire Protection SYS\D4010 - Sprinkler SYS\Fire Systems, stand pipes - FMS | 1010002
19-C1 | 19-C1 Torrance Courthouse | 19-C1-D4031-100-FEX54 | Fire Extinguisher - FEX (54) | MARX | NA | ABC | OM00000642 | FEX-52 | All floors | NA | NA | NA | NA | NA | NA | NA | NA | NA | NA | \Classifications\Building System Class\D40-Fire Protection SYS\D4030 - FIRE SPEC\Fire Extinguisher - FEX | 1010003
19-C1 | 19-C1 Torrance Courthouse | 19-C1-D5092-250-EML35 | Emergency And Exit Lighting - EML (35) | NA | NA | NA | OM00036020 | EML-35 | All floors | NA | NA | NA | NA | NA | DNA | Electric | NA | NA | NA | \Classifications\Building System Class\D50-Electrical SYS\D5090 - Elec SYS\Emergency And Exit Lighting - EML | 1010004
19-C1 | 19-C1 Torrance Courthouse | 19-C1-G2050-200-LSC01 | Landscaping - LSC | NA | NA | NA | OM00033598 | NA | Exterior. GROUNDS | NA | NA | NA | NA | NA | NA | NA | NA | NA | NA | \Classifications\Building System Class\G20-Other Systems\G2050 - Landscaping\Landscaping - LSC | 1010005
19-C1 | 19-C1 Torrance Courthouse | 19-C1-D5092-250-ELT01 | Exterior Lighting - ELT | NA | NA | NA | OM00033597 |  | EXTERIOR GROUNDS | NA | NA | NA | NA | NA | NA | NA | NA | NA | NA | \Classifications\Building System Class\D50-Electrical SYS\D5090 - Elec SYS\Exterior Lighting - ELT | 1010006
19-C1 | 19-C1 Torrance Courthouse | 19-C1-G2049-300-HSC01 | Hardscape - HSC | NA | NA | NA | OM00033596 | NA | Exterior | NA | NA | NA | NA | NA | NA | NA | NA | NA | NA | \Classifications\Building System Class\G20-Other Systems\G2040 - Site Development\Hardscape - HSC | 1010007
19-C1 | 19-C1 Torrance Courthouse | 19-C1-D2030-150-MWL01 | Main/Branch Waste System - MWL | NA | NA | NA | OM00033599 |  | 1 floors MAINTENANCE ROOM | NA | NA | NA | NA | NA | NA | NA | NA | NA | NA | \Classifications\Building System Class\D20-Plumbing\D2030 - Sani Waste\Main/Branch Waste System - MWL | 1010008
19-C1 | 19-C1 Torrance Courthouse | 19-C1-B3010-100-RUF01 | Roof - RUF | NA | NA | NA | OM00033600 | NA | Roof | NA | NA | NA | NA | NA | NA | NA | NA | NA | NA | \Classifications\Building System Class\B30-Roofing\B3010 - Roof Types\Roof - RUF | 1010009
19-C1 | 19-C1 Torrance Courthouse | 19-C1-D3042-220-EFN06 | Exhaust Fan | TRADEUTILITY FAN | U760-80 | 27L2-FC-4814 | OM00005984 | NA | ROOF | A80 (1) | NA | NA | 3/4 | 460/200-230 | 1.7/2.9-3.4 | Electric | DNA | NA | NA | \Classifications\Building System Class\D30-HVAC Systems\D3040 - Distribution SYS\Supply/Exhaust/Return fans- FAN | 1010035
19-C1 | 19-C1 Torrance Courthouse | 19-C1-D2023-310-HWP09 | Hot Water Pump - PHW03 - | Bell & Gosset | DNA | DNA | OM00005987 | NA | MECHANICAL EQUIPMENT ROOM | NA | NA | NA | 1/2 | 115 | 1.25 | Electric | 3 | NA | NA | \Classifications\Building System Class\D20-Plumbing\D2020 - Domestic Water\Domestic Hot Water Circulating Pump - HWP | 1010997
19-C1 | 19-C1 Torrance Courthouse | 19-C1-D2023-310-HWP10 | Hot Water Pump - PHW04 - | Bell & Gosset | 189105 | B01 | OM00005906 | NA | MECHANICAL EQUIPMENT ROOM | NA | NA | NA | 1/4 | 115 | 3.0 | Electric | 3 | NA | NA | \Classifications\Building System Class\D20-Plumbing\D2020 - Domestic Water\Domestic Hot Water Circulating Pump - HWP | 1010998
19-C1 | 19-C1 Torrance Courthouse | 19-C1-D2023-310-HWP11 | Hot Water Pump - PHW03 | Bell & Gosset | NA | LD-3 | OM00005909 |  | MECHANICAL ROOM | NA | NA | NA | 1/4 | 115 | 3.0 | Electric | 3 | NA | NA | \Classifications\Building System Class\D20-Plumbing\D2020 - Domestic Water\Domestic Hot Water Circulating Pump - HWP | 1010999
19-C1 | 19-C1 Torrance Courthouse | 19-C1-B2010-100-BLD01 | BUILDING | NA | NA | NA | OM00033595 | NA | All | NA | NA | NA | NA | NA | NA | NA | NA | NA | NA | \Classifications\Building System Class\B20-General Building Exterior\B2010 - Exterior Walls\Building - BLD | 1013897
19-C1 | 19-C1 Torrance Courthouse | 19-C1-D2017-100-SHW01 | SHOWER, EYE WASH & EMERGENCY SHOWERS | BERKLEY HAWS | NA | BRADLEY | OM00005969 |  | CHILLER ROOM | NA | NA | NA | NA | NA | NA | NA | NA | NA | NA | \Classifications\Building System Class\D20-Plumbing\D2010 - Plumb Fix\Showers - SHW | 1013898
19-C1 | 19-C1 Torrance Courthouse | 19-C1-D3050-250-ACU02 | CONDENSING UNIT WATER COOLED CDR02 | MITSUBISHI ELECTRIC | NA | M2SLIM-PU-1866.US | OM00028983 |  | ROOF | NA | NA | R-22 | NA | DNA | 12 | Electric | 1 | NA | NA | \Classifications\Building System Class\D30-HVAC Systems\D3050 - Package SYS\Air Conditioning,Split System - ACU | 1013900
19-C1 | 19-C1 Torrance Courthouse | 19-C1-D3042-220-EFN01 | EXHAUST FAN 1 | JENN AIR | 2425CRA | Z425CRA | OM00005940 |  | ROOF | 3L320 (1) | NA | NA | 1/2 | 115 | 7.5 | Electric | 1 | NA | NA | \Classifications\Building System Class\D30-HVAC Systems\D3040 - Distribution SYS\Supply/Exhaust/Return fans- FAN | 1013901
19-C1 | 19-C1 Torrance Courthouse | 19-C1-D3042-220-EFN02 | EXHAUST FAN 2 | Jennair | NA | 2425CRA | OM00005942 |  | ROOF | L320 (1) | NA | NA | 1.5 | 208-230/460 | 5.4 | Electric | 1 | NA | NA | \Classifications\Building System Class\D30-HVAC Systems\D3040 - Distribution SYS\Supply/Exhaust/Return fans- FAN | 1013902
19-C1 | 19-C1 Torrance Courthouse | 19-C1-D3042-220-EFN03 | EXHAUST FAN BELT DRIVEN-EFN03 | Jennair | NA | 2425CRA | OM00000633 |  | ROOF | 4L350 | NA | NA | 3/4 | 208-230/460 | 5.4 | Electric | 1 | NA | NA | \Classifications\Building System Class\D30-HVAC Systems\D3040 - Distribution SYS\Supply/Exhaust/Return fans- FAN | 1013903
19-C1 | 19-C1 Torrance Courthouse | 19-C1-D3042-220-EFN07 | EXHAUST FAN 7 | JENN AIR | NA | 2425CRA | OM00005939 |  | ROOF | 4L350 (1) | NA | NA | 1.5 | 208-230/460 | 4.8/2.4 | Electric | 1 | NA | NA | \Classifications\Building System Class\D30-HVAC Systems\D3040 - Distribution SYS\Supply/Exhaust/Return fans- FAN | 1013904
19-C1 | 19-C1 Torrance Courthouse | 19-C1-D3050-250-ACU01 | Air Conditioning, Split System (Air Intake Area) | CARRIER | 4299G00181 | 38AK-007-611 | OM00005937 |  | AIR INTAKE AREA | NA | NA | R-22 | NA | 240 | 8 | Electric | 3 | NA | NA | \Classifications\Building System Class\D30-HVAC Systems\D3050 - Package SYS\Air Conditioning,Split System - ACU | 1013905
19-C1 | 19-C1 Torrance Courthouse | 19-C1-D5011-240-TRN04 | ELECTRICAL TRANSFORMER 4 | ZINSCO | 452-415-7H | HWT | OM00005975 |  | MECHANICAL ROOM | NA | NA | NA | NA | 480-220/120 | DNA | Electric | 3 | NA | NA | \Classifications\Building System Class\D50-Electrical SYS\D5010 - Elec Service & Dist\Transformer - TRN | 1013906
19-C1 | 19-C1 Torrance Courthouse | 19-C1-D5011-240-TRN05 | ELECTRICAL TRANSFORMER 5 | G.E. | NA | 9T23Y3873 | OM00005908 |  | MECHANICAL EQUIPMENT ROOM | NA | NA | NA | NA | 480-220/120 | DNA | Electric | 3 | NA | NA | \Classifications\Building System Class\D50-Electrical SYS\D5010 - Elec Service & Dist\Transformer - TRN | 1013907
19-C1 | 19-C1 Torrance Courthouse | 19-C1-D5011-240-TRN06 | ELECTRICAL TRANSFORMER 1 | CUTTLER HAMMER | J00DOO86 | U75012 Series A | OM00005946 |  | BASEMENT MECHANICAL AREA | NA | NA | NA | NA | 208/120 | 4.7 | Electric | 3 | NA | NA | \Classifications\Building System Class\D50-Electrical SYS\D5010 - Elec Service & Dist\Transformer - TRN | 1013908
19-C1 | 19-C1 Torrance Courthouse | 19-C1-D5011-240-TRN07 | ELECTRICAL TRANSFORMER 7 | G.E. | DNA | 9T23Y3873 | OM00005986 |  | MECHANICAL ROOM | NA | NA | NA | NA | 480-208/120 | DNA | Electric | 3 | NA | NA | \Classifications\Building System Class\D50-Electrical SYS\D5010 - Elec Service & Dist\Transformer - TRN | 1013909
19-C1 | 19-C1 Torrance Courthouse | 19-C1-D5011-240-TRN08 | ELECTRICAL TRANSFORMER 8 | G.E. | NA | 9123A3873 | OM00005905 |  | MECHANICAL EQUIPMENT ROOM | NA | NA | NA | NA | 408-208/120 | DNA | Electric | 3 | NA | NA | \Classifications\Building System Class\D50-Electrical SYS\D5010 - Elec Service & Dist\Transformer - TRN | 1013910
19-C1 | 19-C1 Torrance Courthouse | 19-C1-D3041-110-AHU07 | HOLDING CELL:AIR HANDLING UNIT #7 | RECOLD CORP | D7053 | RECOLD AHB-200 | OM00040731 |  | HOLDING CELL: SALLY PORT | NA | NA | NA | 5 | 220 | 14.0 | Electric | 3 | NA | NA | \Classifications\Building System Class\D30-HVAC Systems\D3040 - Distribution SYS\Air Handling Unit - AHU | 1015505
19-C1 | 19-C1 Torrance Courthouse | 19-C1-B2034-400-DOH01 | Sally Port Rollup Door | Lawrence | 12M172210 | NA | OM00036772 | OM00040730 | HOLDING CELL: SALLY PORT | CHAIN | NA | NA | 1 | 480 | DNA | Electric | 3 | NA | NA | \Classifications\Building System Class\B20-General Building Exterior\B2030 - Exterior Doors\Door,Overhead-Shutter,Manual,Elec,Roll-up - DOH | 1015506
19-C1 | 19-C1 Torrance Courthouse | 19-C1-D3042-220-EFN04 | HOLDING CELL:FAN, EXHAUST #4 | NA | NA | NA | OM00040729 |  | HOLDING CELL: SALLY PORT | PROPELLER | NA | NA | 3-Jan | 115-208/230 | DNA | Electric | 1 | NA | NA | \Classifications\Building System Class\D30-HVAC Systems\D3040 - Distribution SYS\Supply/Exhaust/Return fans- FAN | 1015507
19-C1 | 19-C1 Torrance Courthouse | 19-C1-D3042-220-EFN05 | HOLDING CELL:FAN, EXHAUST #5 | JENNA-AIR | NA | NA | OM00036770 |  | HOLDING CELL: KITCHEN ROOF TOP | NA | NA | NA | 2-Jan | 480 | DNA | Electric | 3 | NA | NA | \Classifications\Building System Class\D30-HVAC Systems\D3040 - Distribution SYS\Supply/Exhaust/Return fans- FAN | 1015508
19-C1 | 19-C1 Torrance Courthouse | 19-C1-D3041-110-AHU10 | AIR HANDLER UNIT #8 (ROOM 14) | DAIRTECH | D-13-141 | D-AHU-10 | OM00036776 | NA | BASEMENT ROOM 14 | B-55 | 20X24X2 (5); 20X20X2 (5) | NA | 7.5 | 208-230/460 | 20.0-18/9.3 | Electric | 3 | NA | NA | \Classifications\Building System Class\D30-HVAC Systems\D3040 - Distribution SYS\Air Handling Unit - AHU | 1016603
19-C1 | 19-C1 Torrance Courthouse | 19-C1-D3021-130-BLR03 | Boiler 1 | Lochinvar | J13H00255566 | CHN2072C | OM00040735 |  | Lower Level Chiller Room | NA | NA | NA | NA | NA | DNA | Natural gas | DNA | 1,999,000 | NA | \Classifications\Building System Class\D30-HVAC Systems\D3020 - Heat SYS\Boiler,Hot Water,Oil/Gas/Comb. - BLR | 1017510
19-C1 | 19-C1 Torrance Courthouse | 19-C1-D3021-130-BLR04 | Boiler 2 | Lochinvar | H13H00253440 | CHN2072C | OM00040736 |  | Basement Lower Level Chiller Room | NA | NA | NA | NA | NA | DNA | Natural gas | DNA | 1,999,999 | NA | \Classifications\Building System Class\D30-HVAC Systems\D3020 - Heat SYS\Boiler,Hot Water,Oil/Gas/Comb. - BLR | 1017511
19-C1 | 19-C1 Torrance Courthouse | 19-C1-D3020-100-HET01 | Heater Water Expansion Tank #1 (Basement) | Santa Fe Tank & Heater Company | 10922 | 21943 | OM00036994 |  | Mechanical Room Above Chiller 2 | NA | NA | NA | NA | NA | NA | NA | NA | NA | NA | \Classifications\Building System Class\D30-HVAC Systems\D3020 - Heat SYS\Heater Water Expansion Tank - HET | 1017570
19-C1 | 19-C1 Torrance Courthouse | 19-C1-D3020-100-HET02 | Heater Water Expansion Tank #2 (Basement) | Ace Tank & Heater Company | 36207 | NA | OM00036995 |  | Mechanical Room Above Boiler 2 | NA | NA | NA | NA | NA | NA | NA | NA | NA | NA | \Classifications\Building System Class\D30-HVAC Systems\D3020 - Heat SYS\Heater Water Expansion Tank - HET | 1017571
19-C1 | 19-C1 Torrance Courthouse | 19-C1-D2090-230-WIP03 | Water Treatment Pump (Inhibitor) | LMI | 07072396592-4 | AA151-392S1 | OM00040726 |  | Chiller Room Near Water Pumps | NA | NA | NA | NA | 120 | 1.4 | NA | 1 | NA | NA | \Classifications\Building System Class\D20-Plumbing\D2090 - Other Plumbing SYS\Water Treatment Inhibitor Pump - WIP | 1017576
19-C1 | 19-C1 Torrance Courthouse | 19-C1-D3020-100-HET03 | Chilled Water Expansion Tank #3 (Basement) | Advance Tank MFG Co | 22287 | 15605 | OM00036996 |  | Mechanical Room Above Chiller Water Pumps | NA | NA | NA | NA | NA | NA | NA | NA | NA | NA | \Classifications\Building System Class\D30-HVAC Systems\D3020 - Heat SYS\Heater Water Expansion Tank - HET | 1017572
19-C1 | 19-C1 Torrance Courthouse | 19-C1-C1020-110-FRD01 | Manual Fire Door, Roll-Up (Mech Rm Entrance) | NA | C846833 | NA | OM00036992 |  | Mechanical Room Entrance | NA | NA | NA | NA | NA | NA | NA | NA | NA | NA | \Classifications\Building System Class\C10-General Building Interior\C1020 - Fire Doors\Fire Doors - FRD | 1017573
19-C1 | 19-C1 Torrance Courthouse | 19-C1-B2034-400-DOH02 | Manual Roll-Up Door (Sally Port) | NA | NA | NA | OM00040727 |  | Storage Room in Sally Port Area | NA | NA | NA | NA | NA | NA | NA | NA | NA | NA | \Classifications\Building System Class\B20-General Building Exterior\B2030 - Exterior Doors\Door,Overhead-Shutter,Manual,Elec,Roll-up - DOH | 1017574
19-C1 | 19-C1 Torrance Courthouse | 19-C1-D2090-230-WIP02 | Water Treatment Pump (Biocide) | Tacmina | 113Z0452 | ARPZ-31-CL-1 | OM00040725 |  | Chiller Room Near Water Pumps | NA | NA | NA | NA | 120 | 2.2 | NA | 1 | NA | NA | \Classifications\Building System Class\D20-Plumbing\D2090 - Other Plumbing SYS\Water Treatment Inhibitor Pump - WIP | 1017575
19-C1 | 19-C1 Torrance Courthouse | 19-C1-D5010-234-ATS02 | Automatic Transfer Switch (Rm 14) | Kohler Co | SGM3262N4 | KSSDMTA0080S | OM00040799 |  | Mech Room 14 | NA | NA | NA | NA | 480 | 80 | Electric | 3 | NA | NA | \Classifications\Building System Class\D50-Electrical SYS\D5010 - Elec Service & Dist\Automatic Transfer Switch - ATS | 1017884
19-C1 | 19-C1 Torrance Courthouse | 19-C1-D4095-230-HBL02 | Fire Supression, Kitchen Exhaust Hood | Pyro Chem Co | PCL460 | NMCH3 | OM00040804 | NA | Cafeteria Kitchen | NA | NA | NA | NA | DNA | DNA | Electric | DNA | NA | NA | \Classifications\Building System Class\D40-Fire Protection SYS\D4090 - Other Fire Protection Systems\Hood and Blower - HBL | 1017885
19-C1 | 19-C1 Torrance Courthouse | 19-C1-D3050-210-PKU01 | Package Unit (Basement Rm 10) | Magic aire | W080413083 | HBB20-3D | OM00040816 |  | Basement Room 10 | NA | 24x24x2 (1) | R-22 | 1 | 480 | 2.6 | Electric | 3 | NA | NA | \Classifications\Building System Class\D30-HVAC Systems\D3050 - Package SYS\Package Unit - PKU | 1017921
19-C1 | 19-C1 Torrance Courthouse | 19-C1-D3042-220-EFN09 | Exhaust Fan (Basement Rm 15) | Trane | NA | NA | OM00040814 |  | Basement Room 15 | A46 (1) | NA | NA | 1/4 | 115 | 3.0 | Electric | 1 | NA | NA | \Classifications\Building System Class\D30-HVAC Systems\D3040 - Distribution SYS\Supply/Exhaust/Return fans- FAN | 1017924
19-C1 | 19-C1 Torrance Courthouse | 19-C1-D3020-100-HET04 | Heater Water Expansion Tank (Chiller Rm) | Bell & Gosset | 91535 | NA | OM00040728 |  | Basement Room E | NA | NA | NA | NA | NA | NA | NA | NA | NA | NA | \Classifications\Building System Class\D30-HVAC Systems\D3020 - Heat SYS\Heater Water Expansion Tank - HET | 1017923
19-C1 | 19-C1 Torrance Courthouse | 19-C1-D2023-310-HWP13 | Domestic Hot Water Pump (Basement Rm E) | Grundfos | 52722370P1 | UP43-75BF216 | OM00033012 |  | Basement Room E | NA | NA | NA | NA | 115 | 10 | Electric | 1 | NA | NA | \Classifications\Building System Class\D20-Plumbing\D2020 - Domestic Water\Domestic Hot Water Circulating Pump - HWP | 1017926
19-C1 | 19-C1 Torrance Courthouse | 19-C1-D2030-410-PMS02 | Sewage Ejector Pump #2 (Mech Rm E) | Landia Pumps Co | 21035 | MPG-1 | OM00040797 |  | Boiler & Chiller Room | NA | NA | NA | 9 | 480 | 14.8 | Electric | 3 | NA | NA | \Classifications\Building System Class\D20-Plumbing\D2030 - Sani Waste\Sewage Ejector Pump - PMS | 1017934
19-C1 | 19-C1 Torrance Courthouse | 19-C1-G3060-320-DFP01 | Diesel Fuel Transfer Pump (Basement Rm 14) | NA | NA | NA | OM00040800 |  | Basement Room 14 | NA | NA | NA | NA | 115 | 5.2 | Electric | 1 | NA | NA | \Classifications\Building System Class\G30-Site Mechanical Utilities\G3060 - Fuel Distribution\Pump, Fuel, Diesel Fuel Transfer Pump - DFP | 1017922
19-C1 | 19-C1 Torrance Courthouse | 19-C1-D2023-310-HWP12 | Domestic Hot Water Pump (Basement Rm 14) | Bell & Gosset | 102222 | LD3 | OM00040801 |  | Basement Room 14 | NA | NA | NA | 1/4 | 115 | 3.0 | Electric | 1 | NA | NA | \Classifications\Building System Class\D20-Plumbing\D2020 - Domestic Water\Domestic Hot Water Circulating Pump - HWP | 1017925
19-C1 | 19-C1 Torrance Courthouse | 19-C1-D3030-110-CTW02 | Cooling Tower (Roof) | Evapco West | NA | USS29318 | OM00028984 |  | Roof Outside Elevator Rm | B154 (3) | NA | NA | 7.5 | 230/460 | 18.2/9.10 | Electric | 3 | NA | NA | \Classifications\Building System Class\D30-HVAC Systems\D3030 - Cooling SYS\Cooling Tower - CTW | 1017928
19-C1 | 19-C1 Torrance Courthouse | 19-C1-D3041-110-AHU11 | Air Handling Unit (Rm 10) | Trane | NA | EXRA | OM00040815 |  | Inside Records Management Office | 4L340 (1) | 24x24x2 (2) | NA | 1/2 | 208-230/460 | 2.1/2.2-1.1 | Electric | 3 | NA | NA | \Classifications\Building System Class\D30-HVAC Systems\D3040 - Distribution SYS\Air Handling Unit - AHU | 1017931
19-C1 | 19-C1 Torrance Courthouse | 19-C1-D3041-110-AHU12 | Air Handling Unit (Rm 10) | Trane | U76082 | 10F2FC4817 | OM00040817 |  | Inside Records Management Office | 4L340 (1) | 24x24x2 (2) | NA | 1/2 | 230/460 | 2.2/2.1 | Electric | 3 | NA | NA | \Classifications\Building System Class\D30-HVAC Systems\D3040 - Distribution SYS\Air Handling Unit - AHU | 1017932
19-C1 | 19-C1 Torrance Courthouse | 19-C1-D3041-110-AHU13 | Air Handling Unit (Next to Kitchen Door) | Trane | NA | NA | OM00040812 |  | Next to Kitchen Door | A46 (1) | 20x25x2 (2) | NA | 3/4 | 115-200/230 | 13.3-6.5/6.6 | Electric | 3 | NA | NA | \Classifications\Building System Class\D30-HVAC Systems\D3040 - Distribution SYS\Air Handling Unit - AHU | 1017933
19-C1 | 19-C1 Torrance Courthouse | 19-C1-D2040-100-PSU02 | Sump Pump (Mech Rm E) | Weil Pump | NA | NA | OM00040798 |  | Boiler & Chiller Room | NA | NA | NA | NA | NA | DNA | Electric | DNA | NA | NA | \Classifications\Building System Class\D20-Plumbing\D2040 - Rain Drain\Sump Pump - PSU | 1017935
19-C1 | 19-C1 Torrance Courthouse | 19-C1-D2023-100-BFP06 | Backflow Preventer 4 (BFP06) | Watts | 000207 | LF009M2 | OM00040760 | ID#:2 | Outside of Buildingﾠ - USE CALIFORNIA WATER SERVICE FORM | NA | NA | NA | NA | NA | NA | NA | NA | NA | NA | \Classifications\Building System Class\D20-Plumbing\D2020 - Domestic Water\Backflow Preventer - BFP | 1021679
19-C1 | 19-C1 Torrance Courthouse | 19-C1-D2023-100-BFP05 | Backflow Preventer 3 (BFP05) | Wilkins | 4278847 | 975XL2 | OM00040759 | ID#:1 | Lower Level Chiller Roomﾠ - USE CALIFORNIA WATER SERVICE FORM | NA | NA | NA | NA | NA | NA | NA | NA | NA | NA | \Classifications\Building System Class\D20-Plumbing\D2020 - Domestic Water\Backflow Preventer - BFP | 1021680
19-C1 | 19-C1 Torrance Courthouse | 19-C1-D2022-100-HWE02 | Domestic Water Heater, Electric | AO Smith | 1821110514599 | Dre-120-100 | OM000019945 |  | LOWER LEVEL CHILLER RM | NA | NA | NA | NA | OTHER | DNA | Electric | DNA | NA | NA | \Classifications\Building System Class\D20-Plumbing\D2020 - Domestic Water\Domestic Water Heater, Electric - HWE | 1022730
19-C1 | 19-C1 Torrance Courthouse | 19-C1-B2034-400-DOH03 | Sally Port Roll Up Gate | Cookson | NA | NA | OM00040730 |  | EXTRANCE/EXIT DOOR | NA | NA | NA | NA | 220 | DNA | Electric | DNA | NA | NA | \Classifications\Building System Class\B20-General Building Exterior\B2030 - Exterior Doors\Door,Overhead-Shutter,Manual,Elec,Roll-up - DOH | 1022731
19-C1 | 19-C1 Torrance Courthouse | 19-C1-D3042-220-EFN10 | TF-1 Transfer Fan | National air balance | NA | NA | OM00004802 |  | BASEMENT, RM 14 | NA | NA | NA | NA | DNA | DNA | DNA | DNA | NA | NA | \Classifications\Building System Class\D30-HVAC Systems\D3040 - Distribution SYS\Supply/Exhaust/Return fans- FAN | 1022733
19-C2 | 19-C2 Torrance Annex | 19-C2-D3090-114-CMP01 | Control Air Compressor - CMP01 | Devilbiss | E9798 | UPJ51521 | OM00015516 | State ID# A010062-65 | Mechanical Room Area | NA | NA | NA | 0.5 | 110 | DNA | Electric | 1 | NA | NA | \Classifications\Building System Class\D30-HVAC Systems\D3090 - Other HVAC Systems and Equipment\Air Compressor - CMP | 1010010
19-C2 | 19-C2 Torrance Annex | 19-C2-D3041-110-AHU01 | Air Handling Unit - AHU | Carrier | 4699F64225 | 39T9XMZEAA | OM00015513 | NA | Mechanical Room Area | NA | 20x20x2 (24) | NA | 25 | 480 | 23.8/11.9 | Electric | 3 | NA | NA | \Classifications\Building System Class\D30-HVAC Systems\D3040 - Distribution SYS\Air Handling Unit - AHU | 1010011
19-C2 | 19-C2 Torrance Annex | 19-C2-D4031-100-FEX04 | Fire Extinguisher - FEX (4) | Amerex | NA | ABC | OM00000648 | FEX - 4 | ALL FLOORS | NA | NA | NA | NA | NA | NA | NA | NA | NA | NA | \Classifications\Building System Class\D40-Fire Protection SYS\D4030 - FIRE SPEC\Fire Extinguisher - FEX | 1010012
19-C2 | 19-C2 Torrance Annex | 19-C2-D5092-250-EML04 | Emergency And Exit Lighting - EML (4) | NA | NA | NA | OM00000649 | EML - 1 | ALL FLOORS | NA | NA | NA | NA | 110 | DNA | Electric | 1 | NA | NA | \Classifications\Building System Class\D50-Electrical SYS\D5090 - Elec SYS\Emergency And Exit Lighting - EML | 1010013
19-C2 | 19-C2 Torrance Annex | 19-C2-D5010-200-ESD01 | Electrical, Switchboard- SBR 01 | Square D | 172654 | MCABCS | OM00000644 | MCE - 1 | Mechanical Room Area | NA | NA | NA | NA | 480 | 400 | Electric | 3 | NA | NA | \Classifications\Building System Class\D50-Electrical SYS\D5010 - Elec Service & Dist\Electical Service and Distribution - ESD | 1010014
19-C2 | 19-C2 Torrance Annex | 19-C2-D5010-200-ESD02 | Electrical, Switchboard- SBR 02 | Square D | 172359 | NL-1 | OM00000646 | MCE - 2 | Mechanical Room Area | NA | NA | NA | NA | 120/208 | 800 | Electric | 3 | NA | NA | \Classifications\Building System Class\D50-Electrical SYS\D5010 - Elec Service & Dist\Electical Service and Distribution - ESD | 1010015
19-C2 | 19-C2 Torrance Annex | 19-C2-D5011-240-TRN01 | Transformer - TRN | Power Zone | H7263 | 15055 | OM00000645 | TRN - 1 | Mechanical Room Area | NA | NA | NA | NA | 480-208/120 | 225 | Electric | 3 | NA | NA | \Classifications\Building System Class\D50-Electrical SYS\D5010 - Elec Service & Dist\Transformer - TRN | 1010016
19-C2 | 19-C2 Torrance Annex | 19-C2-D2040-100-PSU01 | Sump Pump - PSU | Weil Pumps | 500349 | F-2 | OM00000647 | NA | Mechanical Room Area | NA | NA | NA | 3/4 | DNA | 5.6 | Electric | 1 | NA | NA | \Classifications\Building System Class\D20-Plumbing\D2040 - Rain Drain\Sump Pump - PSU | 1010017
19-C2 | 19-C2 Torrance Annex | 19-C2-D2030-150-MWL01 | Main/Branch Waste System - MWL | NA | NA | NA | OM00033608 | NA | 1 | NA | NA | NA | NA | NA | NA | NA | NA | NA | NA | \Classifications\Building System Class\D20-Plumbing\D2030 - Sani Waste\Main/Branch Waste System - MWL | 1010018
19-C2 | 19-C2 Torrance Annex | 19-C2-B3010-100-RUF01 | Roof - RUF | NA | NA | NA | OM00033609 | NA | ROOF | NA | NA | NA | NA | NA | NA | NA | NA | NA | NA | \Classifications\Building System Class\B30-Roofing\B3010 - Roof Types\Roof - RUF | 1010019
19-C2 | 19-C2 Torrance Annex | 19-C2-B2010-100-BLD01 | Building | NA | NA | NA | OM00037887 | [12 empty] | \Classifications\Building System Class\B20-General Building Exterior\B2010 - Exterior Walls\Building - BLD | 1016543
19-C2 | 19-C2 Torrance Annex | 19-C2-B2034-400-DOH01 | Manual Overhead Rollup Door (Mech Rm M) | NA | NA | NA | OM00040813 |  | Eastside of Building by Mech Room | NA | NA | NA | NA | NA | NA | NA | NA | NA | NA | \Classifications\Building System Class\B20-General Building Exterior\B2030 - Exterior Doors\Door,Overhead-Shutter,Manual,Elec,Roll-up - DOH | 1017927
19-C2 | 19-C2 Torrance Annex | 19-C2-D3042-220-EFN01 | Exhaust Fan (Mech Rm M2) | Chigaco Air | U16656221 | EXRA | OM00015514 |  | Mech Room M2 | NA | NA | NA | 7.5 | 220/440 | DNA | Electric | 3 | NA | NA | \Classifications\Building System Class\D30-HVAC Systems\D3040 - Distribution SYS\Supply/Exhaust/Return fans- FAN | 1017929
19-C2 | 19-C2 Torrance Annex | 19-C2-D3090-220-CMD01 | Compressor Air Dryer (Basement) | Speedaire | 033110194101718G | 5Z772A | OM00015515 |  | Basement | NA | NA | R-134A | NA | 115 | 1.8 | Electric | 1 | NA | NA | \Classifications\Building System Class\D30-HVAC Systems\D3090 - Other HVAC Systems and Equipment\Compressed Air Dryer - CMD | 1017930
19-C3 | 19-C3 S. Bay Muni Court Jury Assembly Trailer | 19-C3-D3050-210-PKU01 | Package Unit 1 | Marvair | KJ27732 | AVP36HPA05NB | OM00005926 |  | Jury Trailer | NA | NA | R-22 | NA | 208/230 | 18.0 | Electric | 1 | NA | NA | \Classifications\Building System Class\D30-HVAC Systems\D3050 - Package SYS\Package Unit - PKU | 1010020
19-C3 | 19-C3 S. Bay Muni Court Jury Assembly Trailer | 19-C3-D3050-210-PKU02 | Package Unit 2 | Marvair | KJ27747 | AVP36HPA05NB | OM00005927 |  | Jury Trailer EXTERIOR | NA | NA | R-22 | NA | 208/230 | 18.0 | Electric | 1 | NA | NA | \Classifications\Building System Class\D30-HVAC Systems\D3050 - Package SYS\Package Unit - PKU | 1010021
19-C3 | 19-C3 S. Bay Muni Court Jury Assembly Trailer | 19-C3-D3050-210-PKU03 | Package Unit 3 | Marvair | KJ27718 | AVP36HPA05NB | OM00005928 |  | Jury Trailer | NA | NA | R-22 | NA | 208/230 | 18.0 | Electric | 1 | NA | NA | \Classifications\Building System Class\D30-HVAC Systems\D3050 - Package SYS\Package Unit - PKU | 1010022
19-C3 | 19-C3 S. Bay Muni Court Jury Assembly Trailer | 19-C3-D3050-210-PKU04 | Package Unit 4 | Marvair | KJ27744 | AVP36HPA05NB | OM00005929 |  | Jury Trailer EXTERIOR | NA | NA | R-22 | NA | 208/230 | 18.0 | Electric | 1 | NA | NA | \Classifications\Building System Class\D30-HVAC Systems\D3050 - Package SYS\Package Unit - PKU | 1010023
19-C3 | 19-C3 S. Bay Muni Court Jury Assembly Trailer | 19-C3-D5092-250-EML02 | LIGHTING, EMERGENCY & EXIT (2) | NA | NA | NA | OM00000653 | EML-1 | Jury Trailer | NA | NA | NA | NA | 110 | DNA | Electric | 1 | NA | NA | \Classifications\Building System Class\D50-Electrical SYS\D5090 - Elec SYS\Emergency And Exit Lighting - EML | 1010024
19-C3 | 19-C3 S. Bay Muni Court Jury Assembly Trailer | 19-C3-D4031-100-FEX04 | Fire Extinguisher - FEX (4) | Amerex | NA | NA | OM00036022 | FEX -4 | Jury Trailer | NA | NA | NA | NA | NA | NA | NA | NA | NA | NA | \Classifications\Building System Class\D40-Fire Protection SYS\D4030 - FIRE SPEC\Fire Extinguisher - FEX | 1010025
19-C3 | 19-C3 S. Bay Muni Court Jury Assembly Trailer | 19-C3-D2030-150-MWL01 | Main/Branch Waste System - MWL | NA | NA | NA | OM00005912 | NA | ALL | NA | NA | NA | NA | NA | NA | NA | NA | NA | NA | \Classifications\Building System Class\D20-Plumbing\D2030 - Sani Waste\Main/Branch Waste System - MWL | 1010026
19-C3 | 19-C3 S. Bay Muni Court Jury Assembly Trailer | 19-C3-B3010-100-RUF01 | Roof - RUF | NA | NA | NA | OM00026566 | NA | ROOF. JURY TRAILER | NA | NA | NA | NA | NA | NA | NA | NA | NA | NA | \Classifications\Building System Class\B30-Roofing\B3010 - Roof Types\Roof - RUF | 1010027
19-C3 | 19-C3 S. Bay Muni Court Jury Assembly Trailer | 19-C3-B2010-100-BLD01 | Building | NA | NA | NA | OM00037888 | [12 empty] | \Classifications\Building System Class\B20-General Building Exterior\B2010 - Exterior Walls\Building - BLD | 1016544
19-C3 | 19-C3 S. Bay Muni Court Jury Assembly Trailer | 19-C3-D4010-150-FMS01 | Wet Stand Pipe | Victaulic | NA | NA | OM00040734 |  | Exterior North Wall | NA | NA | NA | NA | NA | NA | NA | NA | NA | NA | \Classifications\Building System Class\D40-Fire Protection SYS\D4010 - Sprinkler SYS\Fire Systems, stand pipes - FMS | 1018245
19-C4 | 19-C4 S. Bay Municipal Traffic Court Trailer | 19-C4-D3050-210-PKU01 | Package Unit 1 | Bard | 87K870499103 | 34WH6 | OM00000654 |  | Traffic Trailer | NA | NA | R-22 | NA | 230/208 | 19.0/21.8 | Electric | 1 | NA | NA | \Classifications\Building System Class\D30-HVAC Systems\D3050 - Package SYS\Package Unit - PKU | 1010028
19-C4 | 19-C4 S. Bay Municipal Traffic Court Trailer | 19-C4-D3050-210-PKU02 | Package Unit 2 | Bard | 87K870499067 | 34WH6 | OM00000655 |  | Traffic Trailer | NA | NA | R-22 | NA | 230/208 | 19.0/21.8 | Electric | 1 | NA | NA | \Classifications\Building System Class\D30-HVAC Systems\D3050 - Package SYS\Package Unit - PKU | 1010029
19-C4 | 19-C4 S. Bay Municipal Traffic Court Trailer | 19-C4-D3050-210-PKU03 | Package Unit 3 | Bard | 87K870499406 | 34WH6 | OM00000656 |  | Traffic Trailer | NA | NA | R-22 | NA | 230/208 | 19.0/21.8 | Electric | 1 | NA | NA | \Classifications\Building System Class\D30-HVAC Systems\D3050 - Package SYS\Package Unit - PKU | 1010030
19-C4 | 19-C4 S. Bay Municipal Traffic Court Trailer | 19-C4-D3050-210-PKU04 | Package Unit 4 | Bard | 87K870499102 | 34WH6 | OM00000657 |  | Traffic Trailer | NA | NA | R-22 | NA | 230/208 | 19.0/21.8 | Electric | 1 | NA | NA | \Classifications\Building System Class\D30-HVAC Systems\D3050 - Package SYS\Package Unit - PKU | 1010031
19-C4 | 19-C4 S. Bay Municipal Traffic Court Trailer | 19-C4-D5092-250-EML04 | Emergency And Exit Lighting - EML (4) | NA | NA | NA | OM00000659 | EML-4 | Traffic Trailer | NA | NA | NA | NA | 110 | DNA | Electric | 1 | NA | NA | \Classifications\Building System Class\D50-Electrical SYS\D5090 - Elec SYS\Emergency And Exit Lighting - EML | 1010032
19-C4 | 19-C4 S. Bay Municipal Traffic Court Trailer | 19-C4-D4031-100-FEX04 | Fire Extinguisher - FEX (4) | Amerex | NA | NA | OM00000660 | FEX -2 | Traffic Trailer | NA | NA | NA | NA | NA | NA | NA | NA | NA | NA | \Classifications\Building System Class\D40-Fire Protection SYS\D4030 - FIRE SPEC\Fire Extinguisher - FEX | 1010033
19-C4 | 19-C4 S. Bay Municipal Traffic Court Trailer | 19-C4-D2030-150-MWL01 | Main/Branch Waste System - MWL | NA | NA | NA | OM00028982 | NA | ALL | NA | NA | NA | NA | NA | NA | NA | NA | NA | NA | \Classifications\Building System Class\D20-Plumbing\D2030 - Sani Waste\Main/Branch Waste System - MWL | 1010034
19-C4 | 19-C4 S. Bay Municipal Traffic Court Trailer | 19-C4-B2010-100-BLD01 | BUILDING | NA | NA | NA | OM00015512 |  | ALL | NA | NA | NA | NA | NA | NA | NA | NA | NA | NA | \Classifications\Building System Class\B20-General Building Exterior\B2010 - Exterior Walls\Building - BLD | 1013911
19-C4 | 19-C4 S. Bay Municipal Traffic Court Trailer | 19-C4-G2050-200-LSC01 | LANDSCAPING | NA | NA | NA | OM00005936 |  | ALL GROUNDS | NA | NA | NA | NA | NA | NA | NA | NA | NA | NA | \Classifications\Building System Class\G20-Other Systems\G2050 - Landscaping\Landscaping - LSC | 1013912
19-C4 | 19-C4 S. Bay Municipal Traffic Court Trailer | 19-C4-G2049-300-HSC01 | HARDSCAPE | NA | NA | NA | OM00005911 |  | ALL | NA | NA | NA | NA | NA | NA | NA | NA | NA | NA | \Classifications\Building System Class\G20-Other Systems\G2040 - Site Development\Hardscape - HSC | 1013913
19-C4 | 19-C4 S. Bay Municipal Traffic Court Trailer | 19-C4-B3010-100-RUF01 | Roof | NA | NA | NA | OM00036021 |  | Roof | NA | NA | NA | NA | NA | NA | NA | NA | NA |  | \Classifications\Building System Class\B30-Roofing\B3010 - Roof Types\Roof - RUF | 1014879
19-E1 | 19-E1 Inglewood Juvenile Court | 19-E1-D1010-100-ELE01 | ELEVATOR 1(HYD) | OTIS | CA36784 | PA0454B | OM00015594 | State ID# 029100 | MECHANICAL ROOM | NA | NA | NA | 15 | 230/460 | 42.2/22.6 | Hydraulic | 3 | NA | NA | \Classifications\Building System Class\D10-Conveyance Systems\D1010 - Elevator\Elevator,Hydraulic,Pass/Freight - ELE | 1009211
19-E1 | 19-E1 Inglewood Juvenile Court | 19-E1-D2022-260-HWG01 | DOMESTIC HOT WATER HEATER HWG01 | RHEEM | RHUN0708404554 | 22V50FN | OM00015597 |  | MECHANICAL ROOM | NA | NA | NA | NA | NA | NA | gas | 1 | 40,000 | NA | \Classifications\Building System Class\D20-Plumbing\D2020 - Domestic Water\Domestic Water Heater, Gas - HWG | 1009212
19-E1 | 19-E1 Inglewood Juvenile Court | 19-E1-D3041-210-SFN01 | SUPPLY FAN-SFN01 | TRANE | NA | NA | OM00015579 |  | MECHANICAL ROOM | B128 (3) | 20x20x2 (2) | NA | 10 | 230/460 | 25.8/12.9 | electric | 1 | NA | NA | \Classifications\Building System Class\D30-HVAC Systems\D3040 - Distribution SYS\Supply/Exhaust/Return fans- FAN | 1009215
19-E1 | 19-E1 Inglewood Juvenile Court | 19-E1-D3044-125-PHW01 | HEATING HOT WATER PUMP 1 | Wesco Pump | 76302 | 2G | OM00015595 | NA | MECHANICAL ROOM | NA | NA | NA | 3/4 | 208-220/440 | 2.6/1.3 | electric | 3 | NA | NA | \Classifications\Building System Class\D30-HVAC Systems\D3040 - Distribution SYS\Hot Water Pump - PHW | 1009216
19-E1 | 19-E1 Inglewood Juvenile Court | 19-E1-D3031-140-CLR01 | CHILLER, AIR COOLED #1 (EXTERIOR SW CORNER) | CARRIER | 3401F07388 | 30RAN040K501KA | OM00015578 | NA | EXTERIOR SOUTHWEST CORNER OF BUILDING | NA | NA | R-22 | NA | 240 | DNA | electric | 3 | NA | NA | \Classifications\Building System Class\D30-HVAC Systems\D3030 - Cooling SYS\Chiller, Air Cooled - CLR | 1009217
19-E1 | 19-E1 Inglewood Juvenile Court | 19-E1-D3090-114-CMP01 | CONTROL AIR COMPRESSOR CMP01 | QUINCY COMPRESSORS | 200310070008 | QTS3QCB3 | OM00015593 | State ID# A012786-15 | MECHANICAL ROOM | NA | NA | NA | 1 | 240 | 9.3 | electric | 1 | NA | NA | \Classifications\Building System Class\D30-HVAC Systems\D3090 - Other HVAC Systems and Equipment\Air Compressor - CMP | 1009218
19-E1 | 19-E1 Inglewood Juvenile Court | 19-E1-D3090-220-CMD01 | COMPRESSED AIR DRYER CMD01 | HANKINSON | N80101150201055 | 8010115 | OM00015591 | NA | MECHANICAL ROOM | NA | NA | R-134a | NA | 110 | DNA | electric | 1 | NA | NA | \Classifications\Building System Class\D30-HVAC Systems\D3090 - Other HVAC Systems and Equipment\Compressed Air Dryer - CMD | 1009220
19-E1 | 19-E1 Inglewood Juvenile Court | 19-E1-D4031-100-FEX08 | FIRE EXTINGUISHER (8) | MARX BROTHERS | NA | AMEREX | OM00033560 |  | WHOLE BLDG | NA | NA | NA | NA | NA | NA | NA | NA | NA | NA | \Classifications\Building System Class\D40-Fire Protection SYS\D4030 - FIRE SPEC\Fire Extinguisher - FEX | 1009221
19-E1 | 19-E1 Inglewood Juvenile Court | 19-E1-D5010-200-ESD01 | Main Electrical Panel #1 | SQARE D | 39559 | TYPE PK | OM00015598 | NA | MECHANICAL ROOM | NA | NA | NA | NA | 125/250 | 400 | electric | 3 | NA | NA | \Classifications\Building System Class\D50-Electrical SYS\D5010 - Elec Service & Dist\Electical Service and Distribution - ESD | 1009222
19-E1 | 19-E1 Inglewood Juvenile Court | 19-E1-D5010-200-ESD02 | Main Electrical Panel #2 | SQARE D | 39560 | TYPE PK | OM00015599 |  | MECHANICAL ROOM | NA | NA | NA | NA | 125/250 | 400 | electric | 3 | NA | NA | \Classifications\Building System Class\D50-Electrical SYS\D5010 - Elec Service & Dist\Electical Service and Distribution - ESD | 1009223
19-E1 | 19-E1 Inglewood Juvenile Court | 19-E1-D5092-250-EML19 | EXIT SIGNS (19) | NA | NA | NA | OM00033561 |  | WHOLE BLDG | NA | NA | NA | NA | NA | NA | NA | NA | NA | NA | \Classifications\Building System Class\D50-Electrical SYS\D5090 - Elec SYS\Emergency And Exit Lighting - EML | 1009225
19-E1 | 19-E1 Inglewood Juvenile Court | 19-E1-B3010-100-RUF01 | Building Roof - RUF01 | NA | NA | NA | OM00033558 |  | Roof | NA | NA | NA | NA | NA | NA | NA | NA | NA | NA | \Classifications\Building System Class\B30-Roofing\B3010 - Roof Types\Roof - RUF | 1010224
19-E1 | 19-E1 Inglewood Juvenile Court | 19-E1-B2010-100-BLD01 | BUILDING | NA | NA | NA | OM00033564 | NA | ALL | NA | NA | NA | NA | NA | NA | NA | NA | NA | NA | \Classifications\Building System Class\B20-General Building Exterior\B2010 - Exterior Walls\Building - BLD | 1013914
19-E1 | 19-E1 Inglewood Juvenile Court | 19-E1-D3042-220-EFN02 | FAN EXHAUST BELT DRIVEN FAN EFN02 | TRANE | 015P2B | AS93 | OM00015083 |  | South East of Roof Entry Door | 4L360 (1) | NA | NA | NA | 230/460 | 37.00-18.50 | Electric | 3 | NA | NA | \Classifications\Building System Class\D30-HVAC Systems\D3040 - Distribution SYS\Supply/Exhaust/Return fans- FAN | 1013915
19-E1 | 19-E1 Inglewood Juvenile Court | 19-E1-D5010-200-ESD03 | ELECTRICAL SWITCHBOARD UNDER 560V SBR03 | SQUARE D | NA | CCP-3 | OM00033559 |  | M-ROOM | NA | NA | NA | NA | 240 | 600 | Electric | 3 | NA | NA | \Classifications\Building System Class\D50-Electrical SYS\D5010 - Elec Service & Dist\Electical Service and Distribution - ESD | 1013917
19-E1 | 19-E1 Inglewood Juvenile Court | 19-E1-G2050-200-LSC01 | LANDSCAPING | NA | NA | NA | OM00033563 |  | GROUNDS | NA | NA | NA | NA | NA | NA | NA | NA | NA | NA | \Classifications\Building System Class\G20-Other Systems\G2050 - Landscaping\Landscaping - LSC | 1013918
19-E1 | 19-E1 Inglewood Juvenile Court | 19-E1-G2049-300-HSC01 | HARDSCAPE | NA | NA | NA | OM00033562 |  | GROUNDS | NA | NA | NA | NA | NA | NA | NA | NA | NA | NA | \Classifications\Building System Class\G20-Other Systems\G2040 - Site Development\Hardscape - HSC | 1013919
19-E1 | 19-E1 Inglewood Juvenile Court | 19-E1-D2023-100-BFP01 | BACKFLOW PREVENTER #1 (2" DOMESTIC) | SMR | 712993 | P-711-S | OM00036833 | OW0209916-FA0234839-BD0035584-FEBRUARY | Grounds - SW CORNER OF BLDG CARD #2 (LAPHD FORM REQUIRED) | NA | NA | NA | NA | NA | NA | NA | NA | NA | NA | \Classifications\Building System Class\D20-Plumbing\D2020 - Domestic Water\Backflow Preventer - BFP | 1015412
19-E1 | 19-E1 Inglewood Juvenile Court | 19-E1-D2023-100-BFP02 | BACKFLOW PREVENTER #2 (3/4" BOILER MAKEUP) | FEBCO | A000647 | 825YR | OM00036835 | OW0209916-FA0234839-BD0002096-FEBRUARY | First Floor - BOILER ROOM CARD #1 (LAPHD FORM REQUIRED) | NA | NA | NA | NA | NA | NA | NA | NA | NA | NA | \Classifications\Building System Class\D20-Plumbing\D2020 - Domestic Water\Backflow Preventer - BFP | 1015413
19-E1 | 19-E1 Inglewood Juvenile Court | 19-E1-B2034-400-DOH01 | HOLDING CELL:DOOR, OVERHEAD (ROLL UP, VAN) | TELEDOR | NA | NA | OM00015596 |  | HOLDING CELL: SOUTH EAST CORNER OF FACILITY | NA | NA | NA | NA | NA | DNA | Electric | 1 | NA | NA | \Classifications\Building System Class\B20-General Building Exterior\B2030 - Exterior Doors\Door,Overhead-Shutter,Manual,Elec,Roll-up - DOH | 1015518
19-E1 | 19-E1 Inglewood Juvenile Court | 19-E1-D2023-310-HWP01 | Domestic Hot Water Circulating Pump (Rm B1) | Bell & Gosset | 106192LF | Series 100 | OM00015600 |  | Basement Boiler Room B1 | NA | NA | NA | 1/12 | 115 | 1.75 | Electric | 1 | NA | NA | \Classifications\Building System Class\D20-Plumbing\D2020 - Domestic Water\Domestic Hot Water Circulating Pump - HWP | 1017655
19-E1 | 19-E1 Inglewood Juvenile Court | 19-E1-D3041-230-RFN01 | Return Fan (NE Roof) | Utility Blower Corp | NA | 1022D | OM00015577 |  | North East Roof | B120 | NA | NA | 1 | 220/440 | 3.6/1.8 | Electric | 1 | NA | NA | \Classifications\Building System Class\D30-HVAC Systems\D3040 - Distribution SYS\Supply/Exhaust/Return fans- FAN | 1017656
19-E1 | 19-E1 Inglewood Juvenile Court | 19-E1-D3021-130-BLR03 | Boiler 1 (BLR03) | ACE Heating | 73043 | WRPG-525 | OM00041073 |  | Basement Mechanical Room | NA | NA | NA | 12.9 | 120 | 6.4 | Gas | 1 | 525,000 | 430,500 | \Classifications\Building System Class\D30-HVAC Systems\D3020 - Heat SYS\Boiler,Hot Water,Oil/Gas/Comb. - BLR | 1020397
19-E1 | 19-E1 Inglewood Juvenile Court | 19-E1-D3021-130-BLR04 | Boiler 2 (BLR04) | ACE Heating | 73044 | WRNG-525 | OM00041074 |  | Basement B1 Mechanical Room | NA | NA | NA | 12.9 | 120 | 6.4 | Gas | 1 | 525,000 | 430,500 | \Classifications\Building System Class\D30-HVAC Systems\D3020 - Heat SYS\Boiler,Hot Water,Oil/Gas/Comb. - BLR | 1020398
19-F1 | 19-F1 Inglewood Courthouse | 19-F1-D2023-100-BFP01 | BACKFLOW PREVENTER #1 (2") East Irrigation | FEBCO | AB8814 | 765 | OM00036830 | OW0209916-FA0234838-BD0029648-A88814-FEBRUARY | Grounds - E SIDE OF PLAZA IN PLANTER (LAPHD FORM REQUIRED) | NA | NA | NA | NA | NA | NA | NA | NA | NA | NA | \Classifications\Building System Class\D20-Plumbing\D2020 - Domestic Water\Backflow Preventer - BFP | 1007754
19-F1 | 19-F1 Inglewood Courthouse | 19-F1-D2023-100-BFP03 | BACKFLOW PREVENTER #3 (1 1/2" CHILLER) | WATTS | 93188 | 009M2OT | OM00036832 | OW0209916-FA0234838-BD0011034-FEBRUARY | 7TH FLOOR ROOF-CHILLER BY COOLING TOWERS-NORTH SIDE (LAPHD FORM REQUIRED) | NA | NA | NA | NA | NA | NA | NA | NA | NA | NA | \Classifications\Building System Class\D20-Plumbing\D2020 - Domestic Water\Backflow Preventer - BFP | 1007756
19-F1 | 19-F1 Inglewood Courthouse | 19-F1-D2023-100-BFP04 | BACKFLOW PREVENTER #4 (1 1/2" CHILLER) | WATTS | 37491 | 009QTM1 | OM00015082 | OW0209916-FA0234838-BD0029649-FEBRUARY | 7TH FLOOR BOILER ROOM 705 (LAPHD FORM REQUIRED) | NA | NA | NA | NA | NA | NA | NA | NA | NA | NA | \Classifications\Building System Class\D20-Plumbing\D2020 - Domestic Water\Backflow Preventer - BFP | 1007757
19-F1 | 19-F1 Inglewood Courthouse | 19-F1-D1010-100-ELE01 | Elevator Car #1 ELE | Otis | CP20921 | 21AUV | OM00015067 | State ID# 063194¦ #1 | Elevator Mechanical Room | NA | NA | NA | NA | 480 | DNA | electric | 3 | NA | NA | \Classifications\Building System Class\D10-Conveyance Systems\D1010 - Elevator\Elevator,Electric,Pass/Freight - ELE | 1008295
19-F1 | 19-F1 Inglewood Courthouse | 19-F1-D1010-100-ELE02 | Elevator Car #2 ELE | Otis | CP20923 | 21AUV | OM00015069 | State ID# 063195¦ #2 | Elevator Mechanical Room | NA | NA | NA | NA | 480 | DNA | electric | 3 | NA | NA | \Classifications\Building System Class\D10-Conveyance Systems\D1010 - Elevator\Elevator,Electric,Pass/Freight - ELE | 1008296
19-F1 | 19-F1 Inglewood Courthouse | 19-F1-D1010-100-ELE03 | Elevator Car #3 ELE | Otis | CP20925 | 21AUV | OM00015070 | State ID# 063196¦ #3 | Elevator Mechanical Room | NA | NA | NA | NA | 480 | DNA | electric | 3 | NA | NA | \Classifications\Building System Class\D10-Conveyance Systems\D1010 - Elevator\Elevator,Electric,Pass/Freight - ELE | 1008297
19-F1 | 19-F1 Inglewood Courthouse | 19-F1-D1010-100-ELE04 | Elevator Car #4, ELE04 | Otis | CP20927 | 21AUV | OM00015071 | State ID# 063222¦ #4 | Elevator Mechanical Room | NA | NA | NA | NA | 480 | DNA | electric | 3 | NA | NA | \Classifications\Building System Class\D10-Conveyance Systems\D1010 - Elevator\Elevator,Electric,Pass/Freight - ELE | 1008298
19-F1 | 19-F1 Inglewood Courthouse | 19-F1-D1010-100-ELE05 | Elevator Car #5 ELE | Otis | CP20879 | 21UCLS | OM00015072 | State ID# 063193¦ #5 | Elevator Mechanical Room | NA | NA | NA | NA | 480 | DNA | electric | 3 | NA | NA | \Classifications\Building System Class\D10-Conveyance Systems\D1010 - Elevator\Elevator,Electric,Pass/Freight - ELE | 1008299
19-F1 | 19-F1 Inglewood Courthouse | 19-F1-D1010-100-ELE06 | Elevator Car #6 ELE | Otis | CP20883 | 21UCLS | OM00015049 | State ID# 063192¦ #6 | Elevator Mechanical Room | NA | NA | NA | NA | 480 | DNA | electric | 3 | NA | NA | \Classifications\Building System Class\D10-Conveyance Systems\D1010 - Elevator\Elevator,Electric,Pass/Freight - ELE | 1008300
19-F1 | 19-F1 Inglewood Courthouse | 19-F1-B3010-100-RUF01 | Roof | NA | NA | NA | OM00015085 | NA | Roof | NA | NA | NA | NA | NA | NA | NA | NA | NA | NA | \Classifications\Building System Class\B30-Roofing\B3010 - Roof Types\Roof - RUF | 1008302
19-F1 | 19-F1 Inglewood Courthouse | 19-F1-D4010-150-FMS01 | Dry Stand Pipes SEW01 | NA | NA | NA | OM00015087 | NA | Roof | NA | NA | NA | NA | NA | NA | NA | NA | NA | NA | \Classifications\Building System Class\D40-Fire Protection SYS\D4010 - Sprinkler SYS\Fire Systems, stand pipes - FMS | 1008303
19-F1 | 19-F1 Inglewood Courthouse | 19-F1-D3031-130-CLR01 | Chiller #1 | Carrier | 3099J59841 | 19XR-3232244BFH64 | OM00015088 | NA | Mechanical Room | NA | NA | R-134a | NA | 480 | 50 | electric | 3 | NA | NA | \Classifications\Building System Class\D30-HVAC Systems\D3030 - Cooling SYS\Chiller, Water Cooled - CLR | 1008304
19-F1 | 19-F1 Inglewood Courthouse | 19-F1-D3031-130-CLR02 | Chiller #2 CLR | Carrier | 2999J59840 | 19XR-3232244BFH64 | OM00015089 | NA | Mechanical Room | NA | NA | R-134a | NA | 480 | 50 | electric | 3 | NA | NA | \Classifications\Building System Class\D30-HVAC Systems\D3030 - Cooling SYS\Chiller, Water Cooled - CLR | 1008305
19-F1 | 19-F1 Inglewood Courthouse | 19-F1-D3031-100-PCH03 | Condensor Water Pump P1 PMP | Thrush Products Inc | NA | NA | OM00015092 | NA | Mechanical Room | NA | NA | NA | NA | 230/460 | 41/20.5 | electric | 3 | NA | NA | \Classifications\Building System Class\D30-HVAC Systems\D3030 - Cooling SYS\Chilled Water Pump - PCH | 1008308
19-F1 | 19-F1 Inglewood Courthouse | 19-F1-D3031-100-PCH04 | Condensor Water Pump P2 PMP | Thrush Products Inc | NA | NA | OM00015093 | NA | Mechanical Room | NA | NA | NA | NA | 230/460 | 41/20.5 | electric | 3 | NA | NA | \Classifications\Building System Class\D30-HVAC Systems\D3030 - Cooling SYS\Chilled Water Pump - PCH | 1008309
19-F1 | 19-F1 Inglewood Courthouse | 19-F1-D3044-125-PHW05 | Heating Hot Water Pump P5 PMP | Bell & Gossett | DNA | 1510 (Type) | OM00015094 | NA | Mechanical Room | NA | NA | NA | 20 | 480 | DNA | electric | 3 | NA | NA | \Classifications\Building System Class\D30-HVAC Systems\D3040 - Distribution SYS\Hot Water Pump - PHW | 1008310
19-F1 | 19-F1 Inglewood Courthouse | 19-F1-D3044-125-PHW06 | Heating Hot Water Pump P6 PMP | Bell & Gossett | 754391 | 3CB-11 1/2-BF | OM00015095 | NA | Mechanical Room | NA | NA | NA | 20 | 480 | DNA | electric | 3 | NA | NA | \Classifications\Building System Class\D30-HVAC Systems\D3040 - Distribution SYS\Hot Water Pump - PHW | 1008311
19-F1 | 19-F1 Inglewood Courthouse | 19-F1-D3020-100-HET01 | Heating HW Exspnsion Tank HET | Roy E Hanson Jr MFG Co | 164370 | NA | OM00015102 | NA | Mechanical Room | NA | NA | NA | NA | NA | NA | NA | NA | NA | NA | \Classifications\Building System Class\D30-HVAC Systems\D3020 - Heat SYS\Heater Water Expansion Tank - HET | 1008314
19-F1 | 19-F1 Inglewood Courthouse | 19-F1-D2023-310-HWP07 | Domestic Hot Water Recirc Pump, HWP07 | Bell & Gossett | 106192LF | Series 100-AB | OM00015103 | NA | Mechanical Room | NA | NA | NA | NA | 110 | 2 | electric | 1 | NA | NA | \Classifications\Building System Class\D20-Plumbing\D2020 - Domestic Water\Domestic Hot Water Circulating Pump - HWP | 1008315
19-F1 | 19-F1 Inglewood Courthouse | 19-F1-D3042-220-EFN06 | Exhaust Fan #6 | Trane Air Conditioning | U5M043086 | CF-20-A-1-SW-1-CW-VB-S-H | OM00015105 |  | Mechanical Room | B-64 | NA | NA | 5 | 230/460 | 14.1/7.05 | electric | 3 | NA | NA | \Classifications\Building System Class\D30-HVAC Systems\D3040 - Distribution SYS\Supply/Exhaust/Return fans- FAN | 1008317
19-F1 | 19-F1 Inglewood Courthouse | 19-F1-D3042-220-EFN07 | Exhaust Fan #7 | Trane Air Conditioning | NA | CF-20-A-1-SW-3-CW-VB-S-H | OM00015108 |  | Mechanical Room | B105 (2) | NA | NA | NA | 230/460 | 14.1/7.05 | electric | 3 | NA | NA | \Classifications\Building System Class\D30-HVAC Systems\D3040 - Distribution SYS\Supply/Exhaust/Return fans- FAN | 1008318
19-F1 | 19-F1 Inglewood Courthouse | 19-F1-D3030-110-CTW01 | Cooling Tower #1 CTW | E.D. Goodfellow Co Inc | NA | CBU250 | OM00033526 | NA | Mechanical Room | RB79 (1) | NA | NA | 15 | 230/460 | 40-37/18.40 | electric | 3 | NA | NA | \Classifications\Building System Class\D30-HVAC Systems\D3030 - Cooling SYS\Cooling Tower - CTW | 1008319
19-F1 | 19-F1 Inglewood Courthouse | 19-F1-D3030-110-CTW02 | Cooling Tower #2 CTW | E.D. Goodfellow Co Inc | 7603781 | CBU250 | OM00033527 | NA | Located On Roof | RB79 (1) | NA | NA | NA | 480 | DNA | electric | 3 | NA | NA | \Classifications\Building System Class\D30-HVAC Systems\D3030 - Cooling SYS\Cooling Tower - CTW | 1008320
19-F1 | 19-F1 Inglewood Courthouse | 19-F1-D2017-100-SHW01 | Eye Wash Station SHW01 | Haws | NA | NA | OM00015077 | NA | Mechanical Room | NA | NA | NA | NA | NA | NA | NA | NA | NA | NA | \Classifications\Building System Class\D20-Plumbing\D2010 - Plumb Fix\Showers - SHW | 1008322
19-F1 | 19-F1 Inglewood Courthouse | 19-F1-D3041-110-AHU06 | AHU Penthouse AHU | Trane Climate Changer | U6B043444 | TYPE 14 | OM00015078 | NA | Mechanical Room | 78 (2) | 12x24x12 (3) | NA | NA | 480 | DNA | electric | 3 | NA | NA | \Classifications\Building System Class\D30-HVAC Systems\D3040 - Distribution SYS\Air Handling Unit - AHU | 1008323
19-F1 | 19-F1 Inglewood Courthouse | 19-F1-D3041-110-AHU05 | AHU #5 AHU | Trane Climate Changer | U6B043443 | NA | OM00015063 | NA | Mechanical Room | B136 (3) | 24x24x12 (15) | NA | 25 | 208-230/460 | 66.1-59.8/29.9 | electric | 3 | NA | NA | \Classifications\Building System Class\D30-HVAC Systems\D3040 - Distribution SYS\Air Handling Unit - AHU | 1008324
19-F1 | 19-F1 Inglewood Courthouse | 19-F1-D3041-230-RFN04 | AHU #5 Return Fan,RFN04 | Trane | U6B043572 | T41V | OM00015061 | NA | Mechanical Room | BX93 (2) | NA | NA | 10 | 230/460 | 28.6/14.3 | electric | 3 | NA | NA | \Classifications\Building System Class\D30-HVAC Systems\D3040 - Distribution SYS\Supply/Exhaust/Return fans- FAN | 1008326
19-F1 | 19-F1 Inglewood Courthouse | 19-F1-D3041-110-AHU04 | AHU #4 AHU | Trane Climate Changer | U6B043442 | NA | OM00015291 | NA | Mechanical Room | NA | 20x20x12x15 | NA | 35 | 230/460 | 35.0/31.2 | electric | 3 | NA | NA | \Classifications\Building System Class\D30-HVAC Systems\D3040 - Distribution SYS\Air Handling Unit - AHU | 1008327
19-F1 | 19-F1 Inglewood Courthouse | 19-F1-D3041-230-RFN06 | Fan Return #4, RFN06 | Trane Cabinet Fan | U6A043562 | 135DV | OM00015289 | NA | Mechanical Room | BX85 (2) | NA | NA | 10 | 230/460 | 28.6/14.3 | electric | 3 | NA | NA | \Classifications\Building System Class\D30-HVAC Systems\D3040 - Distribution SYS\Supply/Exhaust/Return fans- FAN | 1008329
19-F1 | 19-F1 Inglewood Courthouse | 19-F1-D3041-110-AHU03 | AHU #3 AHU | Trane Climate Changer | U6A043399 | NA | OM00015296 | NA | Mechanical Room | BX136 (3) | 24x24x12 (15) | NA | 25 | 230/460 | 66/33 | electric | 3 | NA | NA | \Classifications\Building System Class\D30-HVAC Systems\D3040 - Distribution SYS\Air Handling Unit - AHU | 1008330
19-F1 | 19-F1 Inglewood Courthouse | 19-F1-D3041-230-RFN08 | Return Fan #3, RFN08 | Trane Cabinet Fan | U6A043561 | T35V | OM00015298 | NA | Mechanical Room | BX85 (2) | NA | NA | 10 | 230/460 | 26.4/13.3 | electric | 3 | NA | NA | \Classifications\Building System Class\D30-HVAC Systems\D3040 - Distribution SYS\Supply/Exhaust/Return fans- FAN | 1008332
19-F1 | 19-F1 Inglewood Courthouse | 19-F1-D3041-210-SFN09 | Fan Supply #2, SFN09 | Trane Climate Changer | U6A043398 | Type 50 | OM00015310 | NA | Mechanical Room | B136 (3) | 24x24x15 (15) | NA | 35 | 480 | DNA | electric | 3 | NA | NA | \Classifications\Building System Class\D30-HVAC Systems\D3040 - Distribution SYS\Supply/Exhaust/Return fans- FAN | 1008334
19-F1 | 19-F1 Inglewood Courthouse | 19-F1-D3041-230-RFN10 | Fan Return #2,RFN10 | Trane Cabinet Fan | U6A043560 | T35V | OM00015307 | NA | Mechanical Room | B85 (2) | NA | NA | 10 | 230/460 | 29-26.8/13.4 | electric | 3 | NA | NA | \Classifications\Building System Class\D30-HVAC Systems\D3040 - Distribution SYS\Supply/Exhaust/Return fans- FAN | 1008335
19-F1 | 19-F1 Inglewood Courthouse | 19-F1-D3090-114-CMP01 | Contol Air Compressor #1 CAC | DeVinlbiss Company | 47255 | 4468 | OM00015312 | State ID# A009627-78 | Mechanical Room | AP40 V-Belt (2) | NA | NA | NA | 480-280-230 | 16.5 | electric | 3 | NA | NA | \Classifications\Building System Class\D30-HVAC Systems\D3090 - Other HVAC Systems and Equipment\Air Compressor - CMP | 1008337
19-F1 | 19-F1 Inglewood Courthouse | 19-F1-D3090-114-CMP02 | Contol Air Compressor #2 CAC | DeVinlbiss Company | 47257 | 44643 | OM00015313 | State ID# A012785-15 | Mechanical Room | A 90 X2 | NA | NA | 5 | 480 | 7.0 | electric | 3 | NA | NA | \Classifications\Building System Class\D30-HVAC Systems\D3090 - Other HVAC Systems and Equipment\Air Compressor - CMP | 1008338
19-F1 | 19-F1 Inglewood Courthouse | 19-F1-D3041-230-RFN12 | Fan Return#1, RFN12 | Trane Cabinet Fan | U6B043571 | T50V | OM00015319 | NA | Mechanical Room | B116 (3) | NA | NA | 20 | 230/460 | 48.3/24.4 | electric | 3 | NA | NA | \Classifications\Building System Class\D30-HVAC Systems\D3040 - Distribution SYS\Supply/Exhaust/Return fans- FAN | 1008342
19-F1 | 19-F1 Inglewood Courthouse | 19-F1-G3063-100-AST01 | Diesel Storage Tank FSU | Convault | M298229 | RN10002SF | OM00015334 |  | Diesel Tank Storage Area | NA | NA | NA | NA | NA | NA | Diesel | NA | NA | NA | \Classifications\Building System Class\G30-Site Mechanical Utilities\G3060 - Fuel Distribution\Tank, Fuel Storage, Above Ground - AST | 1008343
19-F1 | 19-F1 Inglewood Courthouse | 19-F1-D5037-710-FAP01 | Fire Control Room FAP | Firenet | 90703718 | HA963400251 | OM00015331 |  | Incident command Room | NA | NA | NA | NA | 240 | 9 | electric | 1 | NA | NA | \Classifications\Building System Class\D50-Electrical SYS\D5030 - Comm & Security\Fire Alarm Panel - FAP | 1008344
19-F1 | 19-F1 Inglewood Courthouse | 19-F1-D3041-210-SFN08 | Supply Fan #8 (Parking Structure Basement) | Trane Air Conditioning | U5M043084 | CR-33-A-1-DW-3-CW-TAU-S-H | OM00015340 | NA | West Pkng Structure | B103 (3) | NA | NA | 15 | 230/460 | 41/20.5 | electric | 3 | NA | NA | \Classifications\Building System Class\D30-HVAC Systems\D3040 - Distribution SYS\Supply/Exhaust/Return fans- FAN | 1008351
19-F1 | 19-F1 Inglewood Courthouse | 19-F1-D4022-250-PFD01 | Diesel Fire Pump#1,PFD01 | Peerless Pumps | 377431F | 4ABF-10 | OM00015341 |  | West Pkng Structure | NA | NA | NA | 575 | 115 | NA | diesel | NA | NA | NA | \Classifications\Building System Class\D40-Fire Protection SYS\D4020 - Stand Pipe\Pump,Fire,Diesel Engine Driven - PFD | 1008353
19-F1 | 19-F1 Inglewood Courthouse | 19-F1-D4022-250-PFD02 | Diesel Fire Pump#2, PFD02 | Peerless Pumps | 377430-F | 4ABF-10 | OM00015342 |  | West Pkng Structure | NA | NA | NA | 115 | NA | 15 | diesel | NA | NA | NA | \Classifications\Building System Class\D40-Fire Protection SYS\D4020 - Stand Pipe\Pump,Fire,Diesel Engine Driven - PFD | 1008354
19-F1 | 19-F1 Inglewood Courthouse | 19-F1-D4022-210-JPM01 | Jockey Pump JPM01 | Peerless Pumps | FI6809 | 4 Stage | OM00015343 | NA | Diesel Mechanical Room | NA | NA | NA | 3 | 230/460 | 7.6/3.8 | electric | 1 | NA | NA | \Classifications\Building System Class\D40-Fire Protection SYS\D4020 - Stand Pipe\Jockey Pump - JPM | 1008355
19-F1 | 19-F1 Inglewood Courthouse | 19-F1-D2040-100-PSU03 | Sump Pump 1 | Weil Pump Submersible | 239598 | 3-260114-1 | OM00015344 | NA | Diesel Mechanical Room | NA | NA | NA | 1 | 480 | 1.9 | electric | 3 | NA | NA | \Classifications\Building System Class\D20-Plumbing\D2040 - Rain Drain\Sump Pump - PSU | 1008357
19-F1 | 19-F1 Inglewood Courthouse | 19-F1-D2040-100-PSU02 | Sump Pump 2 | Weil Pump Submersible | NA | 3260114-1 | OM00015345 | NA | Diesel Mechanical Room | NA | NA | NA | 1 | 480 | 1.9 | electric | 3 | NA | NA | \Classifications\Building System Class\D20-Plumbing\D2040 - Rain Drain\Sump Pump - PSU | 1008358
19-F1 | 19-F1 Inglewood Courthouse | 19-F1-D5036-200-CSY01 | Clock Systems - CSY | Standard | 124 | 1460 | OM00026020 | NA | Floor 1 | NA | NA | NA | NA | NA | DNA | Electric | DNA | NA | NA | \Classifications\Building System Class\D50-Electrical SYS\D5030 - Comm & Security\Clock Systems - CSY | 1010084
19-F1 | 19-F1 Inglewood Courthouse | 19-F1-D2023-100-BFP06 | BACKFLOW PREVENTER #6 (4") | Hersey | 3390354-53 | 40-20A-02 4" | OM00015328 | ID#:1¦W Device (SN 20640 has been recorded for this device) | E/O Parking Structure Exit at Regent St - W Device | NA | NA | NA | NA | NA | NA | NA | NA | NA | NA | \Classifications\Building System Class\D20-Plumbing\D2020 - Domestic Water\Backflow Preventer - BFP | 1010628
19-F1 | 19-F1 Inglewood Courthouse | 19-F1-G3010-210-FWT01 | Storage Tank Sprinkler FWT01 | National Tank | 32196A | NA | OM00033520 | NA | Diesel Mechanical Room | NA | NA | NA | NA | NA | NA | NA | NA | NA | NA | \Classifications\Building System Class\G30-Site Mechanical Utilities\G3010 - Water Supply\Fire Water Tank - FWT | 1011282
19-F1 | 19-F1 Inglewood Courthouse | 19-F1-G3010-210-FWT02 | Storage Tank Sprinkler FWT02 | National Tank | 32196B | NA | OM00033519 | NA | Diesel Mechanical Room | NA | NA | NA | NA | NA | NA | NA | NA | NA | NA | \Classifications\Building System Class\G30-Site Mechanical Utilities\G3010 - Water Supply\Fire Water Tank - FWT | 1011283
19-F1 | 19-F1 Inglewood Courthouse | 19-F1-D1010-100-ELE07 | Elevator Car #7 ELE | Otis | CP20907 | 20HICL | OM00015050 | State ID# 063198 | Elevator Mechanical Room | NA | NA | NA | NA | 480 | DNA | ELECTRIC | 3 | NA | NA | \Classifications\Building System Class\D10-Conveyance Systems\D1010 - Elevator\Elevator,Electric,Pass/Freight - ELE | 1011636
19-F1 | 19-F1 Inglewood Courthouse | 19-F1-B2010-100-BLD01 | BUILDING | NA | NA | NA | OM00033516 | NA | ALL | NA | NA | NA | NA | NA | NA | NA | NA | NA | NA | \Classifications\Building System Class\B20-General Building Exterior\B2010 - Exterior Walls\Building - BLD | 1013920
19-F1 | 19-F1 Inglewood Courthouse | 19-F1-D2040-100-PSU01 | SUMP PUMP PSU01 | Weil Pump Company | 239-594 | 140304-1/3 | OM00015336 |  | BASEMENT - WEST SIDE | NA | NA | NA | NA | 115 | DNA | Electric | 3 | NA | NA | \Classifications\Building System Class\D20-Plumbing\D2040 - Rain Drain\Sump Pump - PSU | 1013922
19-F1 | 19-F1 Inglewood Courthouse | 19-F1-D3031-100-PCH05 | CHILL WATER PUMP P3 PMP PCH05 | Bell & Gossett | NA | VSC-10 7/8 BF-LHR | OM00040149 |  | MECHANICAL ROOM | NA | NA | NA | NA | 230/460 | 62/31 | Electric | 3 | NA | NA | \Classifications\Building System Class\D30-HVAC Systems\D3030 - Cooling SYS\Chilled Water Pump - PCH | 1013923
19-F1 | 19-F1 Inglewood Courthouse | 19-F1-D3031-100-PCH06 | CHILLED WATER PUMP P4 PCH06 | Bell & Gossett | 751497MT | VSC-10 7/8 BF-LHR | OM00015302 |  | MECHANICAL ROOM | NA | NA | NA | 25 | 230/460 | 60/30 | Electric | 3 | NA | NA | \Classifications\Building System Class\D30-HVAC Systems\D3030 - Cooling SYS\Chilled Water Pump - PCH | 1013924
19-F1 | 19-F1 Inglewood Courthouse | 19-F1-D3041-210-SFN01 | Supply Fan #7 (Parking Structure Rm B7) | Trane Air Conditioning | U5M013083 | CF-36-A-1-DW-3-CCW-TH-S-H | OM00015337 |  | MECHANICAL ROOM | NA | 24X24X15 | NA | 5 | 230/460 | 14 | Electric | 3 | NA | NA | \Classifications\Building System Class\D30-HVAC Systems\D3040 - Distribution SYS\Supply/Exhaust/Return fans- FAN | 1013925
19-F1 | 19-F1 Inglewood Courthouse | 19-F1-D3041-210-SFN02 | AIR HANDLER SFN02 | Trane Climate Changer | U6A043400 | NA | OM00026571 |  | MECHANICAL OFFICE | A42 (1) | NA | NA | 5 | 230/460 | 14.4 | Electric | 3 | NA | NA | \Classifications\Building System Class\D30-HVAC Systems\D3040 - Distribution SYS\Supply/Exhaust/Return fans- FAN | 1013926
19-F1 | 19-F1 Inglewood Courthouse | 19-F1-D3042-220-EFN01 | Exhaust Fan #11 (Parking Structure Basement) | Trane Air Conditioning | U5M043082 | CF-36-A-1-DW-3-CW-BH-S-H | OM00015346 |  | BASEMENT | B120 (3) | NA | NA | 15 | 230/460 | 21.0/20.5 | Electric | 3 | NA | NA | \Classifications\Building System Class\D30-HVAC Systems\D3040 - Distribution SYS\Supply/Exhaust/Return fans- FAN | 1013927
19-F1 | 19-F1 Inglewood Courthouse | 19-F1-D3042-220-EFN10 | FAN EXHAUST BELT DRIVEN FAN EFN10 | Trane Air Conditioning | U5M043081 | CF-36-A-1-DW-3-CCW-BH-S-H | OM00033514 |  | BASEMENT | B20 (3) | NA | NA | 15 | 230/460 | 41/20.5 | Electric | 3 | NA | NA | \Classifications\Building System Class\D30-HVAC Systems\D3040 - Distribution SYS\Supply/Exhaust/Return fans- FAN | 1013928
19-F1 | 19-F1 Inglewood Courthouse | 19-F1-D3042-220-EFN13 | EXHAUST FAN #13 | TRANE | U5UO13083 | CF-36-A-DW-3CCW-TSHS | OM00026570 |  | BASEMENT WEST SIDE | B120 | NA | NA | 15 | NA | NA | Electric | 3 | NA | NA | \Classifications\Building System Class\D30-HVAC Systems\D3040 - Distribution SYS\Supply/Exhaust/Return fans- FAN | 1013929
19-F1 | 19-F1 Inglewood Courthouse | 19-F1-D3050-250-ACU01 | DATA ROOM AIR CONDITIONING SPLIT SYSTEM | CARRIER | 2104X88516 | 38HDC024-341 | OM00033806 |  | NA | NA | DNA | R-22 | NA | 460 | DNA | Electric | 3 | NA | NA | \Classifications\Building System Class\D30-HVAC Systems\D3050 - Package SYS\Air Conditioning,Split System - ACU | 1013930
19-F1 | 19-F1 Inglewood Courthouse | 19-F1-D2023-100-BFP10 | BACKFLOW PREVENTER #10 (2" COOLING TOWER) | FEBCO | 244310 | 825YR | OM00016126 | OW0209916-FA0234838-BD0029650-FEBRUARY | 7TH FLOOR-COOLING WATER COOLING TOWER (LAPHD FORM REQUIRED) | NA | NA | NA | NA | NA | NA | NA | NA | NA | NA | \Classifications\Building System Class\D20-Plumbing\D2020 - Domestic Water\Backflow Preventer - BFP | 1013931
19-F1 | 19-F1 Inglewood Courthouse | 19-F1-D4031-100-FEX55 | Fire Extinguishers (55) | MART BROTHERS | Multiple | NA | OM00033554 |  | ALL | NA | NA | NA | NA | NA | NA | NA | NA | NA | NA | \Classifications\Building System Class\D40-Fire Protection SYS\D4030 - FIRE SPEC\Fire Extinguisher - FEX | 1013932
19-F1 | 19-F1 Inglewood Courthouse | 19-F1-D5010-200-ESD01 | ELECTRICAL MAIN PANEL | SYLVANIA | 660385 | S-028742-2 | OM00033601 |  | MECHANICAL EQUIPMENT ROOM | NA | NA | NA | NA | 277-480 | 2500 | Electric | DNA | NA | NA | \Classifications\Building System Class\D50-Electrical SYS\D5010 - Elec Service & Dist\Electical Service and Distribution - ESD | 1013933
19-F1 | 19-F1 Inglewood Courthouse | 19-F1-D5010-200-ESD10 | ELECTRICAL SWITCHBOARD | SYLVANIA | NA | NA | OM00015303 |  | MECHANICAL ROOM | NA | NA | NA | NA | DNA | DNA | Electric | DNA | NA | NA | \Classifications\Building System Class\D50-Electrical SYS\D5010 - Elec Service & Dist\Electical Service and Distribution - ESD | 1013934
19-F1 | 19-F1 Inglewood Courthouse | 19-F1-D5010-200-ESD11 | ELECTRICAL SWITCHBOARD SBR02 | SYLVANIA | K-313310 | NA | OM00015321 |  | MECHANICAL ROOM | NA | NA | NA | NA | 480 | DNA | Electric | 3 | NA | NA | \Classifications\Building System Class\D50-Electrical SYS\D5010 - Elec Service & Dist\Electical Service and Distribution - ESD | 1013935
19-F1 | 19-F1 Inglewood Courthouse | 19-F1-D3060-100-RDS02 | CO2 Monitor | Teletrol Integrator | 029829 | 186 | OM00015084 |  | WEST PARKING STRUCTURE | NA | NA | NA | NA | 120/240 | NA | Electric | NA | NA | NA | \Classifications\Building System Class\D30-HVAC Systems\D3060 - Control & Inst Air\Refrigerant Leak Detection System - RDS | 1013936
19-F1 | 19-F1 Inglewood Courthouse | 19-F1-D5092-250-EML153 | LIGHTING, EMERGENCY (23) & EXIT (130) | NA | NA | NA | OM00033557 |  | ALL | NA | NA | NA | NA | NA | DNA | Electric | DNA | NA | NA | \Classifications\Building System Class\D50-Electrical SYS\D5090 - Elec SYS\Emergency And Exit Lighting - EML | 1013937
19-F1 | 19-F1 Inglewood Courthouse | 19-F1-G2050-200-LSC01 | LANDSCAPING | NA | NA | NA | OM00033555 |  | ALL | NA | NA | NA | NA | NA | NA | NA | NA | NA | NA | \Classifications\Building System Class\G20-Other Systems\G2050 - Landscaping\Landscaping - LSC | 1013939
19-F1 | 19-F1 Inglewood Courthouse | 19-F1-G2049-300-HSC01 | HARDSCAPE | NA | NA | NA | OM00033556 |  | ALL | NA | NA | NA | NA | NA | NA | NA | NA | NA | NA | \Classifications\Building System Class\G20-Other Systems\G2040 - Site Development\Hardscape - HSC | 1013940
19-F1 | 19-F1 Inglewood Courthouse | 19-F1-B2034-400-DOH01 | Roll-Up Overhead Door #1 (Judges' Parking) | Lawerence Roll-Up Door | 106737 | NA | OM00033522 |  | Lower Level Parking Structure Judges' Secured Parking | NA | NA | NA | 3/4 | 208-230/460 | 2.8-3.0/1.5 | Electric | 1 | NA | NA | \Classifications\Building System Class\B20-General Building Exterior\B2030 - Exterior Doors\Door,Overhead-Shutter,Manual,Elec,Roll-up - DOH | 1015583
19-F1 | 19-F1 Inglewood Courthouse | 19-F1-B2034-400-DOH02 | Roll-Up Overhead Door #2 (Sheriffs' Parking) | NA | NA | NA | OM00033515 |  | East Side Sheriffs' Parking Garage off Florance St | NA | NA | NA | 3/4 | 208-230/460 | 2.8-3.0/1.5 | Electric | 3 | NA | NA | \Classifications\Building System Class\B20-General Building Exterior\B2030 - Exterior Doors\Door,Overhead-Shutter,Manual,Elec,Roll-up - DOH | 1015584
19-F1 | 19-F1 Inglewood Courthouse | 19-F1-B2034-400-DOH03 | Roll-Up Overhead Door #3 (Bus Exit Sally Port) | RAYNOR | S001455859 | NA | OM00036782 |  | Sally Port Exit Door | NA | NA | NA | NA | NA | DNA | Electric | 1 | NA | NA | \Classifications\Building System Class\B20-General Building Exterior\B2030 - Exterior Doors\Door,Overhead-Shutter,Manual,Elec,Roll-up - DOH | 1015585
19-F1 | 19-F1 Inglewood Courthouse | 19-F1-B2034-400-DOH04 | Roll-Up Overhead Door #4 (Sheriffs' Exit Regent St) | NA | NA | NA | OM00015330 |  | Sheriffs' Parking Garage Regent St | NA | NA | NA | NA | NA | DNA | Electric | 1 | NA | NA | \Classifications\Building System Class\B20-General Building Exterior\B2030 - Exterior Doors\Door,Overhead-Shutter,Manual,Elec,Roll-up - DOH | 1015586
19-F1 | 19-F1 Inglewood Courthouse | 19-F1-B2034-400-DOH05 | Roll-Up Overhead Door #5 (Loading Dock Florence St) | R&S Door Products | NA | NA | OM00015332 |  | Loading Dock on Florence St | NA | NA | NA | NA | NA | DNA | Electric | 1 | NA | NA | \Classifications\Building System Class\B20-General Building Exterior\B2030 - Exterior Doors\Door,Overhead-Shutter,Manual,Elec,Roll-up - DOH | 1015587
19-F1 | 19-F1 Inglewood Courthouse | 19-F1-B2034-400-DOH07 | Roll-Up Overhead Door #7 (Bus Entry Sally Port) | Porvene Doors | DNA | HDRS Series II | OM00015333 |  | Sally Port Entry Door | NA | NA | NA | DNA | DNA | DNA | Electric | 1 | NA | NA | \Classifications\Building System Class\B20-General Building Exterior\B2030 - Exterior Doors\Door,Overhead-Shutter,Manual,Elec,Roll-up - DOH | 1015588
19-F1 | 19-F1 Inglewood Courthouse | 19-F1-B2034-400-DOH08 | Roll-Up Overhead Door #8 (Loading Dock Regent St) | R&S Door Products | NA | NA | OM00015335 |  | Loading Dock on Regent St | NA | NA | NA | NA | NA | DNA | Electric | 1 | NA | NA | \Classifications\Building System Class\B20-General Building Exterior\B2030 - Exterior Doors\Door,Overhead-Shutter,Manual,Elec,Roll-up - DOH | 1015589
19-F1 | 19-F1 Inglewood Courthouse | 19-F1-B2033-120-DOR01 | DOOR, AUTOMATIC #1 (SLIDING GATE) | RICHARDS WILCOX MFG | 6369 | AUT-O-DOR 1295 E | OM00040191 |  | EAST PARKING STRUCTURE | NA | NA | NA | 1 | 208-230/460 | 3.6-3.4/1.7 | Electric | 3 | NA | NA | \Classifications\Building System Class\B20-General Building Exterior\B2030 - Exterior Doors\Door,Automatic-Sliding,Revolving - DOR | 1015590
19-F1 | 19-F1 Inglewood Courthouse | 19-F1-B2033-120-DOR02 | DOOR, AUTOMATIC #2 (SLIDING GATE) | RICHARDS WILCOX MFG | 6368 | AUT-O-DOR 1295 E | OM00015292 |  | WEST PARKING STRUCTURE | NA | NA | NA | 1 | 208-230/460 | 3.6-3.4/1.7 | Electric | 3 | NA | NA | \Classifications\Building System Class\B20-General Building Exterior\B2030 - Exterior Doors\Door,Automatic-Sliding,Revolving - DOR | 1015591
19-F1 | 19-F1 Inglewood Courthouse | 19-F1-D5010-234-ATS01 | ELECTRICAL, AUTOMATIC TRANSFER SWITCH #1 | ASCO | 1150642 WE | J07ATBB30600N5XC | OM00015300 |  | 1st Floor Room 103 | NA | NA | NA | NA | 480 | 600 | Electric | 3 | NA | NA | \Classifications\Building System Class\D50-Electrical SYS\D5010 - Elec Service & Dist\Automatic Transfer Switch - ATS | 1015933
19-F1 | 19-F1 Inglewood Courthouse | 19-F1-G3063-100-DAT01 | Diesel Fuel Day Tank | Pryco Fuel System | NA | AUT-O-DOR 1295 E | OM00036824 | NA | Generator | NA | NA | NA | NA | NA | NA | Diesel |  | NA | NA | \Classifications\Building System Class\G30-Site Mechanical Utilities\G3060 - Fuel Distribution\Tank, Fuel Storage Day - DAT | 1017478
19-F1 | 19-F1 Inglewood Courthouse | 19-F1-D2022-260-HWG02 | Domestic Water Heater (Rm 705) | AO Smith | 1318M000745 | GCBN75100 | OM00040172 | NA | Boiler Room 705 | NA | NA | NA | NA | 120 | 5 | Gas |  | 75,100 | NA | \Classifications\Building System Class\D20-Plumbing\D2020 - Domestic Water\Domestic Water Heater, Gas - HWG | 1018040
19-F1 | 19-F1 Inglewood Courthouse | 19-F1-D5010-234-ATS02 | Automatic Transfer Switch #2 (Rm 110) | ASCO | 1150641 RE | J3ADTSA30600NGXC | OM00015299 |  | Mech/Electrical Rm 110 | NA | NA | NA | NA | 480 | 600 | Electric | 3 | NA | NA | \Classifications\Building System Class\D50-Electrical SYS\D5010 - Elec Service & Dist\Automatic Transfer Switch - ATS | 1018255
19-F1 | 19-F1 Inglewood Courthouse | 19-F1-D5010-234-ATS03 | Automatic Transfer Switch (Parking Rm B8) | Asco | 72802Y1 | 38635091C | OM00030791 |  | Parking Structure Rm B8 | NA | NA | NA | NA | 480 | 50 | Electric | 3 | NA | NA | \Classifications\Building System Class\D50-Electrical SYS\D5010 - Elec Service & Dist\Automatic Transfer Switch - ATS | 1018256
19-F1 | 19-F1 Inglewood Courthouse | 19-F1-D5010-234-ATS04 | Automatic Transfer Switch (Parking Rm B6) | Asco | 72802Y2 | 3863509IC | OM00015316 |  | Parking Structure Rm B6 | NA | NA | NA | NA | 480 | 50 | Electric | 3 | NA | NA | \Classifications\Building System Class\D50-Electrical SYS\D5010 - Elec Service & Dist\Automatic Transfer Switch - ATS | 1018257
19-F1 | 19-F1 Inglewood Courthouse | 19-F1-D3090-220-CMD02 | Compressor Air Dryer (Air Handler Rm) | Hankinson | H510A1151006089 | HPR510 | OM00033525 |  | Air Handler Room | NA | NA | R-134a | NA | 115 | DNA | NA | 3 | NA | NA | \Classifications\Building System Class\D30-HVAC Systems\D3090 - Other HVAC Systems and Equipment\Compressed Air Dryer - CMD | 1018258
19-F1 | 19-F1 Inglewood Courthouse | 19-F1-D3090-114-CMP03 | Control Air Compressor (Rm 188) | Kellogg-American Inc | 838705 | 211SV | OM00026572 | State ID# A009628-78 | ABM Office Rm 188 | NA | NA | NA | NA | 230/460 | 3.6/1.8 | Electric | 3 | NA | NA | \Classifications\Building System Class\D30-HVAC Systems\D3090 - Other HVAC Systems and Equipment\Air Compressor - CMP | 1018259
19-F1 | 19-F1 Inglewood Courthouse | 19-F1-B2034-400-DOH06 | Overhead Manual Rollup Door (Loading Dock Rm 116) | Cookson | NA | NA | OM00015326 |  | Loading Dock Next to Rm 116 | NA | NA | NA | NA | NA | NA | NA | NA | NA | NA | \Classifications\Building System Class\B20-General Building Exterior\B2030 - Exterior Doors\Door,Overhead-Shutter,Manual,Elec,Roll-up - DOH | 1018260
19-F1 | 19-F1 Inglewood Courthouse | 19-F1-D5010-200-ESD02 | Main Electrical Panel (Rm 110) | GTE System | 660384 | S0287421 | OM00015309 |  | Mech/Electrical Rm 110 | NA | NA | NA | NA | 277/480 | 2500 | Electric | 3 | NA | NA | \Classifications\Building System Class\D50-Electrical SYS\D5010 - Elec Service & Dist\Electical Service and Distribution - ESD | 1018261
19-F1 | 19-F1 Inglewood Courthouse | 19-F1-D2040-100-PSU07 | Sump Pump (Parking Structure Rm B7) | Weil Pump Company | DNA | 140304 | OM00015290 |  | Parking Structure Fire Pump Room B3 | NA | NA | NA | 1/3 | 115 | 7.1 | Electric | 1 | NA | NA | \Classifications\Building System Class\D20-Plumbing\D2040 - Rain Drain\Sump Pump - PSU | 1018266
19-F1 | 19-F1 Inglewood Courthouse | 19-F1-D2040-100-PSU08 | Sump Pump (Parking Structure Florence Side) | Weil Pump Company | 239596 | 140304 | OM00016138 |  | Parking Structure Florence St Side | NA | NA | NA | 1/3 | 115 | 7.1 | Electric | 1 | NA | NA | \Classifications\Building System Class\D20-Plumbing\D2040 - Rain Drain\Sump Pump - PSU | 1018267
19-F1 | 19-F1 Inglewood Courthouse | 19-F1-D2023-310-WBS01 | Water Booster Pump (Rm 103) | Paco Pump | 97D1050801 | 1012709130001174 | OM00030798 |  | Air Handler Room 103 | NA | NA | NA | 7.5 | 208-230/460 | 18.5-17.4/8.7 | Electric | 3 | NA | NA | \Classifications\Building System Class\D20-Plumbing\D2020 - Domestic Water\Domestic Water Booster System - WBS | 1018268
19-F1 | 19-F1 Inglewood Courthouse | 19-F1-D2023-310-WBS03 | Water Booster Pump (Rm 103) | Paco Pump | 97D1050801B | 10157051300011821 | OM00015322 |  | Air Handler Room 103 | NA | NA | NA | 15 | 208-230/460 | 37-35/17.5 | Electric | 3 | NA | NA | \Classifications\Building System Class\D20-Plumbing\D2020 - Domestic Water\Domestic Water Booster System - WBS | 1018270
19-F1 | 19-F1 Inglewood Courthouse | 19-F1-D5010-200-ESD08 | Electrical Switchboard (Rm 325) | GTE Sylvania | 691715 | 287425 | OM00015064 |  | Electrical Room 325 | NA | NA | NA | NA | 120/208 | 600 | Electric | 3 | NA | NA | \Classifications\Building System Class\D50-Electrical SYS\D5010 - Elec Service & Dist\Electical Service and Distribution - ESD | 1018279
19-F1 | 19-F1 Inglewood Courthouse | 19-F1-D5010-110-MCC01 | Chiller Motor Control Center (Rm 704) | Cutler Hammer | NA | NA | OM00040123 |  | Chiller Room 704 | NA | NA | NA | NA | NA | DNA | Electric | DNA | NA | NA | \Classifications\Building System Class\D50-Electrical SYS\D5010 - Elec Service & Dist\Chiller Room Electrical Panel - MCC | 1018262
19-F1 | 19-F1 Inglewood Courthouse | 19-F1-D2040-100-PSU04 | Sump Pump (Parking Structure) | Weil Pump Company | 239595 | 140304 | OM00030785 |  | Parking Structure | NA | NA | NA | 1/3 | 115 | 7.1 | Electric | 1 | NA | NA | \Classifications\Building System Class\D20-Plumbing\D2040 - Rain Drain\Sump Pump - PSU | 1018263
19-F1 | 19-F1 Inglewood Courthouse | 19-F1-D2040-100-PSU05 | Sump Pump (Parking Structure Rm B3) | Weil Pump Company | 239599 | 260114 | OM00000585 |  | Parking Structure Fire Pump Room B3 | NA | NA | NA | NA | NA | DNA | Electric | DNA | NA | NA | \Classifications\Building System Class\D20-Plumbing\D2040 - Rain Drain\Sump Pump - PSU | 1018264
19-F1 | 19-F1 Inglewood Courthouse | 19-F1-D2040-100-PSU06 | Sump Pump (Parking Structure Rm B3) | Weil Pump Company | NA | NA | OM00030787 |  | Parking Structure Fire Pump Room B3 | NA | NA | NA | NA | NA | DNA | Electric | DNA | NA | NA | \Classifications\Building System Class\D20-Plumbing\D2040 - Rain Drain\Sump Pump - PSU | 1018265
19-F1 | 19-F1 Inglewood Courthouse | 19-F1-D2023-310-WBS02 | Water Booster Pump (Rm 103) | Paco Pump | 97D105081A | 10157051300011821 | OM00030799 |  | Air Handler Room 103 | NA | NA | NA | 15 | 208-230/460 | 38-36/18 | Electric | 3 | NA | NA | \Classifications\Building System Class\D20-Plumbing\D2020 - Domestic Water\Domestic Water Booster System - WBS | 1018269
19-F1 | 19-F1 Inglewood Courthouse | 19-F1-D3041-210-SFN06 | Supply Fan (Parking Structure) | Trane Air Conditioning | U77D00712 | T14 | OM00030758 |  | Parking Structure | A85 (2) | NA | NA | 5 | 230/460 | 13.2/6.6 | Electric | 3 | NA | NA | \Classifications\Building System Class\D30-HVAC Systems\D3040 - Distribution SYS\Supply/Exhaust/Return fans- FAN | 1018271
19-F1 | 19-F1 Inglewood Courthouse | 19-F1-D3041-210-SFN04 | Supply Fan (Parking Structure Rm B9) | Trane Air Conditioning | U5M043085 | CF36A1DW3UBCWSH | OM00033523 |  | Parking Structure Rm B9 | B120 (3) | NA | NA | 15 | 230/460 | 37.0/18.5 | Electric | 3 | NA | NA | \Classifications\Building System Class\D30-HVAC Systems\D3040 - Distribution SYS\Supply/Exhaust/Return fans- FAN | 1018272
19-F1 | 19-F1 Inglewood Courthouse | 19-F1-D5010-200-ESD03 | Electrical Switchboard (Rm 110) | GTE Sylvania | 662566 | S0287421 | OM00015062 |  | Electrical Room 110 | NA | NA | NA | NA | 277/480 | 2000 | Electric | 3 | NA | NA | \Classifications\Building System Class\D50-Electrical SYS\D5010 - Elec Service & Dist\Electical Service and Distribution - ESD | 1018273
19-F1 | 19-F1 Inglewood Courthouse | 19-F1-D5010-200-ESD04 | Electrical Switchboard (Rm 110) | GTE Sylvania | 691710 | 287423 | OM00033553 |  | Electrical Room 110 | NA | NA | NA | NA | 277/480 | 600 | Electric | 3 | NA | NA | \Classifications\Building System Class\D50-Electrical SYS\D5010 - Elec Service & Dist\Electical Service and Distribution - ESD | 1018274
19-F1 | 19-F1 Inglewood Courthouse | 19-F1-D5010-200-ESD05 | Electrical Switchboard (Rm 110) | GTE Sylvania | 691720 | S028742 | OM00015295 |  | Electrical Room 110 | NA | NA | NA | NA | 120/208 | 400 | Electric | 3 | NA | NA | \Classifications\Building System Class\D50-Electrical SYS\D5010 - Elec Service & Dist\Electical Service and Distribution - ESD | 1018275
19-F1 | 19-F1 Inglewood Courthouse | 19-F1-D5010-200-ESD06 | Electrical Switchboard (Rm 110) | GTE Sylvania | 691716 | 287426 | OM00015308 |  | Electrical Room 110 | NA | NA | NA | NA | 120/208 | 400 | Electric | 3 | NA | NA | \Classifications\Building System Class\D50-Electrical SYS\D5010 - Elec Service & Dist\Electical Service and Distribution - ESD | 1018276
19-F1 | 19-F1 Inglewood Courthouse | 19-F1-D5010-200-ESD07 | Electrical Switchboard (Rm 110) | GTE Sylvania | 662569 | S0287422 | OM00015294 |  | Electrical Room 110 | NA | NA | NA | NA | 277/480 | 2500 | Electric | 3 | NA | NA | \Classifications\Building System Class\D50-Electrical SYS\D5010 - Elec Service & Dist\Electical Service and Distribution - ESD | 1018277
19-F1 | 19-F1 Inglewood Courthouse | 19-F1-D5010-200-ESD09 | Electrical Switchboard (Rm 704) | GTE Sylvania | NA | NA | OM00015096 |  | Chiller Room 704 | NA | NA | NA | NA | DNA | DNA | Electric | DNA | NA | NA | \Classifications\Building System Class\D50-Electrical SYS\D5010 - Elec Service & Dist\Electical Service and Distribution - ESD | 1018278
19-F1 | 19-F1 Inglewood Courthouse | 19-F1-D5092-210-GEN02 | Generator, Standby | PRAMAC | LK-5-300 | GEW44OM | OM00002633 | Permit# G33656 | Basement, Generator Mechanical Room | NA | NA | NA | 548 | 480 | 526 | Diesel | 3 | NA | NA | \Classifications\Building System Class\D50-Electrical SYS\D5090 - Elec SYS\Emergency Generator - GEN | 1019561
19-F1 | 19-F1 Inglewood Courthouse | 19-F1-D2023-100-BFP12 | Backflow Prevention Device (BFP12) 4" | Wilkins Zurn | 598F | 375ASTR | OM00041084 | ID#:4 | S SIDE BY ROLL UP GATE | NA | NA | NA | NA | NA | NA | NA | NA | NA | NA | \Classifications\Building System Class\D20-Plumbing\D2020 - Domestic Water\Backflow Preventer - BFP | 1021331
19-F1 | 19-F1 Inglewood Courthouse | 19-F1-D2023-100-BFP11 | Backflow Prevention Device - Fire System (BFP11) 4" | Wilkins Zurn | 4237539 | 950xld | OM00041083 | ID#:2 | E/O Parking Structure Exit at Regent St - W Device | NA | NA | NA | NA | NA | NA | NA | NA | NA | NA | \Classifications\Building System Class\D20-Plumbing\D2020 - Domestic Water\Backflow Preventer - BFP | 1021332
19-F1 | 19-F1 Inglewood Courthouse | 19-F1-D2023-100-BFP13 | Backflow, bypass for 6 " | WILKINS | 4237539 | Model 950XLD 3/4 size | Dummy Asset | ID#:3 ¦ bypass for SN 598F 6" | [11 empty] | \Classifications\Building System Class\D20-Plumbing\D2020 - Domestic Water\Backflow Preventer - BFP | 1021706
19-F1 | 19-F1 Inglewood Courthouse | 19-F1-D3021-130-BLR03 | Hot Water Boiler 01 | RBI | 031673503 | FB1950 | OM00040749 | 586160 | RM 705 | NA | NA | NA | NA | 120 | 12 | Gas | 1 | 1950000 | 1657500 | \Classifications\Building System Class\D30-HVAC Systems\D3020 - Heat SYS\Boiler,Hot Water,Oil/Gas/Comb. - BLR | 1021803
19-F1 | 19-F1 Inglewood Courthouse | 19-F1-D3021-130-BLR04 | Hot Water Boiler 02 | RBI | 031673399 | FB1950 | OM00040750 | 586165 | RM 705 | NA | NA | NA | NA | 120 | 12 | Gas | 1 | 1950000 | 1657500 | \Classifications\Building System Class\D30-HVAC Systems\D3020 - Heat SYS\Boiler,Hot Water,Oil/Gas/Comb. - BLR | 1021804
19-F1 | 19-F1 Inglewood Courthouse | 19-F1-D3021-130-BLR05 | Hot Water Boiler 03 | RBI | 031673400 | FB1950 | OM00040751 | 586166 | RM 705 | NA | NA | NA | NA | 120 | 12 | Gas | 1 | 1950000 | 1657500 | \Classifications\Building System Class\D30-HVAC Systems\D3020 - Heat SYS\Boiler,Hot Water,Oil/Gas/Comb. - BLR | 1021805
19-F1 | 19-F1 Inglewood Courthouse | 19-F1-D3021-130-BLR06 | Hot Water Boiler 04 | RBI | 041673668 | FB1950 | OM00040752 | 586163 | RM 705 | NA | NA | NA | NA | 120 | 12 | Gas | 1 | 1950000 | 1657500 | \Classifications\Building System Class\D30-HVAC Systems\D3020 - Heat SYS\Boiler,Hot Water,Oil/Gas/Comb. - BLR | 1021806
19-F1 | 19-F1 Inglewood Courthouse | 19-F1-D2090-230-WIP01 | CHEMICAL INJECTION SYSTEM | Raynor | NA | NA | DNA |  | Next to Cooling towers | NA | NA | NA | NA | NA | NA | Electric | NA | NA | NA | \Classifications\Building System Class\D20-Plumbing\D2090 - Other Plumbing SYS\Water Treatment Inhibitor Pump - WIP | 1022657
19-F1 | 19-F1 Inglewood Courthouse | 19-F1-D5010-200-ESD12 | Elevator Electrical Switchboard | SYLVANIA | 691714 | 28742-7 | DNA |  | Elevator Mechanical Room | NA | NA | NA | NA | NA | NA | Electric | NA | NA | NA | \Classifications\Building System Class\D50-Electrical SYS\D5010 - Elec Service & Dist\Electical Service and Distribution - ESD | 1022658
19-F1 | 19-F1 Inglewood Courthouse | 19-F1-D3068-100-BAS01 | BUILDING AUTOMATION SYSTEM | E.D. Goodfellow Co Inc | NA | NA | DNA |  | Mechanical room | NA | NA | NA | NA | NA | NA | Electric | NA | NA | NA | \Classifications\Building System Class\D30-HVAC Systems\D3060 - Control & Inst Air\Building Automation System - BAS | 1022659
19-F1 | 19-F1 Inglewood Courthouse | 19-F1-D3041-210-SFN10 | Supply Fan #1 | Trane | U6B-043419 | 86 | DNA |  | Mechanical room | NA | NA | NA | NA | 480 | NA | Electric | NA | NA | NA | \Classifications\Building System Class\D30-HVAC Systems\D3040 - Distribution SYS\Supply/Exhaust/Return fans- FAN | 1022660
19-F1 | 19-F1 Inglewood Courthouse | 19-F1-D2023-100-BFP14 | BACKFLOW PREVENTER #2 (2") West irrigation (BFP14) | Febco | H038192 | 765, 2" | OM00046493 | OW0209916-FA0234838-BD0029647-08240-FEBRUARY | GROUNDS - W SIDE PLAZA - PLANTER | NA | NA | NA | NA | NA | NA | NA | NA | NA | NA | \Classifications\Building System Class\D20-Plumbing\D2020 - Domestic Water\Backflow Preventer - BFP | 1022929
19-F2 | 19-F2 East Parking Structure | 19-F2-D1010-100-ELE01 | LIFT, ELEVATOR #1 (ELE01 - PARKING LOT) | OTIS | CP20908 | DNA | OM00033524 | State ID# 063197¦ #7 | SOUTHEAST PARKING LOT | 3V560 (6) | NA | NA | 40 | 460 | 49.4 | electric | 3 | NA | NA | \Classifications\Building System Class\D10-Conveyance Systems\D1010 - Elevator\Elevator,Electric,Pass/Freight - ELE | 1008301
19-G1 | 19-G1 Burbank Courthouse | 19-G1-D3041-110-AHU02 | AIR HANDLER UNIT #2 | MCQUAY SNYDER GENERAL | 3ZA00368-06 | LSL111CH | OM00026737 |  | MECH ROOM | A-59 (2) | 16X20X2 (6) | NA | 5 | 230/460 | 12.4/6.2 | Electric | 3 | NA | NA | \Classifications\Building System Class\D30-HVAC Systems\D3040 - Distribution SYS\Air Handling Unit - AHU | 1012979
19-G1 | 19-G1 Burbank Courthouse | 19-G1-D3041-110-AHU03 | AIR HANDLER UNIT #3 | MCQUAY SNYDER GENERAL | 3ZA03366-06 | LSL111CV | OM00026738 |  | MECH ROOM | A-59 | 16X20X2 (6) | NA | 5 | 230/460 | 12.4/6.2 | Electric | 3 | NA | NA | \Classifications\Building System Class\D30-HVAC Systems\D3040 - Distribution SYS\Air Handling Unit - AHU | 1012980
19-G1 | 19-G1 Burbank Courthouse | 19-G1-D3041-110-AHU04 | AIR HANDLER UNIT #4 | MCQUAY SNYDER GENERAL | 3ZA00367-06 | LSL103CV | OM00026717 |  | ELECTRICAL PANEL ROOM | A-59 | 16X20X2 (6) | NA | 5 | 230/460 | 12.4/6.2 | Electric | 3 | NA | NA | \Classifications\Building System Class\D30-HVAC Systems\D3040 - Distribution SYS\Air Handling Unit - AHU | 1012981
19-G1 | 19-G1 Burbank Courthouse | 19-G1-D5010-234-ATS01 | ELECTRICAL AUTOMATIC TRANSFER SWITCH | CUMMINS TRANSFER SWITCH | L910437419 | LTEU200L | OM00026707 |  | BEHIND EXIT DOOR OF EMPLOYEE BREAKROOM | NA | NA | NA | NA | 480 | 200 | Electric | 3 | NA | NA | \Classifications\Building System Class\D50-Electrical SYS\D5010 - Elec Service & Dist\Automatic Transfer Switch - ATS | 1012983
19-G1 | 19-G1 Burbank Courthouse | 19-G1-D2023-100-BFP01 | BACKFLOW PREVENTER #1 (3/4 INCH) | WILKINS | 775566 | 975XL 3/4" | OM00026687 |  | CHILLER ROOM | NA | NA | NA | NA | NA | NA | NA | NA | NA | NA | \Classifications\Building System Class\D20-Plumbing\D2020 - Domestic Water\Backflow Preventer - BFP | 1012984
19-G1 | 19-G1 Burbank Courthouse | 19-G1-D3021-140-BLR02 | HOT WATER BOILER #2 (GAS,OIL,COMBO) | Rite Engineering | 23897 | #85 | OM00026715 | DNA | NEW SIDE | NA | NA | NA | NA | NA | NA | Natural gas | NA | 850,000 | 790,000 | \Classifications\Building System Class\D30-HVAC Systems\D3020 - Heat SYS\Boiler,Hot Water,Oil/Gas/Comb. - BLR | 1012986
19-G1 | 19-G1 Burbank Courthouse | 19-G1-D3031-130-CLR01 | WATER COOLED CHILLER | CARRIER | 2002Q01557 | 30HXC096RZE540KA | OM00026684 | DNA | CHILLER ROOM | NA | NA | R-134a | DNA | 208/230 | 114.9 | Electric | 3 | NA | NA | \Classifications\Building System Class\D30-HVAC Systems\D3030 - Cooling SYS\Chiller, Water Cooled - CLR | 1012987
19-G1 | 19-G1 Burbank Courthouse | 19-G1-D3090-220-CMD01 | AIR DRY COMPRESSOR #1 | QUINCY | 5034805 | 0C00706DXI | OM00026682 | DNA | CHILLER ROOM | 3360 | NA | NA | DNA | 208/230-115 | 7.2-7.5/15.0 | Electric | 1 | NA | NA | \Classifications\Building System Class\D30-HVAC Systems\D3090 - Other HVAC Systems and Equipment\Compressed Air Dryer - CMD | 1012988
19-G1 | 19-G1 Burbank Courthouse | 19-G1-D3090-220-CMD02 | AIR DRY COMPRESSOR #2 | HANKINSON | F-23607 | VA-65 | OM00026696 | DNA | BASEMENT | NA | NA | NA | 1.5 | 208-230 | 8.8-8.6 | Electric | 1 | NA | NA | \Classifications\Building System Class\D30-HVAC Systems\D3090 - Other HVAC Systems and Equipment\Compressed Air Dryer - CMD | 1012989
19-G1 | 19-G1 Burbank Courthouse | 19-G1-D3030-110-CTW01 | COOLING TOWER | BALTIMORE AIR COIL CO | 94200019 | VTO-78KCR | OM00026713 | DNA | NEW SIDE | NA | NA | NA | 30 | 480 | 37.5 | Electric | 3 | NA | NA | \Classifications\Building System Class\D30-HVAC Systems\D3030 - Cooling SYS\Cooling Tower - CTW | 1012990
19-G1 | 19-G1 Burbank Courthouse | 19-G1-B2034-400-DOH01 | DOOR, OVERHEAD ROLLUP #1 (ELECTRIC) | DNA | DNA | DNA | OM00035013 |  | REAR OF COURT SALLY PORT | NA | NA | NA | DNA | 220 | DNA | Electric | 3 | NA | NA | \Classifications\Building System Class\B20-General Building Exterior\B2030 - Exterior Doors\Door,Overhead-Shutter,Manual,Elec,Roll-up - DOH | 1012991
19-G1 | 19-G1 Burbank Courthouse | 19-G1-D3042-220-EFN01 | EXHAUST FAN #1 (BELT DRIVEN) | AO SMITH | DNA | DX30B | OM00026708 | DNA | NEW SIDE ROOF | BA39 | NA | NA | 2 | 460/280-230 | 3.5/6.6-7.0 | Electric | 3 | NA | NA | \Classifications\Building System Class\D30-HVAC Systems\D3040 - Distribution SYS\Supply/Exhaust/Return fans- FAN | 1012993
19-G1 | 19-G1 Burbank Courthouse | 19-G1-D3042-220-EFN02 | EXHAUST FAN #2 (BELT DRIVEN) | AO SMITH | DNA | DX7B | OM00026709 | DNA | NEW SIDE | 4L-220 | NA | NA | 1/4 | 115 | 5.1 | Electric | 1 | NA | NA | \Classifications\Building System Class\D30-HVAC Systems\D3040 - Distribution SYS\Supply/Exhaust/Return fans- FAN | 1012994
19-G1 | 19-G1 Burbank Courthouse | 19-G1-D3042-220-EFN03 | EXHAUST FAN #3 (BELT DRIVEN) | AO SMITH | DNA | DX7B | OM00026710 | DNA | NEW SIDE | 4L-220 | NA | NA | 1/4 | 115 | 5.1 | Electric | 1 | NA | NA | \Classifications\Building System Class\D30-HVAC Systems\D3040 - Distribution SYS\Supply/Exhaust/Return fans- FAN | 1012995
19-G1 | 19-G1 Burbank Courthouse | 19-G1-D1010-100-ELE01 | ELEVATOR #1 (HYDRAULIC) | LINCOLN | 056707 | DNA | OM00026728 | State ID# 056707 | ELEVATOR ROOM | NA | NA | NA | 40 | 230/460 | 100/50 | Hydraulic | 3 | NA | NA | \Classifications\Building System Class\D10-Conveyance Systems\D1010 - Elevator\Elevator,Hydraulic,Pass/Freight - ELE | 1012996
19-G1 | 19-G1 Burbank Courthouse | 19-G1-D1010-100-ELE02 | ELEVATOR #2 (HYDRAULIC) | MOTION CONTROL ENGINEERING INC | 10502/1053 | HMC-1000 | OM00026727 | State ID# 100890 | ELEVATOR ROOM | NA | NA | NA | 40 | 230/460 | 100/50 | Hydraulic | 3 | NA | NA | \Classifications\Building System Class\D10-Conveyance Systems\D1010 - Elevator\Elevator,Hydraulic,Pass/Freight - ELE | 1012997
19-G1 | 19-G1 Burbank Courthouse | 19-G1-D1010-100-ELE03 | ELEVATOR #3 (HYDRAULIC) | LINCOLN | DNA | DNA | OM00035014 | State ID# 117636 | ELEVATOR ROOM | NA | NA | NA | 40 | 230/460 | 100/50 | Hydraulic | 3 | NA | NA | \Classifications\Building System Class\D10-Conveyance Systems\D1010 - Elevator\Elevator,Hydraulic,Pass/Freight - ELE | 1012998
19-G1 | 19-G1 Burbank Courthouse | 19-G1-D5037-710-FAP01 | FIRE ALARM PANEL | EDWARD GENERAL SIGNAL | DNA | 5721B | OM00026725 | DNA | LOCKUP | NA | NA | NA | NA | 115 | DNA | Electric | 1 | NA | NA | \Classifications\Building System Class\D50-Electrical SYS\D5030 - Comm & Security\Fire Alarm Panel - FAP | 1012999
19-G1 | 19-G1 Burbank Courthouse | 19-G1-D4010-150-FMS01 | FIRE SYSTEMS, STANDPIPES | POWHATAN AUTOSPKR | 21202 | DNA | OM00026730 | DNA | EASTSIDE OF BUILDING | NA | NA | NA | NA | NA | NA | NA | NA | NA | NA | \Classifications\Building System Class\D40-Fire Protection SYS\D4010 - Sprinkler SYS\Fire Systems, stand pipes - FMS | 1013000
19-G1 | 19-G1 Burbank Courthouse | 19-G1-C1020-110-FRD01 | FIRE DOOR #1, OVERHEAD (FIRE RATING 3) | COOKSON | 515498 | DNA | OM00026692 | DNA | ENTRANCE TO CLERK OFFICE | NA | NA | NA | NA | DNA | DNA | Electric | DNA | NA | NA | \Classifications\Building System Class\C10-General Building Interior\C1020 - Fire Doors\Fire Doors - FRD | 1013001
19-G1 | 19-G1 Burbank Courthouse | 19-G1-C1020-110-FRD02 | FIRE DOOR #2, OVERHEAD | DNA | DNA | DNA | OM00026723 | DNA | PUBLIC HALL | NA | NA | NA | DNA | DNA | DNA | Electric | DNA | NA | NA | \Classifications\Building System Class\C10-General Building Interior\C1020 - Fire Doors\Fire Doors - FRD | 1013002
19-G1 | 19-G1 Burbank Courthouse | 19-G1-C1020-110-FRD03 | FIRE DOOR #3 (SLIDING DOOR) | WON-DOR | 471102 | R6799 | OM00026726 | DNA | ENTRANCE TO LOCKUP ELEVATOR | NA | NA | NA | DNA | DNA | DNA | Electric | DNA | NA | NA | \Classifications\Building System Class\C10-General Building Interior\C1020 - Fire Doors\Fire Doors - FRD | 1013003
19-G1 | 19-G1 Burbank Courthouse | 19-G1-D5092-210-GEN01 | GENERATOR, EMERGENCY | PRYCO | 08320839 | PYSO50UL | OM00035012 | EMERGENCY GENERATOR G7050 | NEAR SALLY PORT | NA | NA | NA | 75 | DNA | DNA | Diesel | DNA | NA | NA | \Classifications\Building System Class\D50-Electrical SYS\D5090 - Elec SYS\Emergency Generator - GEN | 1013004
19-G1 | 19-G1 Burbank Courthouse | 19-G1-D3020-100-HET01 | WATER HEATER EXPANSION TANK #1 | DNA | DNA | DNA | OM00026695 | DNA | BOILER ROOM | NA | NA | NA | NA | NA | NA | NA | NA | NA | NA | \Classifications\Building System Class\D30-HVAC Systems\D3020 - Heat SYS\Heater Water Expansion Tank - HET | 1013005
19-G1 | 19-G1 Burbank Courthouse | 19-G1-D5010-110-MCC01 | CHILLER MOTOR CONTROL CENTER | GENERAL ELECTRIC | J-85239 | 968X0129L01 | OM00026685 | DNA | CHILLER ROOM | NA | NA | NA | NA | 480 | 600 | Electric | 3 | NA | NA | \Classifications\Building System Class\D50-Electrical SYS\D5010 - Elec Service & Dist\Chiller Room Electrical Panel - MCC | 1013006
19-G1 | 19-G1 Burbank Courthouse | 19-G1-D5010-200-ESD01 | MAIN ELECTRICAL PANEL | GENERAL ELECTRIC | DNA | DNA | OM00026705 | DNA | OUTSIDE EXTI DOOR OF EMPLOYEE BREAKROOM | NA | NA | NA | NA | 480 | 1200 | Electric | 3 | NA | NA | \Classifications\Building System Class\D50-Electrical SYS\D5010 - Elec Service & Dist\Electical Service and Distribution - ESD | 1013007
19-G1 | 19-G1 Burbank Courthouse | 19-G1-D3050-250-ACU02 | Air Conditioning, Split System (Roof) | CARRIER | 0697E14126 | 38CKB060600 | OM00026735 |  | SOUTHEAST OF BUILDING | A-59 | NA | R-22 | NA | 460 | 8.0 | Electric | 3 | NA | NA | \Classifications\Building System Class\D30-HVAC Systems\D3050 - Package SYS\Air Conditioning,Split System - ACU | 1013008
19-G1 | 19-G1 Burbank Courthouse | 19-G1-D3031-100-PCH01 | CONDENSER WATER PUMP #2 (chiller room) | Weinman | 812954 | 25G2A-75PN12GA | OM00026690 | DNA | CHILLER ROOM | NA | NA | NA | 7.5 | 208/230-460 | 19-18/9 | Electric | 3 | NA | NA | \Classifications\Building System Class\D30-HVAC Systems\D3030 - Cooling SYS\Chilled Water Pump - PCH | 1013009
19-G1 | 19-G1 Burbank Courthouse | 19-G1-D3031-100-PCH02 | CHILLED WATER PUMP #1 (chiller room) | Weinman | 812955 | 2.562A-Y34 | OM00026691 | DNA | CHILLER ROOM | NA | NA | NA | 15 | 208/230-460 | 38-36/18 | Electric | 3 | NA | NA | \Classifications\Building System Class\D30-HVAC Systems\D3030 - Cooling SYS\Chilled Water Pump - PCH | 1013010
19-G1 | 19-G1 Burbank Courthouse | 19-G1-D3031-100-PCH03 | CONDENSER WATER PUMP #1 (electric room) | AURORA PUMP CO | F020130222B | IMM32181 | OM00026703 | DNA | ELECTRICAL PANEL ROOM | NA | NA | NA | 5 | 230/460 | 14.7 | Electric | 3 | NA | NA | \Classifications\Building System Class\D30-HVAC Systems\D3030 - Cooling SYS\Chilled Water Pump - PCH | 1013011
19-G1 | 19-G1 Burbank Courthouse | 19-G1-D3031-100-PCH04 | CONDENSER WATER PUMP #2 (electric room) | AURORA PUMP CO | 02-442122 | 341A-BF | OM00026704 | DNA | ELECTRICAL PANEL ROOM | NA | NA | NA | 5 | 230/460 | 14.7 | Electric | 3 | NA | NA | \Classifications\Building System Class\D30-HVAC Systems\D3030 - Cooling SYS\Chilled Water Pump - PCH | 1013012
19-G1 | 19-G1 Burbank Courthouse | 19-G1-D3044-125-PHW01 | HOT WATER PUMP #1 | WEINMAN | A12956 | 15G12AW50P1 | OM00026689 | DNA | CHILLER ROOM | NA | NA | NA | 5 | 208/230-460 | 13-12/6 | Electric | 3 | NA | NA | \Classifications\Building System Class\D30-HVAC Systems\D3040 - Distribution SYS\Hot Water Pump - PHW | 1013013
19-G1 | 19-G1 Burbank Courthouse | 19-G1-D3044-125-PHW02 | HOT WATER PUMP #2 | BELL & GOSSETT | DNA | 2.5BB | OM00026720 | DNA | ELECTRICAL PANEL ROOM | NA | NA | NA | 5 | 208/230 | 12.9 6.44 | Electric | 3 | NA | NA | \Classifications\Building System Class\D30-HVAC Systems\D3040 - Distribution SYS\Hot Water Pump - PHW | 1013014
19-G1 | 19-G1 Burbank Courthouse | 19-G1-D3044-125-PHW03 | HOT WATER PUMP #3 | BELL & GOSSETT | DNA | 2.5BB | OM00026721 | DNA | ELECTRICAL PANEL ROOM | NA | NA | NA | 5 | 208/230 | 12.9/6.44 | Electric | 3 | NA | NA | \Classifications\Building System Class\D30-HVAC Systems\D3040 - Distribution SYS\Hot Water Pump - PHW | 1013015
19-G1 | 19-G1 Burbank Courthouse | 19-G1-D2040-100-PSU01 | SUMP PUMP #1 | LIBERTY PUMPS | DNA | DNA | OM00026700 | DNA | ELECTRICAL PANEL ROOM | NA | NA | NA | DNA | 115 | 10.5 | Electric | DNA | NA | NA | \Classifications\Building System Class\D20-Plumbing\D2040 - Rain Drain\Sump Pump - PSU | 1013016
19-G1 | 19-G1 Burbank Courthouse | 19-G1-D2040-100-PSU02 | SUMP PUMP #2 | DNA | DNA | DNA | OM00026699 | DNA | BOILER ROOM | NA | NA | NA | DNA | 115 | 10.5 | Electric | 1 | NA | NA | \Classifications\Building System Class\D20-Plumbing\D2040 - Rain Drain\Sump Pump - PSU | 1013017
19-G1 | 19-G1 Burbank Courthouse | 19-G1-G3010-210-PWT01 | POTABLE WATER STORAGE TANK #1 | DNA | DNA | DNA | OM00026686 | DNA | CHILLER ROOM | NA | NA | NA | NA | NA | NA | NA | NA | NA | NA | \Classifications\Building System Class\G30-Site Mechanical Utilities\G3010 - Water Supply\Potable Water Storage Tank - PWT | 1013018
19-G1 | 19-G1 Burbank Courthouse | 19-G1-G3010-210-PWT02 | POTABLE WATER STORAGE TANK #2 | BRUNNER | DNA | DNA | OM00026688 | DNA | CHILLER ROOM | NA | NA | NA | NA | NA | NA | NA | NA | NA | NA | \Classifications\Building System Class\G30-Site Mechanical Utilities\G3010 - Water Supply\Potable Water Storage Tank - PWT | 1013019
19-G1 | 19-G1 Burbank Courthouse | 19-G1-D5010-200-ESD02 | ELECTRICAL SWITCHBOARD (UNDER 560 VOLTS) | GENERAL ELECTRIC | DNA | DNA | OM00026706 | DNA | BEHIND EXIT DOOR OF EMPLOYEE BREAKROOM | NA | NA | NA | NA | 480 | 1200 | Electric | 3 | NA | NA | \Classifications\Building System Class\D50-Electrical SYS\D5010 - Elec Service & Dist\Electical Service and Distribution - ESD | 1013020
19-G1 | 19-G1 Burbank Courthouse | 19-G1-D5011-240-TRN01 | ELECTRICAL TRANSFORMER | CUTLER-HAMMER | J02H01920 | V49013 | OM00026681 | DNA | ABM SHOP | NA | NA | NA | NA | 480 | 150 | Electric | 3 | NA | NA | \Classifications\Building System Class\D50-Electrical SYS\D5010 - Elec Service & Dist\Transformer - TRN | 1013021
19-G1 | 19-G1 Burbank Courthouse | 19-G1-D5011-240-TRN02 | ELECTRICAL TRANSFORMER #2 | GENERAL ELECTRIC | DNA | 9T23B3876 | OM00026701 | DNA | ELECTRICAL PANEL ROOM | NA | NA | NA | NA | 480 | 150 | Electric | 3 | NA | NA | \Classifications\Building System Class\D50-Electrical SYS\D5010 - Elec Service & Dist\Transformer - TRN | 1013022
19-G1 | 19-G1 Burbank Courthouse | 19-G1-D5011-240-TRN03 | ELECTRICAL TRANSFORMER #3 | MGM | 9302-150D-015-1 | HT150A3K2 | OM00026702 | DNA | ELECTRICAL PANEL ROOM | NA | NA | NA | NA | 480 | 150 | Electric | 3 | NA | NA | \Classifications\Building System Class\D50-Electrical SYS\D5010 - Elec Service & Dist\Transformer - TRN | 1013023
19-G1 | 19-G1 Burbank Courthouse | 19-G1-D5011-240-TRN05 | ELECTRICAL TRANSFORMER #5 | GE | DNA | DNA | OM00026716 | DNA | NEW SIDE | NA | NA | NA | NA | 480 | 150 | Electric | 3 | NA | NA | \Classifications\Building System Class\D50-Electrical SYS\D5010 - Elec Service & Dist\Transformer - TRN | 1013024
19-G1 | 19-G1 Burbank Courthouse | 19-G1-D1013-310-WCL01 | WHEELCHAIR LIFT #1 | DNA | DNA | DNA | OM00026722 | PEND RISK RVW | DEPT 1 COURTROOM | NA | NA | NA | DNA | DNA | DNA | Electric | DNA | NA | NA | \Classifications\Building System Class\D10-Conveyance Systems\D1010 - Elevator\Wheelchair Lift - WCL | 1013025
19-G1 | 19-G1 Burbank Courthouse | 19-G1-D1013-310-WCL02 | WHEELCHAIR LIFT #2 | DNA | DNA | DNA | OM00026724 | PEND RISK RVW | DEPT "G" | NA | NA | NA | DNA | DNA | DNA | Electric | DNA | NA | NA | \Classifications\Building System Class\D10-Conveyance Systems\D1010 - Elevator\Wheelchair Lift - WCL | 1013026
19-G1 | 19-G1 Burbank Courthouse | 19-G1-D2090-230-WIP01 | PUMP, WATER TREATMENT | WALCHEM | 0601302419 | WCT-310-IN2 | OM00026683 | DNA | CHILLER ROOM | NA | NA | NA | DNA | 115 | 10 | Electric | NA | NA | NA | \Classifications\Building System Class\D20-Plumbing\D2090 - Other Plumbing SYS\Water Treatment Inhibitor Pump - WIP | 1013027
19-G1 | 19-G1 Burbank Courthouse | 19-G1-B2010-100-BLD01 | BUILDING | NA | NA | NA | OM00035011 | NA | ENTIRE BUILDING | NA | NA | NA | NA | NA | NA | NA | NA | NA | NA | \Classifications\Building System Class\B20-General Building Exterior\B2010 - Exterior Walls\Building - BLD | 1013028
19-G1 | 19-G1 Burbank Courthouse | 19-G1-B3010-100-RUF01 | ROOFING SYSTEM | DNA | NA | NA | OM00035007 | NA | ROOF | NA | NA | NA | NA | NA | NA | NA | NA | NA | NA | \Classifications\Building System Class\B30-Roofing\B3010 - Roof Types\Roof - RUF | 1013029
19-G1 | 19-G1 Burbank Courthouse | 19-G1-G2050-200-LSC01 | LANDSCAPE | NA | NA | NA | OM00035006 | NA | GROUNDS | NA | NA | NA | NA | NA | NA | NA | NA | NA | NA | \Classifications\Building System Class\G20-Other Systems\G2050 - Landscaping\Landscaping - LSC | 1013030
19-G1 | 19-G1 Burbank Courthouse | 19-G1-G2049-300-HSC01 | HARDSCAPE | DNA | DNA | DNA | OM00035005 | DNA | GROUNDS | NA | NA | NA | NA | NA | NA | NA | NA | NA | NA | \Classifications\Building System Class\G20-Other Systems\G2040 - Site Development\Hardscape - HSC | 1013031
19-G1 | 19-G1 Burbank Courthouse | 19-G1-D4031-100-FEX45 | FIRE EXTINGUISHERS (45) | NA | NA | NA | OM00035008 |  | THROUGHOUT BUILDING | NA | NA | NA | NA | NA | NA | NA | NA | NA | NA | \Classifications\Building System Class\D40-Fire Protection SYS\D4030 - FIRE SPEC\Fire Extinguisher - FEX | 1013032
19-G1 | 19-G1 Burbank Courthouse | 19-G1-D5092-250-EML80 | EMERGENCY (30) & EXIT (50) LIGHTS | NA | NA | NA | OM00035009 |  | THROUGHOUT BUILDING | NA | NA | NA | NA | 115, 110 | NA | Electric | NA | NA | NA | \Classifications\Building System Class\D50-Electrical SYS\D5090 - Elec SYS\Emergency And Exit Lighting - EML | 1013033
19-G1 | 19-G1 Burbank Courthouse | 19-G1-D5092-250-ELT30 | EXTERIOR LIGHTING (30) | NA | NA | NA | OM00035010 |  | EXTERIOR AROUND BUILDING | NA | NA | NA | NA | 277, 115, 110 | DNA | Electric | DNA | NA | NA | \Classifications\Building System Class\D50-Electrical SYS\D5090 - Elec SYS\Exterior Lighting - ELT | 1013034
19-G1 | 19-G1 Burbank Courthouse | 19-G1-D3068-100-BAS01 | BUILDING AUTOMATION SYSTEM | DNA | DNA | DNA | OM00033792 | DNA | NEAR EXIT ABM OFFICE | NA | NA | NA | NA | 120 | DNA | Electric | 3 | NA | NA | \Classifications\Building System Class\D30-HVAC Systems\D3060 - Control & Inst Air\Building Automation System - BAS | 1013035
19-G1 | 19-G1 Burbank Courthouse | 19-G1-D3041-110-AHU01 | AIR HANDLER UNIT #1 | MCQUAY SNYDER GENERAL | 3ZA00365-06 | LSL108CH | OM00026736 |  | MECH ROOM | A-59 | 16X25X2 (2), 16x20x2 (2) | NA | 5 | 230/460 | 12.4/6.2 | Electric | 3 | NA | NA | \Classifications\Building System Class\D30-HVAC Systems\D3040 - Distribution SYS\Air Handling Unit - AHU | 1013037
19-G1 | 19-G1 Burbank Courthouse | 19-G1-D2023-100-BFP02 | BACKFLOW PREVENTER #2 (3 INCH) | FEBCO | 9405160626 | 805YD 3" | OM00026729 | Acct#:951-848 Meter#: 62616 Assembly ID#: 374 | DOMESTIC FOR NEW SIDE OF BUILDING - Test on Purveyors form (USE CITY OF BURBANK TESTING FORMS) | NA | NA | NA | NA | NA | NA | NA | NA | NA | NA | \Classifications\Building System Class\D20-Plumbing\D2020 - Domestic Water\Backflow Preventer - BFP | 1013038
19-G1 | 19-G1 Burbank Courthouse | 19-G1-D2023-100-BFP04 | BACKFLOW PREVENTER #4 (3 INCH) | FEBCO | N0710090847 | 825YD 3" | OM00026732 | Acct#:951-848 Meter#: 51415/51431 Assembly ID#: 372 | NEXT TO PUBLIC ENTRANCE - - (USE CITY OF BURBANK TESTING FORMS) | NA | NA | NA | NA | NA | NA | NA | NA | NA | NA | \Classifications\Building System Class\D20-Plumbing\D2020 - Domestic Water\Backflow Preventer - BFP | 1013040
19-G1 | 19-G1 Burbank Courthouse | 19-G1-D2023-100-BFP05 | Backflow Preventer #5 (Irrigation) (1.25") | FEBCO | 11503 | 825Y (1.25") | OM00026733 | OW0211055-FA0235943-BD0053621 | REAR OF COURT BUILDING NEXT TO PUBLIC ENTRANCE (LAPHD FORM REQUIRED) | NA | NA | NA | NA | NA | NA | NA | NA | NA | NA | \Classifications\Building System Class\D20-Plumbing\D2020 - Domestic Water\Backflow Preventer - BFP | 1013041
19-G1 | 19-G1 Burbank Courthouse | 19-G1-D2023-100-BFP06 | BACKFLOW PREVENTER #6 (3/4 INCH) | WILKINS | 2513966 | 975XL 3/4" | OM00026697 | OW0211055-FA0205958-BD0004859 | BOILER - CARD #2 A CIVIC CENTER (LAPHD FORM REQUIRED) | NA | NA | NA | NA | NA | NA | NA | NA | NA | NA | \Classifications\Building System Class\D20-Plumbing\D2020 - Domestic Water\Backflow Preventer - BFP | 1013042
19-G1 | 19-G1 Burbank Courthouse | 19-G1-D3020-100-HET02 | WATER HEATER EXPANSION TANK #2 | WENDLAND | 32849 | DNA | OM00026718 | DNA | ELECTRICAL PANEL ROOM | NA | NA | NA | NA | NA | NA | NA | NA | NA | NA | \Classifications\Building System Class\D30-HVAC Systems\D3020 - Heat SYS\Heater Water Expansion Tank - HET | 1013043
19-G1 | 19-G1 Burbank Courthouse | 19-G1-D3020-100-HET03 | WATER HEATER EXPANSION TANK #3 | WESSELLS COMP | CRNH08511 | 12NA33 | OM00026719 | DNA | ELECTRICAL PANEL ROOM | NA | NA | NA | NA | NA | NA | NA | NA | NA | NA | \Classifications\Building System Class\D30-HVAC Systems\D3020 - Heat SYS\Heater Water Expansion Tank - HET | 1013044
19-G1 | 19-G1 Burbank Courthouse | 19-G1-D3020-100-HET04 | WATER HEATER EXPANSION TANK #4 | JOHN WOOD COMPANY | DNA | DNA | OM00026714 | DNA | NEW SIDE OVER BOILER | NA | NA | NA | NA | NA | NA | NA | NA | NA | NA | \Classifications\Building System Class\D30-HVAC Systems\D3020 - Heat SYS\Heater Water Expansion Tank - HET | 1013045
19-G1 | 19-G1 Burbank Courthouse | 19-G1-D2022-260-HWG01 | WATER HEATER DOMESTIC #1, GAS (89 GALLONS) | AO SMITH | MC94-0330155S56 | BTC 154920 | OM00026693 | DNA | SECURED HALL | NA | NA | NA | NA | 120 | 5 | Gas | NA | 154,000 | DNA | \Classifications\Building System Class\D20-Plumbing\D2020 - Domestic Water\Domestic Water Heater, Gas - HWG | 1013046
19-G1 | 19-G1 Burbank Courthouse | 19-G1-D3041-110-AHU06 | AIR HANDLER UNIT #6 | CARRIER | 3399F43452 | 39T6LQA-QGR-AB | OM00035130 |  | MECH ROOM UPSTAIRS | C-158 (2) | 20X25X8 | NA | 40 | 460 | 60 | Electric | 3 | NA | NA | \Classifications\Building System Class\D30-HVAC Systems\D3040 - Distribution SYS\Air Handling Unit - AHU | 1013048
19-G1 | 19-G1 Burbank Courthouse | 19-G1-D3041-230-RFN01 | RETURN FAN | UTILITY FAN CORP | A03613 | 4-1300 | OM00035131 | DNA | MECHANICAL | B-97 (2) | NA | NA | 1.5-.67 | 460 | 2.2-1.4 | Electric | 3 | NA | NA | \Classifications\Building System Class\D30-HVAC Systems\D3040 - Distribution SYS\Supply/Exhaust/Return fans- FAN | 1013050
19-G1 | 19-G1 Burbank Courthouse | 19-G1-D2040-100-PSU03 | SUMP PUMP #3 | DNA | DNA | EC1108-01-04-08-14-18-3 | OM00035128 | DNA | ALLEY WAY BESIDE SALLY PORT | NA | NA | NA | 2 | 460 | 8.2 | Electric | 3 | NA | NA | \Classifications\Building System Class\D20-Plumbing\D2040 - Rain Drain\Sump Pump - PSU | 1013051
19-G1 | 19-G1 Burbank Courthouse | 19-G1-D2040-100-PSU04 | SUMP PUMP #4 | DNA | DNA | EC1108-01-04-08-14-18-3 | OM00035129 | DNA | ALLEY BESIDE SALLY PORT | NA | NA | NA | 2 | 460 | 8.2 | Electric | 3 | NA | NA | \Classifications\Building System Class\D20-Plumbing\D2040 - Rain Drain\Sump Pump - PSU | 1013052
19-G1 | 19-G1 Burbank Courthouse | 19-G1-D2023-100-BFP08 | BACKFLOW PREVENTER #8 (2") | FEBCO | AF0466 | 825Y 2" | OM00036347 | Acct#:951-848 Meter#: 51415/51431 Assembly ID#: 373 | EXTERIOR BY THE MAIN PUBLIC ENTRANCE (USE CITY OF BURBANK TESTING FORMS) | NA | NA | NA | NA | NA | NA | NA | NA | NA | NA | \Classifications\Building System Class\D20-Plumbing\D2020 - Domestic Water\Backflow Preventer - BFP | 1015421
19-G1 | 19-G1 Burbank Courthouse | 19-G1-D2023-100-BFP09 | BACKFLOW PREVENTER #9 (1") | WILKINS | 174412 | 975XL 1" | OM00036346 |  | ROOF BY THE COOLING TOWER | NA | NA | NA | NA | NA | NA | NA | NA | NA | NA | \Classifications\Building System Class\D20-Plumbing\D2020 - Domestic Water\Backflow Preventer - BFP | 1015422
19-G1 | 19-G1 Burbank Courthouse | 19-G1-D3031-140-CLR01 | CHILLER, AIR COOLED | CARRIER | 0999F02570 | 30GT-090---510KA | OM00026740 |  | OUTSIDE BUILDING | NA | NA | R-22 | DNA | 240 | 397 | Electric | 3 | DNA | DNA | \Classifications\Building System Class\D30-HVAC Systems\D3030 - Cooling SYS\Chiller, Air Cooled - CLR | 1015759
19-G1 | 19-G1 Burbank Courthouse | 19-G1-D3041-110-AHU09 | AIR HANDLER UNIT | MCQUAY SNYDER GENERAL | 3ZA00363-04 | LSL114DH | OM00037670 | NA | BASEMENT MECH ROOM | NA | 16X25X2 (6) | DNA | 5 | 240-480 | 12.4-6.2 | Electric | 3 | NA | NA | \Classifications\Building System Class\D30-HVAC Systems\D3040 - Distribution SYS\Air Handling Unit - AHU | 1016598
19-G1 | 19-G1 Burbank Courthouse | 19-G1-D3041-110-AHU08 | AIR HANDLER UNIT (BASEMENT) | MCQUAY SNYDER GENERAL | 3ZA00364-04 | LSL117DH | OM00037671 | NA | BASEMENT ROOM 030 | B-54 (2) | 16X20X2 (4) | NA | 7.5 | 240/480 | 22.5/11.3 | Electric | 3 | NA | NA | \Classifications\Building System Class\D30-HVAC Systems\D3040 - Distribution SYS\Air Handling Unit - AHU | 1016597
19-G1 | 19-G1 Burbank Courthouse | 19-G1-D3090-220-CMD03 | AIR DRYER COMPRESSOR | HANKINSON | 0331-101-9403-647N | 8005 | OM00037672 | NA | BASEMENT MECH ROOM | NA | NA | R-134a | 1/16 | 110 | 2 | Electric | 1 | NA | NA | \Classifications\Building System Class\D30-HVAC Systems\D3090 - Other HVAC Systems and Equipment\Compressed Air Dryer - CMD | 1016599
19-G1 | 19-G1 Burbank Courthouse | 19-G1-D4010-150-FMS02 | STAND PIPES, FIRE SYSTEM | DNA | DNA | DNA | OM00035939 | NA | BASEMENT STAIRWELL #2 | NA | NA | NA | NA | NA | NA | NA |  | NA | NA | \Classifications\Building System Class\D40-Fire Protection SYS\D4010 - Sprinkler SYS\Fire Systems, stand pipes - FMS | 1016730
19-G1 | 19-G1 Burbank Courthouse | 19-G1-B2034-400-DOH02 | DOOR, OVERHEAD ROLL-UP (ELECTRICAL) | DNA | DNA | DNA | OM00035015 | NA | EXTERIOR, OUTSIDE REAR | NA | NA | NA | DNA | DNA | DNA | NA |  | NA | NA | \Classifications\Building System Class\B20-General Building Exterior\B2030 - Exterior Doors\Door,Overhead-Shutter,Manual,Elec,Roll-up - DOH | 1016731
19-G1 | 19-G1 Burbank Courthouse | 19-G1-D3012-120-GMR01 | GAS METER READER | ROOTS METER | 1317973 | BM 058901-102 | OM00037674 | NA | OUTSIDE GROUNDS, REAR EAST SIDE | NA | NA | NA | NA | NA | NA | NA |  | NA | NA | \Classifications\Building System Class\D30-HVAC Systems\D3010 - Energy Supply\Gas Meter Readings - GMR | 1016732
19-G1 | 19-G1 Burbank Courthouse | 19-G1-D3041-230-RFN02 | RETURN FAN #1 (BELT DRIVEN) | MCQUAY SNYDER GENERAL | 34A00369-06 | LYF106CH | OM00035940 | NA | BASEMENT MECH ROOM | DNA | DNA (2) | NA | 5 | 240-480 | 12.4-6.2 | Electric | 3 | NA | NA | \Classifications\Building System Class\D30-HVAC Systems\D3040 - Distribution SYS\Supply/Exhaust/Return fans- FAN | 1016733
19-G1 | 19-G1 Burbank Courthouse | 19-G1-D3041-230-RFN03 | RETURN FAN #2 (BELT DRIVEN) | MCQUAY SNYDER GENERAL | 3ZA00370-06 | LYF108CH | OM00037669 | NA | BASEMENT MECH ROOM | DNA | DNA | NA | 7.5 | 240-480 | 19.2-9.6 | Electric | 3 | NA | NA | \Classifications\Building System Class\D30-HVAC Systems\D3040 - Distribution SYS\Supply/Exhaust/Return fans- FAN | 1016734
19-G1 | 19-G1 Burbank Courthouse | 19-G1-D3041-230-RFN04 | RETURN FAN (BELT DRIVEN) | CARRIER | 3399F43461 | 39T6H-JLZ-AB | OM00037676 | NA | PENTHOUSE MECH ROOM | DNA | DNA | NA | 10 | 240-480 | 25.2-12.6 | Electric | 3 | NA | NA | \Classifications\Building System Class\D30-HVAC Systems\D3040 - Distribution SYS\Supply/Exhaust/Return fans- FAN | 1016735
19-G1 | 19-G1 Burbank Courthouse | 19-G1-C1020-110-FRD04 | FIRE DOOR OVERHEAD (JURY ASSEMBLY BIG DOOR) | DNA | DNA | DNA | OM00037709 | NA | BIG DOOR JURY ASSEMBLY AREA | NA | NA | NA | NA | DNA | DNA | DNA |  | NA | NA | \Classifications\Building System Class\C10-General Building Interior\C1020 - Fire Doors\Fire Doors - FRD | 1016736
19-G1 | 19-G1 Burbank Courthouse | 19-G1-C1020-110-FRD05 | FIRE DOOR OVERHEAD (JURY ASSEMBLY SUPERVISOR) |  |  |  | OM00037707 |  | SUPERVISOR JURY ASSEMBLY | NA | NA | NA | NA | DNA | DNA | DNA |  | NA | NA | \Classifications\Building System Class\C10-General Building Interior\C1020 - Fire Doors\Fire Doors - FRD | 1016737
19-G1 | 19-G1 Burbank Courthouse | 19-G1-C1020-110-FRD06 | FIRE DOOR OVERHEAD (TRAFFIC WINDOW) | DNA | DNA | DNA | OM00037705 | NA | TRAFFIC WINDOW ON 1ST FLOOR | NA | NA | NA | NA | DNA | DNA | DNA |  | NA | NA | \Classifications\Building System Class\C10-General Building Interior\C1020 - Fire Doors\Fire Doors - FRD | 1016738
19-G1 | 19-G1 Burbank Courthouse | 19-G1-C1020-110-FRD07 | FIRE DOOR OVERHEAD (CRIMINAL WINDOW #4) | DNA | DNA | DNA | OM00037680 | NA | CRIMINAL WINDOW #4 ON 1ST FLOOR | NA | NA | NA | NA | DNA | DNA | DNA |  | NA | NA | \Classifications\Building System Class\C10-General Building Interior\C1020 - Fire Doors\Fire Doors - FRD | 1016739
19-G1 | 19-G1 Burbank Courthouse | 19-G1-C1020-110-FRD08 | FIRE DOOR OVERHEAD (CRIMINAL WINDOW #3) | DNA | DNA | DNA | OM00037679 | NA | CRIMINAL WINDOW #3 ON 1ST FLOOR | NA | NA | NA | NA | DNA | DNA | DNA |  | NA | NA | \Classifications\Building System Class\C10-General Building Interior\C1020 - Fire Doors\Fire Doors - FRD | 1016740
19-G1 | 19-G1 Burbank Courthouse | 19-G1-C1020-110-FRD09 | FIRE DOOR OVERHEAD (PUBLIC DEFENDER) | WON DOOR FIRE GUARD | DNA | DNA | OM00037706 | NA | BY PUBLIC DEFENDER IN BASEMENT | NA | NA | NA | NA | DNA | DNA | DNA |  | NA | NA | \Classifications\Building System Class\C10-General Building Interior\C1020 - Fire Doors\Fire Doors - FRD | 1016741
19-G1 | 19-G1 Burbank Courthouse | 19-G1-C1020-110-FRD10 | FIRE DOOR OVERHEAD (JURY ASSEMBLY ROOM) | DNA | DNA | DNA | OM00037708 | NA` | JURY ASSEMBLY ROOM | NA | NA | NA | NA | DNA | DNA | DNA |  | NA | NA | \Classifications\Building System Class\C10-General Building Interior\C1020 - Fire Doors\Fire Doors - FRD | 1016742
19-G1 | 19-G1 Burbank Courthouse | 19-G1-C1020-110-FRD11 | FIRE DOOR SLIDING (MAIN LOBBY ELEVATOR) | WON DOOR FIRE GUARD | 471100 | R-6799 | OM00037678 | NA | MAIN LOBBY IN FRONT OF ELEVATOR | NA | NA | NA | NA | DNA | DNA | DNA |  | NA | NA | \Classifications\Building System Class\C10-General Building Interior\C1020 - Fire Doors\Fire Doors - FRD | 1016743
19-G1 | 19-G1 Burbank Courthouse | 19-G1-C1020-110-FRD13 | FIRE DOOR SLIDING (1ST FLOOR ELEVATOR) | WON DOOR FIRE GUARD | 471099 | R-6799 | OM00037675 | NA | ELEVATOR BY ROOM 123 ON 1ST FLOOR | NA | NA | NA | NA | DNA | DNA | DNA |  | NA | NA | \Classifications\Building System Class\C10-General Building Interior\C1020 - Fire Doors\Fire Doors - FRD | 1016745
19-G1 | 19-G1 Burbank Courthouse | 19-G1-C1020-110-FRD12 | FIRE DOOR SLIDING (2ND FLOOR ELEVATOR) | WON DOOR FIRE GUARD | 471098 | R-6799 | OM00037710 | NA | ELEVATOR NEXT TO ROOM 234 ON 2ND FLOOR | NA | NA | NA | NA | DNA | DNA | DNA |  | NA | NA | \Classifications\Building System Class\C10-General Building Interior\C1020 - Fire Doors\Fire Doors - FRD | 1016744
19-G1 | 19-G1 Burbank Courthouse | 19-G1-D3042-210-FAN01 | EXHAUST FAN (DIRECT DRIVE) (BASEMENT) | GE | DNA | 5KH43MJ336S | OM00037677 | NA | BASEMENT MECHANICAL/BOILER ROOM SOUTHSIDE OF BUILDING | NA | NA | NA | 1/4 | 110 | 5.6 | Electric | 1 | NA | NA | \Classifications\Building System Class\D30-HVAC Systems\D3040 - Distribution SYS\Fan,Axial - FAN | 1017215
19-G1 | 19-G1 Burbank Courthouse | 19-G1-D3021-130-BLR03 | Hot Water Boiler #1 (Rm B003) | Lochinvar | H13H00253224 | CHN1262M7 | OM00036827 | Permit# B51401754 | Basement Boiler Room B003 | NA | NA | NA | NA | DNA | DNA | Gas |  | 1,260,000 | 1,071,000 | \Classifications\Building System Class\D30-HVAC Systems\D3020 - Heat SYS\Boiler,Hot Water,Oil/Gas/Comb. - BLR | 1017645
19-G1 | 19-G1 Burbank Courthouse | 19-G1-D3050-250-ACU03 | Split System, Air Conditioning | Mitsubishi Electric | 4003149T | MUY-GE24NA | OM00040831 |  | Exterior Southwest Corner at Chiller Area | NA | NA | R-410A | DNA | 208/230 | DNA | Electric | 3 | NA | NA | \Classifications\Building System Class\D30-HVAC Systems\D3050 - Package SYS\Air Conditioning,Split System - ACU | 1019857
19-G1 | 19-G1 Burbank Courthouse | 19-G1-D2022-260-HWG03 | Water Heater Domestic #2 (Gas) (HWG03) | Bradford White | NK38365016 | ULG250H553N | OM00041136 |  | BOILER ROOM | NA | NA | NA | NA | DNA | DNA | Gas | DNA | 55000 | DNA | \Classifications\Building System Class\D20-Plumbing\D2020 - Domestic Water\Domestic Water Heater, Gas - HWG | 1021712
19-G1 | 19-G1 Burbank Courthouse | 19-G1-D2023-100-BFP10 | BACKFLOW PREVENTER #7 (2" SPRINKLER) (BFP10) | Wilkins | T002356 | 720A, 2" | OM00046494 | OW0209916-FA0234835-BD0049536-325836-FEBRUARY | SPRINKLERS- CARD #3 CIVIC CENTER, REAR OF BUILDING BY FLOWER BED | NA | NA | NA | NA | NA | NA | NA | NA | NA | NA | \Classifications\Building System Class\D20-Plumbing\D2020 - Domestic Water\Backflow Preventer - BFP | 1022927
19-H1 | 19-H1 Glendale Courthouse | 19-H1-D3041-230-RFN01 | RETURN FAN #1 (RA-1) (ROOF) | THE NEW YORKER BLOWER | 97675XP (MOTOR) | 5K4254A3 (MOTOR) | OM00040357 |  | Floor 3, PENTHOUSE | B195 | NA | NA | 5 | 240/480 | 15.2/7.6 | Electric | 3 | NA | NA | \Classifications\Building System Class\D30-HVAC Systems\D3040 - Distribution SYS\Supply/Exhaust/Return fans- FAN | 1011120
19-H1 | 19-H1 Glendale Courthouse | 19-H1-D3041-230-RFN02 | RETURN FAN #2 (RA-2) (ROOF) | THE NEW YORKER BLOWER | DNA | DNA | OM00026069 |  | Floor 3, PENTHOUSE | B-195 (2) | NA | NA | 7.5 | 240/480 | 20.4/10.2 | Electric | 3 | NA | NA | \Classifications\Building System Class\D30-HVAC Systems\D3040 - Distribution SYS\Supply/Exhaust/Return fans- FAN | 1011121
19-H1 | 19-H1 Glendale Courthouse | 19-H1-D3041-230-RFN03 | RETURN FAN #3 (RA-3) (ROOF) | THE NEW YORKER BLOWER | DNA | DNA | OM00026070 |  | Floor 3, PENTHOUSE | B68 | NA | NA | 5 | 240/480 | 15.2-13.6/6.8 | Electric | 3 | NA | NA | \Classifications\Building System Class\D30-HVAC Systems\D3040 - Distribution SYS\Supply/Exhaust/Return fans- FAN | 1011122
19-H1 | 19-H1 Glendale Courthouse | 19-H1-D3041-110-AHU04 | Air Handling Unit 3 | THE NEW YORKER BLOWER | NA | NA | OM00040356 |  | Floor 3, PENTHOUSE | B-90 (2) | 16X20X2 (12) | R-22 | 10 | 240/480 | 30-28/14 | Electric | 3 | NA | NA | \Classifications\Building System Class\D30-HVAC Systems\D3040 - Distribution SYS\Air Handling Unit - AHU | 1011123
19-H1 | 19-H1 Glendale Courthouse | 19-H1-D3041-110-AHU05 | Air Handling Unit 2 | THE NEW YORKER BLOWER | NA | NA | OM00026072 |  | Floor 3, PENTHOUSE | B-144 (2) | 20X20X2 (21) | R-22 | 20 | 240/480 | 50/25 | Electric | 3 | NA | NA | \Classifications\Building System Class\D30-HVAC Systems\D3040 - Distribution SYS\Air Handling Unit - AHU | 1011124
19-H1 | 19-H1 Glendale Courthouse | 19-H1-D3041-110-AHU06 | Air Handling Unit 1 | THE NEW YORKER BLOWER | NA | NA | OM00026073 |  | Floor 3, PENTHOUSE | B-144 (3) | 20X20X2 (21) | R-22 | 15 | 480 | 18.5 | Electric | 3 | NA | NA | \Classifications\Building System Class\D30-HVAC Systems\D3040 - Distribution SYS\Air Handling Unit - AHU | 1011125
19-H1 | 19-H1 Glendale Courthouse | 19-H1-D3021-130-BLR01 | Boiler 1 | RBI | 90539951 | DB1050 | OM00026062 |  | Floor 3, BOILER ROOM | NA | NA | NA | 0.5 | 110 | 8 | Natural gas | 1 | 1,050,000 | 894,000 | \Classifications\Building System Class\D30-HVAC Systems\D3020 - Heat SYS\Boiler,Hot Water,Oil/Gas/Comb. - BLR | 1011126
19-H1 | 19-H1 Glendale Courthouse | 19-H1-D3021-130-BLR02 | Boiler 2 | RBI | 90539952 | DB1050 | OM00026063 |  | Floor 3, BOILER ROOM | NA | NA | NA | 0.5 | 110 | 8 | Natural gas | 1 | 1,050,000 | 894,000 | \Classifications\Building System Class\D30-HVAC Systems\D3020 - Heat SYS\Boiler,Hot Water,Oil/Gas/Comb. - BLR | 1011127
19-H1 | 19-H1 Glendale Courthouse | 19-H1-D3050-250-ACU02 | Air Conditioning,Split System 2 | FUJITSU | DCN015597 | AOU18CL | OM00026510 |  | PARKIN LOT/EMPLOYEE PARKING/EMPLOYEE ENTRANCE | NA | NA | R-22 | NA | 240 | 7.7 | Electric | 1 | NA | NA | \Classifications\Building System Class\D30-HVAC Systems\D3050 - Package SYS\Air Conditioning,Split System - ACU | 1011129
19-H1 | 19-H1 Glendale Courthouse | 19-H1-D3031-210-CDR01 | Condenser,Air Cooled - CDR01 | RUSSELL | NA | NA | OM00026481 |  | ROOF EXTERIOR - NON OPERATIONAL | NA | DNA | R-22 | NA | 240/480 (EACH) | 5.5-5.4/2.7 (EACH) | Electric | 3 | NA | NA | \Classifications\Building System Class\D30-HVAC Systems\D3030 - Cooling SYS\Condensing Unit, Air Cooled - CDR | 1011130
19-H1 | 19-H1 Glendale Courthouse | 19-H1-D3031-210-CDR02 | Condenser,Air Cooled - CDR | RUSSELL | NA | NA | OM00026482 |  | ROOF EXTERIOR | NA | NA | R-22 | 1.5 (EACH) | 240/480 (EACH) | 5.5-5.4/2.7 (EACH) | Electric | 3 | NA | NA | \Classifications\Building System Class\D30-HVAC Systems\D3030 - Cooling SYS\Condensing Unit, Air Cooled - CDR | 1011131
19-H1 | 19-H1 Glendale Courthouse | 19-H1-D4010-150-FMS01 | System Extinguishing,Wet Pipe - SEW | Grimes | A 0467 | D-1 | OM00026485 |  | Near Room B-1 | NA | NA | NA | NA | NA | NA | NA | NA | NA | NA | \Classifications\Building System Class\D40-Fire Protection SYS\D4010 - Sprinkler SYS\Fire Systems, stand pipes - FMS | 1011134
19-H1 | 19-H1 Glendale Courthouse | 19-H1-D2023-100-BFP01 | Backflow Preventer 2" - BFP01 | WILKINS ZURN | 335325 | 720A 2" Type PVB | OM00040351 | 2000838-335325 | COURTYARD - NEAR PARKING | [10 empty] | \Classifications\Building System Class\D20-Plumbing\D2020 - Domestic Water\Backflow Preventer - BFP | 1011599
19-H1 | 19-H1 Glendale Courthouse | 19-H1-D2023-100-BFP02 | Backflow Preventer 2" - BFP02 | WILKINS ZURN | 370502 | 720A (2") | OM00040352 | 2000839-W607470 | GROUNDS COURTYARD | NA | NA | NA | NA | NA | NA | NA | NA | NA | NA | \Classifications\Building System Class\D20-Plumbing\D2020 - Domestic Water\Backflow Preventer - BFP | 1011600
19-H1 | 19-H1 Glendale Courthouse | 19-H1-D2023-100-BFP03 | Backflow Preventer 3/4" - BFP03 | Wilkins | 810053 | 975XL 3/4" Type RP | OM00026501 | OW0209916-FA0234851-BD0043241 | ROOF BOILER ROOM (LAPHD FORM REQUIRED) | [10 empty] | \Classifications\Building System Class\D20-Plumbing\D2020 - Domestic Water\Backflow Preventer - BFP | 1011601
19-H1 | 19-H1 Glendale Courthouse | 19-H1-D3090-114-CMP01 | Control Air Compressor | CHALLENGE AIR | AS07070374 | ES-10 | OM00026058 | State ID#: A007876-63 | ROOF MECH ROOM | A - 50 | NA | NA | 1 | 110/240 | 13.6/6.8 | Electric | 1 | NA | NA | \Classifications\Building System Class\D30-HVAC Systems\D3090 - Other HVAC Systems and Equipment\Air Compressor - CMP | 1013941
19-H1 | 19-H1 Glendale Courthouse | 19-H1-G2050-200-LSC01 | LANDSCAPING | NA | NA | NA | OM00033463 |  | OUTSIDE OF BUILDING | NA | NA | NA | NA | NA | NA | NA | NA | NA | NA | \Classifications\Building System Class\G20-Other Systems\G2050 - Landscaping\Landscaping - LSC | 1015219
19-H1 | 19-H1 Glendale Courthouse | 19-H1-B3010-100-RUF01 | ROOF | NA | NA | NA | OM00033466 |  | ROOF | NA | NA | NA | NA | NA | NA | NA | NA | NA | NA | \Classifications\Building System Class\B30-Roofing\B3010 - Roof Types\Roof - RUF | 1015220
19-H1 | 19-H1 Glendale Courthouse | 19-H1-D3042-220-EFN04 | EXHAUST FAN #1 (BELT DRIVEN) (EF-1) | NEW YORK BLOWER | NA | NA | OM00026067 |  | MECHANICAL ROOM | BP-68 | NA | NA | 1.5 | 240/480 | 6.4/3.2 | Electric | 3 | NA | NA | \Classifications\Building System Class\D30-HVAC Systems\D3040 - Distribution SYS\Supply/Exhaust/Return fans- FAN | 1015223
19-H1 | 19-H1 Glendale Courthouse | 19-H1-D3042-220-EFN01 | EXHAUST FAN (ROOFTOP) | CHELSEA FAN & BLOWER | NA | NA | OM00026491 |  | NEW ROOF ABOVE PARKING | NA | NA | NA | NA | 110 | 0.9 | Electric | 1 | NA | NA | \Classifications\Building System Class\D30-HVAC Systems\D3040 - Distribution SYS\Supply/Exhaust/Return fans- FAN | 1015224
19-H1 | 19-H1 Glendale Courthouse | 19-H1-D3042-220-EFN02 | EXHAUST FAN (ROOFTOP) | CHELSEA FAN & BLOWER | NA | NA | OM00026492 |  | ABOVE PARKING | NA | NA | NA | 1/4 | 110 | 2.6 | Electric | 1 | NA | NA | \Classifications\Building System Class\D30-HVAC Systems\D3040 - Distribution SYS\Supply/Exhaust/Return fans- FAN | 1015225
19-H1 | 19-H1 Glendale Courthouse | 19-H1-D3042-220-EFN03 | EXHAUST FAN (ROOFTOP) | THE NEW YORKER BLOWER | NA | NA | OM00026478 |  | ABOVE ELEVATOR MECHANICAL ROOM | 4L240 | NA | NA | 1/2 | 110/240 | 9.6/4.8 | Electric | 1 | NA | NA | \Classifications\Building System Class\D30-HVAC Systems\D3040 - Distribution SYS\Supply/Exhaust/Return fans- FAN | 1015226
19-H1 | 19-H1 Glendale Courthouse | 19-H1-D1010-100-ELE01 | LIFT, ELEVATOR | OTIS | 249704 | NA | OM00026057 | State ID# 032658 | MULTIPLE FLOORS | NA | NA | NA | 15 | 480 | 25 | Electric | 3 | NA | NA | \Classifications\Building System Class\D10-Conveyance Systems\D1010 - Elevator\Elevator,Electric,Pass/Freight - ELE | 1015227
19-H1 | 19-H1 Glendale Courthouse | 19-H1-D5092-250-ELT85 | LIGHTING, EXTERIOR (85) | NA | NA | NA | OM00033464 |  | OUTSIDE OF BUILDING | NA | NA | NA | NA | 277 | DNA | Electric | 1 | NA | NA | \Classifications\Building System Class\D50-Electrical SYS\D5090 - Elec SYS\Exterior Lighting - ELT | 1015228
19-H1 | 19-H1 Glendale Courthouse | 19-H1-D5092-250-EML47 | LIGHTING, EMERGENCY & EXIT (47) | NA | NA | NA | OM00026512 |  | THROUGHOUT BUILDING | NA | NA | NA | NA | 120 | DNA | Electric | DNA | NA | NA | \Classifications\Building System Class\D50-Electrical SYS\D5090 - Elec SYS\Emergency And Exit Lighting - EML | 1015229
19-H1 | 19-H1 Glendale Courthouse | 19-H1-D4031-100-FEX32 | FIRE EXTINGUISHERS (32) | NA | NA | NA | OM00026511 |  | THROUGHOUT BUILDING | NA | NA | NA | NA | NA | NA | NA | NA | NA | NA | \Classifications\Building System Class\D40-Fire Protection SYS\D4030 - FIRE SPEC\Fire Extinguisher - FEX | 1015230
19-H1 | 19-H1 Glendale Courthouse | 19-H1-D2022-260-HWG01 | WATER HEATER #1 (GAS) | AMERICAN STANDARD | 1112M001966 | BCG3100T1996NDX108 | OM00026064 |  | PENTHOUSE BOILER ROOM | NA | NA | NA | NA | 120 | 12 | Gas | 1 | NA | NA | \Classifications\Building System Class\D20-Plumbing\D2020 - Domestic Water\Domestic Water Heater, Gas - HWG | 1015231
19-H1 | 19-H1 Glendale Courthouse | 19-H1-D2022-260-HWG02 | WATER HEATER #2 (GAS) | AMERICAN STANDARD | F00-2340 | D100-199-AS | OM00026065 |  | PENTHOUSE BOILER ROOM | NA | NA | NA | NA | 120 | 12 | Gas | 1 | NA | NA | \Classifications\Building System Class\D20-Plumbing\D2020 - Domestic Water\Domestic Water Heater, Gas - HWG | 1015232
19-H1 | 19-H1 Glendale Courthouse | 19-H1-G2049-300-HSC01 | HARDSCAPE | NA | NA | NA | OM00033462 |  | OUTSIDE OF BUILDING | NA | NA | NA | NA | NA | NA | NA | NA | NA | NA | \Classifications\Building System Class\G20-Other Systems\G2040 - Site Development\Hardscape - HSC | 1015233
19-H1 | 19-H1 Glendale Courthouse | 19-H1-D2022-100-HWE01 | WATER HEATER, DOMESTIC (ELECTRIC) | AO SMITH | C99-0010294-0917 | ELJF-6-917 | OM00026505 |  | NEAR ENGINEERING OFFICE | NA | NA | NA | NA | 120 | 15 | Electric | 1 | NA | NA | \Classifications\Building System Class\D20-Plumbing\D2020 - Domestic Water\Domestic Water Heater, Electric - HWE | 1015234
19-H1 | 19-H1 Glendale Courthouse | 19-H1-D2023-310-HWP01 | PUMP, DOMESTIC HOT WATER CIRCULATING | BELL & GOSSETT | 100BNF1K21 | 106197LF | OM00037839 |  | PENTHOUSE BOILER ROOM | NA | NA | NA | NA | 120 | DNA | Electric | 1 | NA | NA | \Classifications\Building System Class\D20-Plumbing\D2020 - Domestic Water\Domestic Hot Water Circulating Pump - HWP | 1015235
19-H1 | 19-H1 Glendale Courthouse | 19-H1-D3044-125-PHW01 | PUMP, HOT WATER #1 | BELL & GOSSETT CO | 75556 | HYDRO FLO | OM00026060 |  | PENTHOUSE BOILER ROOM | NA | NA | NA | 2 | 240/480 | 6.1-6.33 | Electric | 3 | NA | NA | \Classifications\Building System Class\D30-HVAC Systems\D3040 - Distribution SYS\Hot Water Pump - PHW | 1015236
19-H1 | 19-H1 Glendale Courthouse | 19-H1-D3044-125-PHW02 | PUMP, HOT WATER #2 | BELL & GOSSETT CO | 75552 | HYDRO FLO | OM00026061 |  | PENTHOUSE BOILER ROOM | NA | NA | NA | 2 | 240/480 | 6.1-6.33 | Electric | 3 | NA | NA | \Classifications\Building System Class\D30-HVAC Systems\D3040 - Distribution SYS\Hot Water Pump - PHW | 1015237
19-H1 | 19-H1 Glendale Courthouse | 19-H1-D3050-210-PKU01 | PACKAGE UNIT #1 | Lennox | 127 | HP601ET4 | OM00026483 |  | NEW ROOP TOP | NA | NA | R-22 | 3/4 | 240 | 4.4 | Electric | 3 | NA | NA | \Classifications\Building System Class\D30-HVAC Systems\D3050 - Package SYS\Package Unit - PKU | 1015238
19-H1 | 19-H1 Glendale Courthouse | 19-H1-D3050-210-PKU02 | PACKAGE UNIT #2 | Lennox | 128 | HP601ET4 | OM00026484 |  | NEW ROOF TOP | NA | NA | R-22 | 3/4 | 230 | 8.2 | Electric | 3 | NA | NA | \Classifications\Building System Class\D30-HVAC Systems\D3050 - Package SYS\Package Unit - PKU | 1015239
19-H1 | 19-H1 Glendale Courthouse | 19-H1-D2030-410-PMS01 | PUMP, EJECTOR SEWAGE | AURORA PUMP | 120636 | DSA | OM00026503 |  | NEXT TO STAIRWELL | NA | NA | NA | 3/4 | 240/480 | 2.6-2.4/14.4 | Electric | 3 | NA | NA | \Classifications\Building System Class\D20-Plumbing\D2030 - Sani Waste\Sewage Ejector Pump - PMS | 1015240
19-H1 | 19-H1 Glendale Courthouse | 19-H1-D1092-120-PTS01 | PNEUMATIC TUBE SYSTEM | NA | NA | NA | OM00033465 |  | THROUGH OUT BUILDING | NA | NA | NA | NA | NA | NA | NA | NA | NA | NA | \Classifications\Building System Class\D10-Conveyance Systems\D1090 - Other Conveyance Systems\Pneumatic Tube System -PTS | 1015241
19-H1 | 19-H1 Glendale Courthouse | 19-H1-B2010-100-BLD01 | BUILDING | NA | NA | NA | OM00036328 |  | ENTIRE BUILDING | NA | NA | NA | NA | NA | NA | NA | NA | NA | NA | \Classifications\Building System Class\B20-General Building Exterior\B2010 - Exterior Walls\Building - BLD | 1015244
19-H1 | 19-H1 Glendale Courthouse | 19-H1-D3090-220-CMD01 | COMPRESSOR, AIR DRYER | JOHNSON CONTROLS | M0150 | A-44-12-1 | OM00026066 |  | MECHANICAL ROOM | NA | A-4000-147 | R-134a | NA | 115 | 5.4 | Electric | 1 | NA | NA | \Classifications\Building System Class\D30-HVAC Systems\D3090 - Other HVAC Systems and Equipment\Compressed Air Dryer - CMD | 1015329
19-H1 | 19-H1 Glendale Courthouse | 19-H1-D3090-114-CMP02 | COMPRESSOR, CONTROL AIR #2 | QUINCY | Q-B1106280093 | QTS3QCB | OM00031002 |  | MECHANICAL ROOM | NA | NA | NA | 1/2 | 110/240 | 18.6/9.9-9.3 | Electric | 1 | NA | NA | \Classifications\Building System Class\D30-HVAC Systems\D3090 - Other HVAC Systems and Equipment\Air Compressor - CMP | 1015330
19-H1 | 19-H1 Glendale Courthouse | 19-H1-D5010-200-ESD01 | Main Electrical Switchboard (Basement) | SQUARE D | NA | J-2856 | OM00037841 |  | BASEMENT IN FRONT OF MAINT OFFICE | NA | NA | NA | NA | 110/240 | 800 | Electric | 3 | NA | NA | \Classifications\Building System Class\D50-Electrical SYS\D5010 - Elec Service & Dist\Electical Service and Distribution - ESD | 1017248
19-H1 | 19-H1 Glendale Courthouse | 19-H1-D5010-200-ESD02 | Main Electrical Switchboard (Basement) | SQUARE D | NA | J-2856 | OM00037840 |  | BASEMENT IN FRONT OF MAINT OFFICE | NA | NA | NA | NA | 110/240 | 800 | Electric | 3 | NA | NA | \Classifications\Building System Class\D50-Electrical SYS\D5010 - Elec Service & Dist\Electical Service and Distribution - ESD | 1017249
19-H1 | 19-H1 Glendale Courthouse | 19-H1-D3020-100-HET01 | WATER EXPANSION TANK (BOILER RM) | WESSELS | M212437 | NA | OM00037843 |  | ROOF BOILER ROOM | NA | NA | NA | NA | NA | NA | NA | NA | NA | NA | \Classifications\Building System Class\D30-HVAC Systems\D3020 - Heat SYS\Heater Water Expansion Tank - HET | 1017251
19-H1 | 19-H1 Glendale Courthouse | 19-H1-D2023-310-HWP03 | DOMESTIC HOT WATER CIRCULATING PUMP #1 | BELL & GOSSETT |  | 185322LF | OM00040344 |  | ROOF BOILER ROOM | NA | NA | NA | 1/2 | 110/240 | DNA | Electric | 1 | NA | NA | \Classifications\Building System Class\D20-Plumbing\D2020 - Domestic Water\Domestic Hot Water Circulating Pump - HWP | 1017252
19-H1 | 19-H1 Glendale Courthouse | 19-H1-C1020-110-FRD01 | FIRE DOOR, SLIDING (MENS LOCKUP) | REPUBLIC STEEL FIRE DOOR | B-126779 | NA | OM00040341 |  | 1ST FLOOR MENS LOCKUP | NA | NA | NA | NA | NA | DNA | Electric | DNA | NA | NA | \Classifications\Building System Class\C10-General Building Interior\C1020 - Fire Doors\Fire Doors - FRD | 1017253
19-H1 | 19-H1 Glendale Courthouse | 19-H1-D5010-110-MCC01 | MOTOR CONTROL CENTER | SQUARE D | H-45668 | 2972993-A | OM00037845 |  | ROOF MECH ROOM BY CHILLER | NA | NA | NA | NA | 600 | DNA | Electric |  | NA | NA | \Classifications\Building System Class\D50-Electrical SYS\D5010 - Elec Service & Dist\Chiller Room Electrical Panel - MCC | 1017254
19-H1 | 19-H1 Glendale Courthouse | 19-H1-D5010-110-MCC02 | MOTOR CONTROL CENTER | SQUARE D | H-45669 | 2972993-A | OM00037846 |  | ROOF MECH ROOM BY CHILLER | NA | NA | NA | NA | 600 | DNA | Electric |  | NA | NA | \Classifications\Building System Class\D50-Electrical SYS\D5010 - Elec Service & Dist\Chiller Room Electrical Panel - MCC | 1017255
19-H1 | 19-H1 Glendale Courthouse | 19-H1-D5010-110-MCC03 | MOTOR CONTROL CENTER | SQUARE D | H-45670 | 2972993-A | OM00037844 |  | ROOF MECH ROOM BY CHILLER | NA | NA | NA | NA | 600 | DNA | Electric |  | NA | NA | \Classifications\Building System Class\D50-Electrical SYS\D5010 - Elec Service & Dist\Chiller Room Electrical Panel - MCC | 1017256
19-H1 | 19-H1 Glendale Courthouse | 19-H1-D5010-110-MCC05 | MOTOR CONTROL CENTER | SQUARE D | H-45672 | 2972993-A | OM00037847 |  | ROOF MECH ROOM BY CHILLER | NA | NA | NA | NA | 600 | NA | Electric |  | NA | NA | \Classifications\Building System Class\D50-Electrical SYS\D5010 - Elec Service & Dist\Chiller Room Electrical Panel - MCC | 1017258
19-H1 | 19-H1 Glendale Courthouse | 19-H1-D2030-410-PMS03 | Sewage Ejector Pump (Rm B1) | AURORA PUMP | 136299 | NA | OM00037842 |  | BASEMENT ROOM B-1 | NA | NA | NA | 3/4 | 208-220/440 | 2.6-2.4/1.2 | Electric | 3 | NA | NA | \Classifications\Building System Class\D20-Plumbing\D2030 - Sani Waste\Sewage Ejector Pump - PMS | 1017259
19-H1 | 19-H1 Glendale Courthouse | 19-H1-D5010-110-MCC04 | MOTOR CONTROL CENTER | SQUARE D | H-45671 | 2972993-A | OM00037848 |  | ROOF MECH ROOM BY CHILLER | NA | NA | NA | NA | 600 | DNA | Electric |  | NA | NA | \Classifications\Building System Class\D50-Electrical SYS\D5010 - Elec Service & Dist\Chiller Room Electrical Panel - MCC | 1017257
19-H1 | 19-H1 Glendale Courthouse | 19-H1-D2030-410-PMS02 | Sewage Ejector Pump (front of elevators) | SWABY PUMP | 17943 | 5200ES | OM00026074 |  | BASEMENT IN FRONT OF ELEVATOR | NA | NA | NA | 3/4 | 230/115 | 5.0/10.0 | Electric | 1 | NA | NA | \Classifications\Building System Class\D20-Plumbing\D2030 - Sani Waste\Sewage Ejector Pump - PMS | 1017260
19-H1 | 19-H1 Glendale Courthouse | 19-H1-D2040-100-PSU03 | SUMP PUMP (FRONT OF ELEVATOR, BASEMENT) | SWABY PUMP | 17944 | 5200ES | OM00026075 |  | BASEMENT IN FRONT OF ELEVATOR | NA | NA | NA | 3/4 | 110/240 | 10.0/5.0 | Electric | 1 | NA | NA | \Classifications\Building System Class\D20-Plumbing\D2040 - Rain Drain\Sump Pump - PSU | 1017261
19-H1 | 19-H1 Glendale Courthouse | 19-H1-D2023-310-WBS01 | DOMESITIC WATER BOOSTER PUMP (ROOF) | HYSAV PUMPS | FF21179 | YVA56T348532AL | OM00040347 |  | ROOF BY CONDENSOR UNITS | NA | NA | NA | 3/4 | 240 | 2.6-2.5 | Electric | 3 | NA | NA | \Classifications\Building System Class\D20-Plumbing\D2020 - Domestic Water\Domestic Water Booster System - WBS | 1017262
19-H1 | 19-H1 Glendale Courthouse | 19-H1-D2023-310-WBS02 | DOMESITIC WATER BOOSTER PUMP (ROOF) | HYSAV PUMPS | FF20099 | YVA56T348532AL | OM00040346 |  | ROOF BY CONDENSOR UNITS | NA | NA | NA | 3/4 | 240 | 2.6-2.5 | Electric | 3 | NA | NA | \Classifications\Building System Class\D20-Plumbing\D2020 - Domestic Water\Domestic Water Booster System - WBS | 1017263
19-H1 | 19-H1 Glendale Courthouse | 19-H1-D2023-310-HWP02 | DOMESTIC HOT WATER CIRCULATING PUMP #1 | BELL & GOSSETT | NA | 185322LF | OM00040345 |  | ROOF BOILER ROOM | NA | NA | NA | 1/2 | 110/240 | DNA | Electric | 1 | NA | NA | \Classifications\Building System Class\D20-Plumbing\D2020 - Domestic Water\Domestic Hot Water Circulating Pump - HWP | 1017282
19-H1 | 19-H1 Glendale Courthouse | 19-H1-D3050-250-ACU03 | Air Conditioning,Split System 3 | Mitsubishi Electric | 52U04274b | PUZ-A24NHA6 | OM00036520 |  | PARKING GARAGE -EMPLOYEE ENTRANCE | NA | NA | R-410A | NA | 208/230 | 25 | Electric | 1 | NA | NA | \Classifications\Building System Class\D30-HVAC Systems\D3050 - Package SYS\Air Conditioning,Split System - ACU | 1021664
19-H1 | 19-H1 Glendale Courthouse | 19-H1-D3031-180-RCM04 | Refrigeration Compressor #2 (RCM04) | Carrier | 1556017-9 | 5H120 | OM00040758 |  | Compressor Room, Penthouse | NA | NA | R-22 | NA | NA | DNA | Electric | DNA | NA | NA | \Classifications\Building System Class\D30-HVAC Systems\D3030 - Cooling SYS\Refrigeration Compressor - RCM | 1021682
19-H1 | 19-H1 Glendale Courthouse | 19-H1-D3031-180-RCM03 | Refrigeration Compressor #1 (RCM03) | Carrier | 1555362-3 | 5H120 | OM00040757 |  | Compressor Room, Penthouse | NA | NA | R-22 | NA | NA | DNA | Electric | DNA | NA | NA | \Classifications\Building System Class\D30-HVAC Systems\D3030 - Cooling SYS\Refrigeration Compressor - RCM | 1021681
19-I1 | 19-I1 Alhambra Courthouse | 19-I1-D3050-250-ACU05 | Air Conditioning, Split System (Generator Rm) | GOODMAN | 9601108572 | DK60-1C | OM00026913 |  | EXIT DOOR GENERATOR ROOM. | NA | NA | R-22 | 1/4 | 230 | 33.5 | Electric | 1 | DNA | DNA | \Classifications\Building System Class\D30-HVAC Systems\D3050 - Package SYS\Air Conditioning,Split System - ACU | 1013094
19-I1 | 19-I1 Alhambra Courthouse | 19-I1-D3050-250-ACU02 | Air Conditioning, Split System (Roof Elevator Rm) | CARRIER | 4606E06905 | 24ABR360A630 | OM00026897 |  | ELEVATOR ROOM | NA | 20x25x1 | R-22 | 1/4 | 460V | 8.4 | Electric | 3 | NA | NA | \Classifications\Building System Class\D30-HVAC Systems\D3050 - Package SYS\Air Conditioning,Split System - ACU | 1013097
19-I1 | 19-I1 Alhambra Courthouse | 19-I1-D3050-250-ACU06 | Air Conditioning, Split System (Generator Rm) | AMANA | 9109086780 | ARCF48U03D | OM00026914 |  | EXIT DOOR GENERATOR ROOM. | NA | NA | R-22 | 1/3 | 230 | 15.3 | Electric | 1 | NA | NA | \Classifications\Building System Class\D30-HVAC Systems\D3050 - Package SYS\Air Conditioning,Split System - ACU | 1013100
19-I1 | 19-I1 Alhambra Courthouse | 19-I1-D3050-250-ACU03 | Air Conditioning, Split System (Room M6) | AMANA | 9804235614 | RCB18B2A | OM00026896 |  | MECHANICAL ROOM 6 | NA | 20x25x1 | R-22 | 1-1/2 | 230V | 97 | Electric | 1 | NA | NA | \Classifications\Building System Class\D30-HVAC Systems\D3050 - Package SYS\Air Conditioning,Split System - ACU | 1013101
19-I1 | 19-I1 Alhambra Courthouse | 19-I1-D1010-100-ELE01 | ELEVATOR # 1 (Public) | DOVER | 24-159 | 68900 | OM00026902 | State ID# 058510 | ROOR ELEVATOR ROOM | NA | NA | NA | 40 | 240V | 102 | Electric | 3 | NA | NA | \Classifications\Building System Class\D10-Conveyance Systems\D1010 - Elevator\Elevator,Electric,Pass/Freight - ELE | 1013117
19-I1 | 19-I1 Alhambra Courthouse | 19-I1-D3031-130-CLR01 | CHILLER # 1 | Carrier | 3794J48819 | 23XL1010NC40 | OM00026922 |  | CHILLER ROOM | NA | NA | R-22 | NA | 480 | DNA | Electric | 3 | NA | NA | \Classifications\Building System Class\D30-HVAC Systems\D3030 - Cooling SYS\Chiller, Water Cooled - CLR | 1013163
19-I1 | 19-I1 Alhambra Courthouse | 19-I1-D3031-130-CLR02 | CHILLER # 2 | CARRIER | 724018857 | 19DG5325A E | OM00026921 |  | CHILLER ROOM | NA | NA | R-11 | NA | 480 | DNA | Electric | 3 | NA | NA | \Classifications\Building System Class\D30-HVAC Systems\D3030 - Cooling SYS\Chiller, Water Cooled - CLR | 1013164
19-I1 | 19-I1 Alhambra Courthouse | 19-I1-D3050-250-ACU01 | Air Conditioning, Split System (Roof by Cooling Twr) | CARRIER | 4606EO6898 | 24ABR360A630 | OM00026920 |  | NEXT TO COOLING TOWER. | NA | 20x25x1 | R-22 | NA | 460 | DNA | Electric | 3 | NA | NA | \Classifications\Building System Class\D30-HVAC Systems\D3050 - Package SYS\Air Conditioning,Split System - ACU | 1013165
19-I1 | 19-I1 Alhambra Courthouse | 19-I1-D3050-250-ACU04 | Air Conditioning, Split System (Bus Entrance) | FUJITSU | DD014512 | AOU24OL | OM00030578 |  | LOCK BUS ENTRANCE DOOR. | NA | NA | R-410A | 1-1/2 | 230V | 1.5 | Electric | 1 | NA | NA | \Classifications\Building System Class\D30-HVAC Systems\D3050 - Package SYS\Air Conditioning,Split System - ACU | 1013166
19-I1 | 19-I1 Alhambra Courthouse | 19-I1-D3090-220-CMD01 | COMPRESSOR AIR DRYER | Speed Aire | GRO15A1151403021 | 3YA50A | OM00036183 |  | CHILLER ROOM | NA | NA | R-134 | 5 | 460V | 15.5 | Electric | 3 | NA | NA | \Classifications\Building System Class\D30-HVAC Systems\D3090 - Other HVAC Systems and Equipment\Compressed Air Dryer - CMD | 1013167
19-I1 | 19-I1 Alhambra Courthouse | 19-I1-D3021-130-BLR01 | BOILER 1 | RBI | 110644593 | DB1050 | OM00026891 |  | MECH 3 | NA | NA | NA | DNA | 120 | DNA | Gas | DNA | 1050000 | 892500 | \Classifications\Building System Class\D30-HVAC Systems\D3020 - Heat SYS\Boiler,Hot Water,Oil/Gas/Comb. - BLR | 1013187
19-I1 | 19-I1 Alhambra Courthouse | 19-I1-D3021-130-BLR02 | BOILER # 2 | RBI | 010641221 | DW1050 | OM00026890 |  | MECH 3 | NA | NA | NA | DNA | 120 | DNA | Gas | DNA | 1050000 | 892500 | \Classifications\Building System Class\D30-HVAC Systems\D3020 - Heat SYS\Boiler,Hot Water,Oil/Gas/Comb. - BLR | 1013188
19-I1 | 19-I1 Alhambra Courthouse | 19-I1-D3021-130-BLR03 | BOILER # 3 | Rite Engineering | 30168 | 200 WGE | OM00026892 |  | BOILER ROOM | NA | NA | NA | .75 | 120V | DNA | Natural gas | 1 | 2,000,000 | 1,660,000 | \Classifications\Building System Class\D30-HVAC Systems\D3020 - Heat SYS\Boiler,Hot Water,Oil/Gas/Comb. - BLR | 1013189
19-I1 | 19-I1 Alhambra Courthouse | 19-I1-D3021-130-BLR04 | BOILER HOT WATER GAS COMBINATION | TELEDYNE LAARS | A95CK0094 | PW0250CN12CBACN | OM00026893 |  | BOILER ROOM | NA | NA | NA | DNA | 120 | DNA | Gas | 1 | 212,000 | 171,720 | \Classifications\Building System Class\D30-HVAC Systems\D3020 - Heat SYS\Boiler,Hot Water,Oil/Gas/Comb. - BLR | 1013191
19-I1 | 19-I1 Alhambra Courthouse | 19-I1-D1010-100-ELE02 | ELEVATOR #2 (Public) | DOVER | 24-160 | 68900 | OM00026901 | State ID# 058511 | ROOF ELEVATOR ROOM | NA | NA | NA | 40 | 240V | 102 | Electric | 3 | NA | NA | \Classifications\Building System Class\D10-Conveyance Systems\D1010 - Elevator\Elevator,Electric,Pass/Freight - ELE | 1013193
19-I1 | 19-I1 Alhambra Courthouse | 19-I1-D1010-100-ELE03 | ELEVATOR #3 (Public) | Winter & Bain Mfg | A-84689 | 630H | OM00026900 | State ID# 100138 | ELEVATOR ROOM | NA | NA | NA | 40 | 240V | 140 | Electric | 3 | NA | NA | \Classifications\Building System Class\D10-Conveyance Systems\D1010 - Elevator\Elevator,Electric,Pass/Freight - ELE | 1013194
19-I1 | 19-I1 Alhambra Courthouse | 19-I1-D1010-100-ELE04 | Elevator #4 (Judges) | DOVER | 24-163 | 68901 | OM00026899 | State ID# 056038 | ELEV ROOM | NA | NA | NA | 40 | 240V | 102 | Electric | 3 | NA | NA | \Classifications\Building System Class\D10-Conveyance Systems\D1010 - Elevator\Elevator,Electric,Pass/Freight - ELE | 1013195
19-I1 | 19-I1 Alhambra Courthouse | 19-I1-D1010-100-ELE05 | Elevator #5 (Custody) | DOVER | 24-162 | 68901 | OM00030619 | State ID# 057515 | ELEVATOR ROOM | NA | NA | NA | 40 | 240V | 102 | Electric | 3 | NA | NA | \Classifications\Building System Class\D10-Conveyance Systems\D1010 - Elevator\Elevator,Electric,Pass/Freight - ELE | 1013196
19-I1 | 19-I1 Alhambra Courthouse | 19-I1-D3030-110-CTW01 | Cooling Tower #2 | EVAPCO | 303510 | USS1978 | OM00026918 |  | ROOF | B144 | NA | NA | 5 | 208V | DNA | Electric | 3 | NA | NA | \Classifications\Building System Class\D30-HVAC Systems\D3030 - Cooling SYS\Cooling Tower - CTW | 1013197
19-I1 | 19-I1 Alhambra Courthouse | 19-I1-D2023-310-HWP02 | Domestic Hot Water Circulating Pump (Boiler Rm) | Bell & Gossett | K31 | 185332LF | OM00033027 |  | BOILER ROOM | NA | NA | NA | 1/2 | 110/240 | 8.8/4.2-4.4 | Electric | 1 | NA | NA | \Classifications\Building System Class\D20-Plumbing\D2020 - Domestic Water\Domestic Hot Water Circulating Pump - HWP | 1013198
19-I1 | 19-I1 Alhambra Courthouse | 19-I1-D3030-110-CTW02 | Cooling Tower #1 | EVAPCO | 6303509 | USS1978 | OM00026919 |  | ROOF | B144 | NA | NA | 30 | 480V | DNA | Electric | 3 | NA | NA | \Classifications\Building System Class\D30-HVAC Systems\D3030 - Cooling SYS\Cooling Tower - CTW | 1013199
19-I1 | 19-I1 Alhambra Courthouse | 19-I1-D3031-100-PCH01 | CHILLER WATER PUMP 1 | Bell & Gossett | 666270 | 3BB_9-1/4BF | OM00026929 |  | CHILLER ROOM | NA | NA | NA | 10 | 240/480 | 27.6/13.8 | Electric | 3 | NA | NA | \Classifications\Building System Class\D30-HVAC Systems\D3030 - Cooling SYS\Chilled Water Pump - PCH | 1013200
19-I1 | 19-I1 Alhambra Courthouse | 19-I1-D3031-100-PCH03 | CONDENSER WATER PUMP 1 | Bell & Gossett | C03311702M60 | NA | OM00026930 |  | Basement Chiller Room | NA | NA | NA | 20 | 230/460V | DNA | Electric | 3 | NA | NA | \Classifications\Building System Class\D30-HVAC Systems\D3030 - Cooling SYS\Chilled Water Pump - PCH | 1013201
19-I1 | 19-I1 Alhambra Courthouse | 19-I1-D3031-100-PCH02 | CHILLED WATER PUMP #2 | Bell & Gossett | 661959 | 3BB_9-1/4BF | OM00026928 |  | CHILLER ROOM | NA | NA | NA | 10 | 230/460 | 26/13 | Electric | 3 | DNA | DNA | \Classifications\Building System Class\D30-HVAC Systems\D3030 - Cooling SYS\Chilled Water Pump - PCH | 1013202
19-I1 | 19-I1 Alhambra Courthouse | 19-I1-D5011-240-TRN01 | TRANSFORMER 1 | Acme Electric Corp | NA | NA | OM00030620 |  | NEAR PKS OF ELEVATOR. | NA | NA | NA | NA | 480V | DNA | Electric | 3 | NA | NA | \Classifications\Building System Class\D50-Electrical SYS\D5010 - Elec Service & Dist\Transformer - TRN | 1013203
19-I1 | 19-I1 Alhambra Courthouse | 19-I1-D3031-100-PCH04 | CONDENSER WATER PUMP #2 | Bell & Gossett | C03311701M60 | 256TTOB4026AA | OM00026931 |  | Basement Chiller Room | NA | NA | NA | 20 | 230/460V | DNA | Electric | 3 | NA | NA | \Classifications\Building System Class\D30-HVAC Systems\D3030 - Cooling SYS\Chilled Water Pump - PCH | 1013204
19-I1 | 19-I1 Alhambra Courthouse | 19-I1-D2023-100-BFP01 | BACK FLOW PREVENTER 1 -3/4- Hot water make-up | WILKINS | A1506965 | 975XL- 3/4" | OM00030622 | OW0209916-FA0234849-BD0053812-A 1506965 | BOILER ROOM (LAPHD FORM REQUIRED) | NA | NA | NA | NA | NA | NA | NA | NA | NA | NA | \Classifications\Building System Class\D20-Plumbing\D2020 - Domestic Water\Backflow Preventer - BFP | 1013205
19-I1 | 19-I1 Alhambra Courthouse | 19-I1-D2023-100-BFP02 | BACK FLOW PREVENTER 2- Chilled Water Make-Up | Febco | A-1700 | 825-Y 3/4" | OM00026926 | OW0209916-FA0234849-BD0053811 | Basement In the compressor room(LAPHD FORM REQUIRED) | NA | NA | NA | NA | NA | NA | NA | NA | NA | NA | \Classifications\Building System Class\D20-Plumbing\D2020 - Domestic Water\Backflow Preventer - BFP | 1013206
19-I1 | 19-I1 Alhambra Courthouse | 19-I1-D5011-240-TRN03 | TRANSFORMER 3 | ZINSCO | C4-316-4 | 153-415-3 | OM00030584 | 2240100101 | GENERATOR ROOM | NA | NA | NA | NA | 480 | DNA | Electric | 3 | NA | NA | \Classifications\Building System Class\D50-Electrical SYS\D5010 - Elec Service & Dist\Transformer - TRN | 1013208
19-I1 | 19-I1 Alhambra Courthouse | 19-I1-D5011-240-TRN06 | TRANSFORMER TRN 6 | SQUARED D | NA | 45T3H | OM00030586 |  | GENERATOR ROOM | NA | NA | NA | NA | 480V | 54 | Electric | 3 | NA | NA | \Classifications\Building System Class\D50-Electrical SYS\D5010 - Elec Service & Dist\Transformer - TRN | 1013209
19-I1 | 19-I1 Alhambra Courthouse | 19-I1-B2034-400-DOH01 | Overhead Rollup Door (Eastside Lockup) | Rolling Door Products | NA | NA | OM00030581 |  | EAST SIDE LOCKUP AREA. | NA | NA | NA | .5 | 220 | DNA | Electric | DNA | NA | NA | \Classifications\Building System Class\B20-General Building Exterior\B2030 - Exterior Doors\Door,Overhead-Shutter,Manual,Elec,Roll-up - DOH | 1013274
19-I1 | 19-I1 Alhambra Courthouse | 19-I1-B2010-100-BLD01 | BUILDING | NA | NA | NA | OM00026596 |  | All | NA | NA | NA | NA | NA | NA | NA | NA | NA | NA | \Classifications\Building System Class\B20-General Building Exterior\B2010 - Exterior Walls\Building - BLD | 1013275
19-I1 | 19-I1 Alhambra Courthouse | 19-I1-B2034-400-DOH02 | Overhead Rollup Door (Eastside Lockup) | Lawrence Roll-Up Door | 117058 | NA | OM00030582 |  | EAST SIDE LOCKUP AREA. | NA | NA | NA | NA | 220 | DNA | Electric | DNA | NA | NA | \Classifications\Building System Class\B20-General Building Exterior\B2030 - Exterior Doors\Door,Overhead-Shutter,Manual,Elec,Roll-up - DOH | 1013276
19-I1 | 19-I1 Alhambra Courthouse | 19-I1-B3010-100-RUF01 | Roof | NA | NA | NA | OM00033036 |  | BASEMENT OFFICE | NA | NA | NA | NA | NA | NA | NA | NA | NA | NA | \Classifications\Building System Class\B30-Roofing\B3010 - Roof Types\Roof - RUF | 1013277
19-I1 | 19-I1 Alhambra Courthouse | 19-I1-D1013-310-WCL02 | WHEEL CHAIR LIFT #2 | JOHNS BARNES | NA | NA | OM00026904 | PEND RISK RVW | DEPT W | NA | NA | NA | 1/2 | 115/208-230 | 8.8/4.4 | Electric | 3 | NA | NA | \Classifications\Building System Class\D10-Conveyance Systems\D1010 - Elevator\Wheelchair Lift - WCL | 1013278
19-I1 | 19-I1 Alhambra Courthouse | 19-I1-D1013-310-WCL03 | WHEEL CHAIR LIFT | JOHN C BARNES | NA | NA | OM00026905 | PEND RISK RVW | DEPT X | NA | NA | NA | 1/2 | 230V | .5 | Electric | 1 | NA | NA | \Classifications\Building System Class\D10-Conveyance Systems\D1010 - Elevator\Wheelchair Lift - WCL | 1013279
19-I1 | 19-I1 Alhambra Courthouse | 19-I1-D1013-310-WCL01 | WHEEL CHAIR LIFT # 1 | JOHN S BARNES | NA | C6C17F229C | OM00026903 | PEND RISK RVW | DEPT V | NA | NA | NA | 1/2 | 115/208-230 | 8.8/4.4 | Electric | 1 | NA | NA | \Classifications\Building System Class\D10-Conveyance Systems\D1010 - Elevator\Wheelchair Lift - WCL | 1013280
19-I1 | 19-I1 Alhambra Courthouse | 19-I1-D2017-100-SHW01 | EYE WASHING STATION | HAWS | NA | 8200 | OM00033028 |  | BOILER ROOM | NA | NA | NA | NA | NA | NA | NA | NA | NA | NA | \Classifications\Building System Class\D20-Plumbing\D2010 - Plumb Fix\Showers - SHW | 1013281
19-I1 | 19-I1 Alhambra Courthouse | 19-I1-D2030-410-PMS01 | Sewage Ejector Pump (Mech 2 Shop) | Aurora Pump | 72-9282 | K55ST | OM00026911 |  | Basement Mech 2 Shop | NA | NA | NA | 3/4 | 460V | 31.5 | Electric | 3 | NA | NA | \Classifications\Building System Class\D20-Plumbing\D2030 - Sani Waste\Sewage Ejector Pump - PMS | 1013282
19-I1 | 19-I1 Alhambra Courthouse | 19-I1-D2040-100-PSU03 | SUMP PUMP # 3 | ZOELLER | NA | NA | OM00033030 |  | Outside Engineers Office | NA | NA | NA | NA | 120V | DNA | Electric | DNA | NA | NA | \Classifications\Building System Class\D20-Plumbing\D2040 - Rain Drain\Sump Pump - PSU | 1013283
19-I1 | 19-I1 Alhambra Courthouse | 19-I1-D2040-100-PSU04 | SUMP PUMP # 4 | Liberty Pumps | B60695682 | 257 | OM00033032 |  | DNA | NA | NA | NA | 1/3 | 110 | 5.2 | Electric | 1 | NA | NA | \Classifications\Building System Class\D20-Plumbing\D2040 - Rain Drain\Sump Pump - PSU | 1013284
19-I1 | 19-I1 Alhambra Courthouse | 19-I1-D2040-100-PSU05 | SUMP PUMP 5 PSU | Zoeller Company | 53-0015 | M53-D | OM00030583 |  | GENERATOR ROOM. | NA | NA | NA | 3/10 | 110 | 9.7 | Electric | 1 | NA | NA | \Classifications\Building System Class\D20-Plumbing\D2040 - Rain Drain\Sump Pump - PSU | 1013286
19-I1 | 19-I1 Alhambra Courthouse | 19-I1-D3020-100-HET01 | HOT WATER EXPANSION TANK. | Roy & Hanson Tank Co | 127942 | FN2631 | OM00030623 |  | BOILER ROOM | NA | NA | NA | NA | NA | NA | NA | NA | NA | NA | \Classifications\Building System Class\D30-HVAC Systems\D3020 - Heat SYS\Heater Water Expansion Tank - HET | 1013288
19-I1 | 19-I1 Alhambra Courthouse | 19-I1-D3044-125-PHW05 | HOT WATER PUMP. | Bell & Gossett | C031844-02L06 | NA | OM00026888 |  | BOILER ROOM | NA | NA | NA | 5 | 240/480 | 14.10-12.8/6.39 | Electric | 3 | NA | NA | \Classifications\Building System Class\D30-HVAC Systems\D3040 - Distribution SYS\Hot Water Pump - PHW | 1013290
19-I1 | 19-I1 Alhambra Courthouse | 19-I1-D3044-125-PHW01 | HOT WATER PUMP 1 | Bell & Gossett | C031844-01L60 | NA | OM00026889 |  | MECH 3 | NA | NA | NA | 5 | 240/480 | 14.10-12.80/6.3 | Electric | 3 | NA | NA | \Classifications\Building System Class\D30-HVAC Systems\D3040 - Distribution SYS\Hot Water Pump - PHW | 1013291
19-I1 | 19-I1 Alhambra Courthouse | 19-I1-D2023-310-HWP01 | Domestic Hot Water Circulating Pump (Boiler Rm) |  | 52722370P1 | VP43-75BF | OM00030624 |  | BOILER ROOM | NA | NA | NA | NA | 110 | 2.1 | Electric | 1 | NA | NA | \Classifications\Building System Class\D20-Plumbing\D2020 - Domestic Water\Domestic Hot Water Circulating Pump - HWP | 1013292
19-I1 | 19-I1 Alhambra Courthouse | 19-I1-D2090-650-WSR01 | Water Softner, Demineralization | Uniloc | NA | 30C | OM00033029 |  | OUT SIDE TECH OFFICE. | NA | NA | NA | NA | 115 | DNA | Electric | DNA | NA | NA | \Classifications\Building System Class\D20-Plumbing\D2090 - Other Plumbing SYS\Water Softener - WSR | 1013293
19-I1 | 19-I1 Alhambra Courthouse | 19-I1-D3042-220-EFN01 | EXHAUST FAN 1 | ALADDIN | 64008 | GX-3 | OM00026932 |  | CHILLER ROOM | 4L510 (1) | NA | NA | 1/2 | 240/480 | 2.1-2.0/1.0 | Electric | 3 | NA | NA | \Classifications\Building System Class\D30-HVAC Systems\D3040 - Distribution SYS\Supply/Exhaust/Return fans- FAN | 1013298
19-I1 | 19-I1 Alhambra Courthouse | 19-I1-D3090-114-CMP01 | CONTROL AIR COMPRESSOR. | GAST | 1192 | 7LDE-11T-M700X | OM00030621 | State ID# A008160-15 ¦ (150671) | MECHANICAL ROOM | NA | NA | NA | 1-1/2 | 110/230 | DNA | Electric | 3 | NA | NA | \Classifications\Building System Class\D30-HVAC Systems\D3090 - Other HVAC Systems and Equipment\Air Compressor - CMP | 1013300
19-I1 | 19-I1 Alhambra Courthouse | 19-I1-D4010-150-FMS01 | FIRE STAND PIPE FMS | Grinnell | DNA | Model 1A | OM00026915 |  | WEST SIDE OF THE BUILDING. | NA | NA | NA | NA | NA | NA | NA | NA | NA | NA | \Classifications\Building System Class\D40-Fire Protection SYS\D4010 - Sprinkler SYS\Fire Systems, stand pipes - FMS | 1013302
19-I1 | 19-I1 Alhambra Courthouse | 19-I1-D4031-100-FEX36 | FIRE EXTINGUISHERS 36 | NA | NA | NA | OM00026856 |  | ENGINEER OFFICE. | NA | NA | NA | NA | NA | NA | NA | NA | NA | NA | \Classifications\Building System Class\D40-Fire Protection SYS\D4030 - FIRE SPEC\Fire Extinguisher - FEX | 1013303
19-I1 | 19-I1 Alhambra Courthouse | 19-I1-D5010-200-ESD01 | MAIN ELECTRICAL PANEL | Zinsco | 26058-2 | NA | OM00030587 |  | GERERATOR ROOM | NA | NA | NA | NA | 480V | 300 | Electric | 3 | NA | NA | \Classifications\Building System Class\D50-Electrical SYS\D5010 - Elec Service & Dist\Electical Service and Distribution - ESD | 1013304
19-I1 | 19-I1 Alhambra Courthouse | 19-I1-D5010-110-MCC01 | Motor Control Center (Chiller Rm) | ZINSCO | SO.26058-13 | NA | OM00033035 |  | CHILLER ROOM | NA | NA | NA | NA | 480V | 225 | Electric | 3 | NA | NA | \Classifications\Building System Class\D50-Electrical SYS\D5010 - Elec Service & Dist\Chiller Room Electrical Panel - MCC | 1013305
19-I1 | 19-I1 Alhambra Courthouse | 19-I1-D5010-110-MCC02 | Motor Control Center (Boiler Rm) | ZINSCO | NA | NA | OM00033031 |  | BOILER ROOM | NA | NA | NA | NA | 480V | 250 | Electric | 3 | NA | NA | \Classifications\Building System Class\D50-Electrical SYS\D5010 - Elec Service & Dist\Chiller Room Electrical Panel - MCC | 1013306
19-I1 | 19-I1 Alhambra Courthouse | 19-I1-D5010-200-ESD06 | Switchboard (Chillers 1 & 2) | ZINSCO | 407709 | 26058-2 | OM00026854 | 0620600401 | SWITCH BOARD ROOM | NA | NA | NA | NA | 480V | 1000 | Electric | 3 | NA | NA | \Classifications\Building System Class\D50-Electrical SYS\D5010 - Elec Service & Dist\Electical Service and Distribution - ESD | 1013308
19-I1 | 19-I1 Alhambra Courthouse | 19-I1-D5036-200-CSY01 | CLOCK SYSTEM CSY | SIMPLEX | 6400-9001/J08553 | NA | OM00026885 |  | ENGINEER OFFICE | NA | NA | NA | NA | 110 | DNA | Electric | DNA | NA | NA | \Classifications\Building System Class\D50-Electrical SYS\D5030 - Comm & Security\Clock Systems - CSY | 1013309
19-I1 | 19-I1 Alhambra Courthouse | 19-I1-D5037-710-FAP01 | FIRE ALARM PANEL #1 (UPGRADED 2012) | HONEYWELL | NA | MS-9600LS | OM00036674 |  | SHOP OFFICE | NA | NA | NA | NA | 110 | 15 | Electric | 1 | NA | NA | \Classifications\Building System Class\D50-Electrical SYS\D5030 - Comm & Security\Fire Alarm Panel - FAP | 1013310
19-I1 | 19-I1 Alhambra Courthouse | 19-I1-D5092-250-EML94 | EXITS SIGNS -94- | NA | NA | NA | OM00026860 |  | ALL SHOP ENGINEER OFFICE. | NA | NA | NA | NA | 110V | NA | Electric | 1 | NA | NA | \Classifications\Building System Class\D50-Electrical SYS\D5090 - Elec SYS\Emergency And Exit Lighting - EML | 1013313
19-I1 | 19-I1 Alhambra Courthouse | 19-I1-G3010-210-PWT02 | EXTANSION TANK 2 | NA | NA | NA | OM00033033 |  | CHILLER ROOM | NA | NA | NA | NA | NA | NA | NA | NA | NA | NA | \Classifications\Building System Class\G30-Site Mechanical Utilities\G3010 - Water Supply\Potable Water Storage Tank - PWT | 1013314
19-I1 | 19-I1 Alhambra Courthouse | 19-I1-G3063-100-UST01 | FUEL STORAGE TANK (UNDERGROUND 1000 GALLONS) | XERXES | DNA | DNA | OM00026850 | DNA | GENERATOR ROOM | NA | NA | NA | NA | NA | NA | Diesel | NA | NA | NA | \Classifications\Building System Class\G30-Site Mechanical Utilities\G3060 - Fuel Distribution\Tank, Fuel Storage, Underground - UST | 1013315
19-I1 | 19-I1 Alhambra Courthouse | 19-I1-G2050-200-LSC01 | LAND SCAPING LSC | NA | NA | NA | OM00026859 |  | BASEMENT OFFICE. | NA | NA | NA | NA | NA | NA | NA | NA | NA | NA | \Classifications\Building System Class\G20-Other Systems\G2050 - Landscaping\Landscaping - LSC | 1013316
19-I1 | 19-I1 Alhambra Courthouse | 19-I1-G2049-300-HSC01 | HARD SCAPE | NA | NA | NA | OM00026857 |  | BASEMENT ENGINEER OFFICE. | NA | NA | NA | NA | NA | NA | NA | NA | NA | NA | \Classifications\Building System Class\G20-Other Systems\G2040 - Site Development\Hardscape - HSC | 1013317
19-I1 | 19-I1 Alhambra Courthouse | 19-I1-D3041-110-AHU03 | AIR HANDLER # 3 | Temtrol | 52899 | DHR51M | OM00026917 |  | AHU ROOM | Supply B87 (2); Return 5VX850 (2) | 24X24X2 (15) | NA | Supply 30; Return 15 | 240/480 (both) | Supply 69.0/35.0; Return 38.0/19.0 | Electric | 3 | NA | NA | \Classifications\Building System Class\D30-HVAC Systems\D3040 - Distribution SYS\Air Handling Unit - AHU | 1013332
19-I1 | 19-I1 Alhambra Courthouse | 19-I1-D3041-110-AHU04 | AIR HANDLER # 4 AHU4 | CARRIER | 724326171 | 396B1401TA10-F | OM00026916 |  | AHR-ROOM | BP150 (4) | 24X24X12 (15) | NA | 25 | 240/480 | 59/29.5 | Electric | 3 | NA | NA | \Classifications\Building System Class\D30-HVAC Systems\D3040 - Distribution SYS\Air Handling Unit - AHU | 1013333
19-I1 | 19-I1 Alhambra Courthouse | 19-I1-D3041-110-AHU02 | AIR HANDLER #2 | Carrier | 724326169 | 39CB1402TA10F | OM00026894 |  | M6 | B154 | 24X24X2 | NA | 25 | 240/480 | 64/32 | Electric | 3 | NA | NA | \Classifications\Building System Class\D30-HVAC Systems\D3040 - Distribution SYS\Air Handling Unit - AHU | 1013334
19-I1 | 19-I1 Alhambra Courthouse | 19-I1-D3041-110-AHU01 | AIR HANDLER # 1 | Carrier | 724326170 | 39CB140ITA10F | OM00026895 |  | TECH OFFICE. | B154 (4) | 24X24X2 (15) | NA | 25 | 240/480 | 64/32 | Electric | 3 | NA | NA | \Classifications\Building System Class\D30-HVAC Systems\D3040 - Distribution SYS\Air Handling Unit - AHU | 1013353
19-I1 | 19-I1 Alhambra Courthouse | 19-I1-D2023-100-BFP05 | BACK FLOW PREVENTER | Wilkins | 2798756 | 975XL- 1 1/2" | OM00026852 | OW0209916-FA0234849-BD0017078 | Roof- at the cooling tower. (LAPHD FORM REQUIRED) | NA | NA | NA | NA | NA | NA | NA | NA | NA | NA | \Classifications\Building System Class\D20-Plumbing\D2020 - Domestic Water\Backflow Preventer - BFP | 1016075
19-I1 | 19-I1 Alhambra Courthouse | 19-I1-D3042-220-EFN02 | FAN, EXHAUST GX-1 (BELT DRIVEN) | Exit Aire | NA | S-1223 | OM00035839 |  | SOUTH EAST OF ROOF TOP | 4L340 | NA | NA | 1/2 | 110 | 7.5 | ELECTRIC | 1 | NA | NA | \Classifications\Building System Class\D30-HVAC Systems\D3040 - Distribution SYS\Supply/Exhaust/Return fans- FAN | 1016181
19-I1 | 19-I1 Alhambra Courthouse | 19-I1-D3042-220-EFN03 | FAN, EXHAUST DX-1 (BELT DRIVEN) | Exit Aire | NA | S-1817 | OM00035840 |  | WEST OF THE ROOF | A42 (1) | NA | NA | 1/2 | 240/480 | 3.1/1.35 | ELECTRIC | 3 | NA | NA | \Classifications\Building System Class\D30-HVAC Systems\D3040 - Distribution SYS\Supply/Exhaust/Return fans- FAN | 1016182
19-I1 | 19-I1 Alhambra Courthouse | 19-I1-D3042-220-EFN04 | FAN, EXHAUST EF-2 (BELT DRIVEN) | US MOTORS | 156080-E22922 | SA55NXSFA-4865 | OM00035841 |  | NORTH SIDE OF THE ROOF | 4L310 (1) | NA | NA | 1/4 | 110 | 5.3 | ELECTRIC | 1 | NA | NA | \Classifications\Building System Class\D30-HVAC Systems\D3040 - Distribution SYS\Supply/Exhaust/Return fans- FAN | 1016183
19-I1 | 19-I1 Alhambra Courthouse | 19-I1-D3042-220-EFN05 | FAN, EXHAUST EF-1 (BELT DRIVEN) | US MOTORS | 156060-E22922 | SA55NXSFA-4865 | OM00035842 |  | SOUTH OF THE ROOF | 4L240 | NA | NA | 1/4 | 110 | 5.3 | ELECTRIC | 1 | NA | NA | \Classifications\Building System Class\D30-HVAC Systems\D3040 - Distribution SYS\Supply/Exhaust/Return fans- FAN | 1016192
19-I1 | 19-I1 Alhambra Courthouse | 19-I1-D3042-220-EFN06 | FAN, EXHAUST TX-4 (BELT DRIVEN) | LEESON | NA | C4T17DH3C | OM00035843 |  | WEST SIDE OF THE BUILDING | 4L240 | NA | NA | 1/2 | 480 | 2-2.2/1/1.1 | ELECTRIC | 3 | NA | NA | \Classifications\Building System Class\D30-HVAC Systems\D3040 - Distribution SYS\Supply/Exhaust/Return fans- FAN | 1016193
19-I1 | 19-I1 Alhambra Courthouse | 19-I1-D3042-220-EFN07 | FAN, EXHAUST GX-2 (BELT DRIVEN) | GE MOTORS (STRN: 4308) | OLJ260079 | 5KH39QNA0002BX | OM00035844 |  | WEST SIDE OF THE ROOF | 4608 | NA | NA | 1/3 | 110 | 5.6 | ELECTRIC | 1 | NA | NA | \Classifications\Building System Class\D30-HVAC Systems\D3040 - Distribution SYS\Supply/Exhaust/Return fans- FAN | 1016194
19-I1 | 19-I1 Alhambra Courthouse | 19-I1-D3042-220-EFN09 | FAN, EXHAUST TX-2 (BELT DRIVEN) | Exit Aire | NA | S-1816 | OM00035678 |  | SOUTH SIDE OF THE ROOF | A-42 | NA | NA | 1/2 | 480 | 1.0/1.8-2.0 | ELECTRIC | 3 | NA | NA | \Classifications\Building System Class\D30-HVAC Systems\D3040 - Distribution SYS\Supply/Exhaust/Return fans- FAN | 1016196
19-I1 | 19-I1 Alhambra Courthouse | 19-I1-D3042-220-EFN10 | FAN, EXHAUST TX-3 (BELT DRIVEN) | MARATHON (B208) | D135J190125 | MQD48S17D2109K | OM00035679 |  | SOUTH WEST ROOF | 4L350 | NA | NA | 1/2 | 110 | 7.5 | ELECTRIC | 1 | NA | NA | \Classifications\Building System Class\D30-HVAC Systems\D3040 - Distribution SYS\Supply/Exhaust/Return fans- FAN | 1016197
19-I1 | 19-I1 Alhambra Courthouse | 19-I1-D3041-110-AHU05 | AIR HANDLER UNIT #5 (BASEMENT FAN RM) | CARRIER | NA | NA | OM00026910 |  | BASEMENT EAST SIDE HALLWAY | B87 (3) | 24X24X2 (15) | NA | 3 | 240/480 | 9.3-9.0/4.5 | ELECTRIC | 3 | NA | NA | \Classifications\Building System Class\D30-HVAC Systems\D3040 - Distribution SYS\Air Handling Unit - AHU | 1016198
19-I1 | 19-I1 Alhambra Courthouse | 19-I1-C1020-110-FRD01 | FIRE DOOR #1 (1ST FL ELEVATOR LOBBY) | WARNOCK HERSEY | WHI-005013 & WHI-005018 |  | OM00035680 |  | 1ST FLOOR PUBLIC ELEVATORS LOBBY DOUBLE DOOR, NORTH SIDE | NA | NA | NA | NA | NA | NA | NA |  | NA | NA | \Classifications\Building System Class\C10-General Building Interior\C1020 - Fire Doors\Fire Doors - FRD | 1016199
19-I1 | 19-I1 Alhambra Courthouse | 19-I1-C1020-110-FRD02 | FIRE DOOR #2 (1ST FL ELEVATOR LOBBY) | WARNOCK HERSEY | WHI-005014 | NA | OM00035683 |  | 1ST FLOOR PUBLIC ELEVATORS LOBBY DOUBLE DOOR, NORTH SIDE | NA | NA | NA | NA | NA | NA | NA | NA | NA | NA | \Classifications\Building System Class\C10-General Building Interior\C1020 - Fire Doors\Fire Doors - FRD | 1016200
19-I1 | 19-I1 Alhambra Courthouse | 19-I1-C1020-110-FRD03 | FIRE DOOR #3 (4TH FL ELEVATOR LOBBY) | WARNOCK HERSEY | WHI-005016 & WHI-005012 | NA | OM00035684 |  | 4TH FLOOR PUBLIC ELEVATORS LOBBY DOUBLE DOOR, NORTH SIDE | NA | NA | NA | NA | NA | NA | NA | NA | NA | NA | \Classifications\Building System Class\C10-General Building Interior\C1020 - Fire Doors\Fire Doors - FRD | 1016201
19-I1 | 19-I1 Alhambra Courthouse | 19-I1-C1020-110-FRD04 | FIRE DOOR #4 (4TH FL ELEVATOR LOBBY) | WARNOCK HERSEY | WHI-005017 & WHI-005015 | NA | OM00035686 |  | 4TH FLOOR PUBLIC ELEVATORS LOBBY DOUBLE DOOR, NORTH SIDE | NA | NA | NA | NA | NA | NA | NA | NA | NA | NA | \Classifications\Building System Class\C10-General Building Interior\C1020 - Fire Doors\Fire Doors - FRD | 1016202
19-I1 | 19-I1 Alhambra Courthouse | 19-I1-C1020-110-FRD05 | Fire Door #5 (4th Floor Secured Hallway) | MESKER DOOR | 160177 | FACTORY MUTUAL (FM) | OM00035682 |  | 4TH FLOOR SECURE EMPLOYEE HALLWAY SOUTH | NA | NA | NA | NA | NA | NA | NA |  | NA | NA | \Classifications\Building System Class\C10-General Building Interior\C1020 - Fire Doors\Fire Doors - FRD | 1016203
19-I1 | 19-I1 Alhambra Courthouse | 19-I1-G2023-150-PEG01 | ARM GATE #1 (SW PARKING STRUCTURE) | FEDERAL APD | F-41581 | G-90 AUTO GATE/M4P17DJ5C | OM00035685 |  | SOUTHWEST PARKING STRUCTURE | NA | NA | NA | 1/3 | 110 | 12 | ELECTRIC | 1 | NA | NA | \Classifications\Building System Class\G20-Other Systems\G2020 - Parking Lots\Secured Parking Gate - PEG | 1016204
19-I1 | 19-I1 Alhambra Courthouse | 19-I1-D2023-310-HWP03 | Domestic Hot Water Circulating Pump (Boiler Rm) | Bell & Gossett | H21 | 185332LF | OM00036673 |  | BOILER ROOM IN BASEMENT NEXT TO TECHNICIANS OFFICE | NA | NA | NA | 1/2 | 110/240 | 8.8/4.2-4.4 | ELECTRIC | 1 | NA | NA | \Classifications\Building System Class\D20-Plumbing\D2020 - Domestic Water\Domestic Hot Water Circulating Pump - HWP | 1016224
19-I1 | 19-I1 Alhambra Courthouse | 19-I1-D3090-220-CMD02 | COMPRESSOR, AIR DRYER #2 | HANKISON | H15A1151108072 | HPR15 | OM00036675 |  | BASEMENT CHILLER ROOM MECHANICAL #1 | NA | NA | R-134a | NA | 110 | 2.63 | Electric | 1 |  |  | \Classifications\Building System Class\D30-HVAC Systems\D3090 - Other HVAC Systems and Equipment\Compressed Air Dryer - CMD | 1016230
19-I1 | 19-I1 Alhambra Courthouse | 19-I1-D2023-100-BFP06 | BACKFLOW PREVENTER (IRRIGATION) | WILKINS ZURN | L85822 | 375DA 4" | OM00035854 | OW0209916-FA0234849-BD0053813-L 85822 | ON THE WEST SIDE OF THE BUILDING BY THE FIRE DEPARTMENT CONNECTIONS (LAPHD FORM REQUIRED) | NA | NA | NA | NA | NA | NA | NA |  | NA | NA | \Classifications\Building System Class\D20-Plumbing\D2020 - Domestic Water\Backflow Preventer - BFP | 1016563
19-I1 | 19-I1 Alhambra Courthouse | 19-I1-D5011-240-TRN04 | TRANSFORMER 4 | Square D | 79T522C | DNA | OM00036592 |  | 3RD FLOOR ELECTRICAL ROOM | NA | NA | NA | NA | 480 | 54-125 | Electric | 3 | NA | NA | \Classifications\Building System Class\D50-Electrical SYS\D5010 - Elec Service & Dist\Transformer - TRN | 1016835
19-I1 | 19-I1 Alhambra Courthouse | 19-I1-D5011-240-TRN02 | TRANSFORMER 2 | ZINSCO | 2801795 | NA | OM00036591 |  | 2ND FLOOR ELECTRICAL ROOM | NA | NA | NA | NA | 480 | DNA | Electric | 3 | NA | NA | \Classifications\Building System Class\D50-Electrical SYS\D5010 - Elec Service & Dist\Transformer - TRN | 1016834
19-I1 | 19-I1 Alhambra Courthouse | 19-I1-D5011-240-TRN05 | TRANSFORMER 5 | ZINSCO | 2800830 | NA | OM00036593 |  | 4TH FLOOR ELECTRICAL ROOM | NA | NA | NA | NA | 480 | 54-125 | Electric | 3 | NA | NA | \Classifications\Building System Class\D50-Electrical SYS\D5010 - Elec Service & Dist\Transformer - TRN | 1016836
19-I1 | 19-I1 Alhambra Courthouse | 19-I1-D3055-260-WAC01 | AIR CONDITIONER, WINDOW (PARKING BOOTH) | KENMORE | 3850AR2981AD | 508.78053890 | OM00035856 |  | PARKING LOT ATTENDANT BOOTH | NA | NA | R-22 | NA | 110 | 5.2 | Electric | 1 | 5.100 | 9.0 | \Classifications\Building System Class\D30-HVAC Systems\D3050 - Package SYS\Window Air Conditioner- WAC | 1016837
19-I1 | 19-I1 Alhambra Courthouse | 19-I1-D5010-110-MCC03 | COOLING TOWER CONTROL CENTER | KCP INDUSTRIES INC | NA | E142801 | OM00036869 |  | MIDDLE OF ROOF BY ELEVATOR MECH ROOM | NA | NA | NA | NA | 480 | 35 | Electric | 3 | NA | NA | \Classifications\Building System Class\D50-Electrical SYS\D5010 - Elec Service & Dist\Chiller Room Electrical Panel - MCC | 1016838
19-I1 | 19-I1 Alhambra Courthouse | 19-I1-D3042-220-EFN11 | EXHAUST FAN TX-1 (BELT DRIVEN) (N SIDE ROOF) | MARATHON ELECTRIC (B206) | G13J120091 | MQHY8S17D2107FK | OM00036910 |  | NORTH SIDE OF ROOF | 4L-220 | NA | NA | .25 | 110 | 5.0 | Electric | 1 | NA | NA | \Classifications\Building System Class\D30-HVAC Systems\D3040 - Distribution SYS\Supply/Exhaust/Return fans- FAN | 1016877
19-I1 | 19-I1 Alhambra Courthouse | 19-I1-B2034-400-DOH03 | Overhead Rollup Door (Trash Dumpster) | Kinnear Rolling Doors | 27202B | DNA | OM00037968 |  | Trash Dumpster Room on Grounds | NA | NA | NA | NA | NA | NA | NA |  | NA | NA | \Classifications\Building System Class\B20-General Building Exterior\B2030 - Exterior Doors\Door,Overhead-Shutter,Manual,Elec,Roll-up - DOH | 1017426
19-I1 | 19-I1 Alhambra Courthouse | 19-I1-G3063-100-DFS01 | Diesel Leak Detection System (Rm B3) | Omnitec Mfg Co | 042099EL992525 | OEL8000 | OM00026851 | NA | Basement Generator Room B3 | NA | NA | NA | NA | DNA | DNA | ELECTRIC |  | NA | NA | \Classifications\Building System Class\G30-Site Mechanical Utilities\G3060 - Fuel Distribution\Diesel Fuel Leak Detection System - DFS | 1017425
19-I1 | 19-I1 Alhambra Courthouse | 19-I1-D3041-160-FDP01 | Fire Damper, Curtain (Chiller Room) | Terri-Air Balance Inc | A-485267 | NA | OM00037966 |  | Basement Chiller Room | NA | NA | NA | NA | NA | NA | NA | NA | NA | NA | \Classifications\Building System Class\D30-HVAC Systems\D3040 - Distribution SYS\Fire Dampers - FDP | 1017427
19-I1 | 19-I1 Alhambra Courthouse | 19-I1-D2030-410-PMS03 | Sewage Ejector Pump (Sump Pump Rm) | Aurora Pump | 72-9283-2 | KSS-SF | OM00037965 |  | Sump Pump Room Within Small Kitchen | NA | NA | NA | 1.5 | 240/480 | NA | ELECTRIC | 3 | NA | NA | \Classifications\Building System Class\D20-Plumbing\D2030 - Sani Waste\Sewage Ejector Pump - PMS | 1017429
19-I1 | 19-I1 Alhambra Courthouse | 19-I1-G3010-210-PWT01 | Potable Hot Water Storage Tank (Mech Rm #3) | Santa Fe Tank & Heater Co | 13986 | NA | OM00037958 |  | Mech Room #3 Left of ABM Office | NA | NA | NA | NA | NA | NA | NA |  | NA | NA | \Classifications\Building System Class\G30-Site Mechanical Utilities\G3010 - Water Supply\Potable Water Storage Tank - PWT | 1017430
19-I1 | 19-I1 Alhambra Courthouse | 19-I1-D5010-200-ESD02 | Electrical Switchboard (Room B3) | Zinsco | 407453 | 26058-5 | OM00037962 |  | Generator Room B3 | NA | NA | NA | NA | 240/480 | 400 | ELECTRIC | 3 | NA | NA | \Classifications\Building System Class\D50-Electrical SYS\D5010 - Elec Service & Dist\Electical Service and Distribution - ESD | 1017431
19-I1 | 19-I1 Alhambra Courthouse | 19-I1-D5010-200-ESD03 | Electrical Switchboard (Room B3) | Zinsco | 407712 | 26058-2 | OM00037960 |  | Generator Room B3 | NA | NA | NA | NA | 240-480 | 1000 | ELECTRIC | 3 | NA | NA | \Classifications\Building System Class\D50-Electrical SYS\D5010 - Elec Service & Dist\Electical Service and Distribution - ESD | 1017432
19-I1 | 19-I1 Alhambra Courthouse | 19-I1-D5010-200-ESD04 | Electrical Switchboard (Room B3) | Zinsco | 407710 | 26058-2 | OM00037959 |  | Generator Room B3 | NA | NA | NA | NA | 240/480 | 1000 | ELECTRIC | 3 | NA | NA | \Classifications\Building System Class\D50-Electrical SYS\D5010 - Elec Service & Dist\Electical Service and Distribution - ESD | 1017433
19-I1 | 19-I1 Alhambra Courthouse | 19-I1-D5010-200-ESD05 | Electrical Switchboard (Room B3) | Zinsco | 407711 | 26058-2 | OM00026853 |  | Generator Room B3 | NA | NA | NA | NA | 240/480 | 1000 | ELECTRIC | 3 | NA | NA | \Classifications\Building System Class\D50-Electrical SYS\D5010 - Elec Service & Dist\Electical Service and Distribution - ESD | 1017434
19-I1 | 19-I1 Alhambra Courthouse | 19-I1-D3090-114-CMP03 | Compressor, Control Air (Mech Rm #1) | Quincy | AU1306270055 | Quincy QT-5 / BMQT5VT739272 | OM00036181 | State ID# A008158-15 ¦(1364572) | Basement Mechanical Room #1 | BP60 (1) | 110377S100 / 110377E100 | NA | 5 | 230/480 | 13.2/6.6 | Electric | 3 | NA | NA | \Classifications\Building System Class\D30-HVAC Systems\D3090 - Other HVAC Systems and Equipment\Air Compressor - CMP | 1017652
19-I1 | 19-I1 Alhambra Courthouse | 19-I1-D2023-100-BFP08 | Backflow Preventer (Chiller Rm) | Wilkins | 3884652 | 975XL2 (3/4") | OM00036676 |  | Chiller Mech Room #1 | NA | NA | NA | NA | NA | NA | NA |  | NA | NA | \Classifications\Building System Class\D20-Plumbing\D2020 - Domestic Water\Backflow Preventer - BFP | 1018488
19-I1 | 19-I1 Alhambra Courthouse | 19-I1-D3090-114-CMP04 | Compressor CMP04 | Speed Aire | L6-26-2014-1865920-30 | 5Z7028 | OM00036182 | State ID# A008159-15 ¦(1865920) | DNA | NA | NA | NA | NA | DNA | DNA | DNA | DNA | NA | NA | \Classifications\Building System Class\D30-HVAC Systems\D3090 - Other HVAC Systems and Equipment\Air Compressor - CMP | 1018941
19-I1 | 19-I1 Alhambra Courthouse | 19-I1-D5010-110-MCC04 | Motor Control Center (Roof Air Handler Room) | ZINSCO | SO.26058-14 | NA | OM00036192 |  | Roof, Air Handler Room | NA | NA | NA | NA | 480 | 225 | Electric | 3 | NA | NA | \Classifications\Building System Class\D50-Electrical SYS\D5010 - Elec Service & Dist\Chiller Room Electrical Panel - MCC | 1019034
19-I1 | 19-I1 Alhambra Courthouse | 19-I1-D4013-200-PRE02 | Fire, Pre-Action System | Viking Corporation | W707025 | MOD.F-1 Deluge Valve | OM00036186 |  | Room 469 | NA | NA | NA | NA | 120 | 15 | Electric | 1 | NA | NA | \Classifications\Building System Class\D40-Fire Protection SYS\D4010 - Sprinkler SYS\Fire Systems, Preaction System - PRE | 1020395
19-I1 | 19-I1 Alhambra Courthouse | 19-I1-D2030-410-PMS04 | Pump, Ejector Sewage (Sump Rm Kitchen) | Tsurumi Pump B Series | NA | (TOS) 80B21.5 | OM00036185 |  | Sump Pump Room - Kitchen | NA | NA | NA | NA | 129 | 15 | Electric | 1 | NA | NA | \Classifications\Building System Class\D20-Plumbing\D2030 - Sani Waste\Sewage Ejector Pump - PMS | 1020396
19-I1 | 19-I1 Alhambra Courthouse | 19-I1-D5010-234-ATS04 | Auto Transfer Switch (Elevators) ATS03 | Generac Industrial Power | 3001384943 | BIC3C5X30400XSU | OM00036187 |  | Genrator Room | NA | NA | NA | NA | 120-480 | 400 | Electric | 3 | NA | NA | \Classifications\Building System Class\D50-Electrical SYS\D5010 - Elec Service & Dist\Automatic Transfer Switch - ATS | 1021699
19-I1 | 19-I1 Alhambra Courthouse | 19-I1-D5010-234-ATS03 | Auto Transfer Switch 1 | Generac Industrial Power | 3001384944 | BIC3C5X30200XSU | OM00036788 |  | Genrator Room | NA | NA | NA | NA | 120-480 | 400 | Electric | 3 | NA | NA | \Classifications\Building System Class\D50-Electrical SYS\D5010 - Elec Service & Dist\Automatic Transfer Switch - ATS | 1021700
19-I1 | 19-I1 Alhambra Courthouse | 19-I1-D5092-210-GEN02 | Generator Emergency (GEN02) | Generac Power Systems Inc. | 3001495968/0000275592 | SD200/SD0200KG178.7D18HPYY3 | OM00036189 |  | Electrical Room | NA | NA | NA |  | 277/480 | 300 | Diesel | 3 | NA | NA | \Classifications\Building System Class\D50-Electrical SYS\D5090 - Elec SYS\Emergency Generator - GEN | 1021714
19-J1 | 19-J1 Pasadena Courthouse | 19-J1-D5092-210-GEN01 | Emergency Standby Generator - GEN | Detroit Diesel | 2191 | DASE418200 | OM00015583 | Gen #G22969 | Basement, Mechanical room | 13A1600-9630 | NA | NA | 400 | 480 | 250 | Diesel | 3 | NA | NA | \Classifications\Building System Class\D50-Electrical SYS\D5090 - Elec SYS\Emergency Generator - GEN | 1011098
19-J1 | 19-J1 Pasadena Courthouse | 19-J1-D4010-150-FMS01 | System Extinguishing,Wet Pipe - SEW01 | Relibavle |  | MBABD-1 | OM00026415 |  | Basement, Mechanical room | NA | NA | NA | NA | NA | NA | Other | NA | NA | NA | \Classifications\Building System Class\D40-Fire Protection SYS\D4010 - Sprinkler SYS\Fire Systems, stand pipes - FMS | 1011099
19-J1 | 19-J1 Pasadena Courthouse | 19-J1-D3041-110-AHU02 | Air Handler Unit #1 (Room "i") | H.K. Porter Inc | M1X68 | M-25006 | OM00026432 |  | Basement, Mechanical room | C-136 (3) | 24X24X12 (18), 12X24X12 (6) | NA | 25 | 240/480 | 64/32 | Electric | 3 | NA | NA | \Classifications\Building System Class\D30-HVAC Systems\D3040 - Distribution SYS\Air Handling Unit - AHU | 1011101
19-J1 | 19-J1 Pasadena Courthouse | 19-J1-D3041-110-AHU16 | Air Handler Unit #6 (7th Floor Mech Rm) | H.K. Porter Inc | MIX63.6 | M-25006 | OM00026400 |  | Floor 7, Mechanical room | B-136 (3) | 20X20X8 (30) | NA | 25 | 240/480 | 60.6/30.3 | Electric | 3 | NA | NA | \Classifications\Building System Class\D30-HVAC Systems\D3040 - Distribution SYS\Air Handling Unit - AHU | 1011106
19-J1 | 19-J1 Pasadena Courthouse | 19-J1-D3041-110-AHU07 | Air Handler Unit #5 (7th Floor Mech Rm) | HK Porter | M1X63.6 | M-25006 | OM00026398 |  | Floor 7, Mechanical Room | C-136 (3) | 20X20X8 (30) | NA | 25 | 240/480 | 70/35 | Electric | 3 | NA | NA | \Classifications\Building System Class\D30-HVAC Systems\D3040 - Distribution SYS\Air Handling Unit - AHU | 1011108
19-J1 | 19-J1 Pasadena Courthouse | 19-J1-D4010-150-FMS02 | System Extinguishing,Wet Pipe - SEW02 | Grimes | 397ACF3 | B2 | OM00026427 |  | Sub Basement, West Wing | NA | NA | NA | NA | 480 | NA | NA | 3 | NA | NA | \Classifications\Building System Class\D40-Fire Protection SYS\D4010 - Sprinkler SYS\Fire Systems, stand pipes - FMS | 1011110
19-J1 | 19-J1 Pasadena Courthouse | 19-J1-D3041-230-RFN04 | Return Fan #4 (Room M404) | HK Porter |  | N2R | OM00026412 |  | 4th Floor Room M404 | B-158 (3) | NA | NA | 15 | 240-480 | 40/20 | Electric | 3 | NA | NA | \Classifications\Building System Class\D30-HVAC Systems\D3040 - Distribution SYS\Supply/Exhaust/Return fans- FAN | 1011112
19-J1 | 19-J1 Pasadena Courthouse | 19-J1-D3041-110-AHU10 | Air Handling Unit - AHU | Pace | 721823501 | B24/20AF_SI | OM00026436 |  | 3rd floor roof, West Wing | B-65 (4) | 24X24X8 Bag (10) | NA | 25 | 240/480 | 39.8/19.9 | Electric | 3 | NA | NA | \Classifications\Building System Class\D30-HVAC Systems\D3040 - Distribution SYS\Air Handling Unit - AHU | 1011113
19-J1 | 19-J1 Pasadena Courthouse | 19-J1-D3041-110-AHU11 | Air Handling Unit - AHU | B24/20AF_SI | 721823502 | B-24/20AF | OM00026435 |  | 3rd floor roof, West Wing | B-65 (4) | 24X24X8 Bag (10) | NA | 15 | 240/480 | 40/20 | Electric |  | NA | NA | \Classifications\Building System Class\D30-HVAC Systems\D3040 - Distribution SYS\Air Handling Unit - AHU | 1011114
19-J1 | 19-J1 Pasadena Courthouse | 19-J1-D3041-230-RFN01 | Return Fan (Serves AHU10 & AHU11) | H.K. Porter Inc | NA | NA | OM00026437 |  | 3rd floor roof, West Wing | A-110 (1) | NA | NA | 25 | 240/480 | 22/20 | Electric | DNA | NA | NA | \Classifications\Building System Class\D30-HVAC Systems\D3040 - Distribution SYS\Supply/Exhaust/Return fans- FAN | 1011115
19-J1 | 19-J1 Pasadena Courthouse | 19-J1-D4031-100-FEX72 | Fire Extinguisher - FEX | NA | NA | NA | OM00026467 |  | Floor 2, Shop | NA | NA | NA | NA | NA | NA | NA | NA | NA | NA | \Classifications\Building System Class\D40-Fire Protection SYS\D4030 - FIRE SPEC\Fire Extinguisher - FEX | 1011119
19-J1 | 19-J1 Pasadena Courthouse | 19-J1-B3010-100-RUF01 | ROOF | NA | NA | NA | OM00033434 |  | AT THE TOP OF THE BUILDING | NA | NA | NA | NA | NA | NA | NA | NA | NA | NA | \Classifications\Building System Class\B30-Roofing\B3010 - Roof Types\Roof - RUF | 1013942
19-J1 | 19-J1 Pasadena Courthouse | 19-J1-D1010-100-ELE01 | LIFT ELEVATOR ELECTRIC 1 | DOVER | 22481 | G250-4 | OM00026391 | State ID# 050384 | ELEVATOR ROOM | NA | NA | NA | 42.5 | 480 | 120 | Electric | 3 | NA | NA | \Classifications\Building System Class\D10-Conveyance Systems\D1010 - Elevator\Elevator,Electric,Pass/Freight - ELE | 1013943
19-J1 | 19-J1 Pasadena Courthouse | 19-J1-D1010-100-ELE02 | LIFT, ELEVATOR, ELECTRIC #2 | DOVER | 22482 | G250-4 | OM00026392 | State ID# 050385 | ELEVATOR ROOM | NA | NA | NA | 42.5 | 480 | 120 | Electric | 3 | NA | NA | \Classifications\Building System Class\D10-Conveyance Systems\D1010 - Elevator\Elevator,Electric,Pass/Freight - ELE | 1013944
19-J1 | 19-J1 Pasadena Courthouse | 19-J1-D1010-100-ELE03 | LIFT, ELEVATOR, ELECTRIC 3 | DOVER | 22483 | G250-4 | OM00026393 | State ID# 050386 | ELEVATOR ROOM | NA | NA | NA | 42.5 | 480 | 120 | Electric | 3 | NA | NA | \Classifications\Building System Class\D10-Conveyance Systems\D1010 - Elevator\Elevator,Electric,Pass/Freight - ELE | 1013945
19-J1 | 19-J1 Pasadena Courthouse | 19-J1-D1010-100-ELE04 | LIFT, ELEVATOR, ELECTRIC 4 | DOVER | 22484 | G250-4 | OM00026397 | State ID# 050464 | ELEVATOR ROOM | NA | NA | NA | 42.5 | 480 | 120 | Electric | 3 | NA | NA | \Classifications\Building System Class\D10-Conveyance Systems\D1010 - Elevator\Elevator,Electric,Pass/Freight - ELE | 1013946
19-J1 | 19-J1 Pasadena Courthouse | 19-J1-D1010-100-ELE05 | LIFT, ELEVATOR, ELECTRIC 5 - asset reactivated to issue Prelim Order then unavailable again 5.20.2019 | DOVER | 22485 | 61018-G | OM00026394 | State ID# 049904 | ELEVATOR ROOM | NA | NA | NA | 30 | 480 | 92 | Electric | 3 | NA | NA | \Classifications\Building System Class\D10-Conveyance Systems\D1010 - Elevator\Elevator,Electric,Pass/Freight - ELE | 1013947
19-J1 | 19-J1 Pasadena Courthouse | 19-J1-D1010-100-ELE06 | LIFT, ELEVATOR, ELECTRIC 6 | DOVER | 22486 | 62749-W | OM00026390 | State ID# 050466 | ELEVATOR ROOM | NA | NA | NA | 34.5 | 480 | 120 | Electric | 3 | NA | NA | \Classifications\Building System Class\D10-Conveyance Systems\D1010 - Elevator\Elevator,Electric,Pass/Freight - ELE | 1013948
19-J1 | 19-J1 Pasadena Courthouse | 19-J1-D1010-100-ELE07 | HYDRO ELEV WEST 7 | E.M. CO | E12485 | Apr-22 | OM00026453 | State ID# 030528 | NEAR ELEV. BASEMENT | 3V560 X4 | NA | NA | 20 | 240/480 | 49/24.5 | Electric | 3 | NA | NA | \Classifications\Building System Class\D10-Conveyance Systems\D1010 - Elevator\Elevator,Electric,Pass/Freight - ELE | 1013949
19-J1 | 19-J1 Pasadena Courthouse | 19-J1-D1010-100-ELE09 | HYDRO ELEVATOR 9 - Unavailable State ID# 50465 - Elevator is gutted, locked out, tagged out, non OP since we took over building | DOVER | NA | NA | OM00026455 | State ID# 50465 | MB-19 NEAR STAIRS 3 | NA | NA | NA | HP | DNA | DNA | Electric | DNA | NA | NA | \Classifications\Building System Class\D10-Conveyance Systems\D1010 - Elevator\Elevator,Hydraulic,Pass/Freight - ELE | 1013951
19-J1 | 19-J1 Pasadena Courthouse | 19-J1-D1092-120-PTS01 | PNEUMATIC TUBE SYSTEMS | NA | NA | NA | OM00033433 |  | THRU OUT THE BUILDING | NA | NA | NA | NA | NA | NA | NA | NA | NA | NA | \Classifications\Building System Class\D10-Conveyance Systems\D1090 - Other Conveyance Systems\Pneumatic Tube System -PTS | 1013952
19-J1 | 19-J1 Pasadena Courthouse | 19-J1-D2017-100-SHW01 | EYE WASH & EMERGENCY SHOWERS | Haws | T8R94H02 | 8300 | OM00033435 |  | Basement | NA | NA | NA | NA | NA | NA | NA | NA | NA | NA | \Classifications\Building System Class\D20-Plumbing\D2010 - Plumb Fix\Showers - SHW | 1013953
19-J1 | 19-J1 Pasadena Courthouse | 19-J1-D2022-100-HWE01 | HOT WATER DOMESTIC HEATER HWE01 | AMERICAN | 1104N000772 | STCE31119270 | OM00026430 |  | NEAR BOILERS | NA | NA | NA | NA | 480 | DNA | Electric | 3 | NA | NA | \Classifications\Building System Class\D20-Plumbing\D2020 - Domestic Water\Domestic Water Heater, Electric - HWE | 1013954
19-J1 | 19-J1 Pasadena Courthouse | 19-J1-D2022-100-HWE02 | DOMESTIC HOT WATER HEATER HWE02 | American Water Heater | 1104M000773 | STCE31119270 | OM00026429 |  | NEAR BOILERS | NA | NA | NA | NA | 480 | DNA | Electric | 3 | NA | NA | \Classifications\Building System Class\D20-Plumbing\D2020 - Domestic Water\Domestic Water Heater, Electric - HWE | 1013955
19-J1 | 19-J1 Pasadena Courthouse | 19-J1-D2022-100-HWE03 | WATER HEATER DOMESTIC, ELECTRIC HWE03 | A.O. SMITH | 118M001531 | DEN 40 110 | OM00002158 |  | FAN ROOM | NA | NA | NA | NA | 240 | DNA | Electric | 1 | NA | NA | \Classifications\Building System Class\D20-Plumbing\D2020 - Domestic Water\Domestic Water Heater, Electric - HWE | 1013956
19-J1 | 19-J1 Pasadena Courthouse | 19-J1-D2023-310-WBS01 | DOMESTIC BOOSTER PUMP | Paco Pump | RJ94D0412001 | 10-12707-130001-1681 | OM00026431 |  | BASEMENT | NA | NA | NA | 5 | 240/480 | 14.40-12.8/6.40 | Electric | 3 | NA | NA | \Classifications\Building System Class\D20-Plumbing\D2020 - Domestic Water\Domestic Water Booster System - WBS | 1013957
19-J1 | 19-J1 Pasadena Courthouse | 19-J1-D2040-100-PSU02 | SUMP PUMP PSU02 | NA | NA | NA | OM00026426 |  | NEAR CONTROL AIR COMP. | NA | NA | NA | NA | 120 | DNA | Electric | 1 | NA | NA | \Classifications\Building System Class\D20-Plumbing\D2040 - Rain Drain\Sump Pump - PSU | 1013959
19-J1 | 19-J1 Pasadena Courthouse | 19-J1-D3020-100-HET01 | DEAERATOR TANK # 1 | Advance Tank & MFG Co | 18195 | NA | OM00031006 |  | BOILER RM | NA | NA | NA | NA | NA | NA | NA | NA | NA | NA | \Classifications\Building System Class\D30-HVAC Systems\D3020 - Heat SYS\Heater Water Expansion Tank - HET | 1013960
19-J1 | 19-J1 Pasadena Courthouse | 19-J1-D3020-100-HET02 | DEAERATOR TANK # 2 | Advance Tank & MFG Co | 18196 | NA | OM00031007 |  | BOILER ROOM | NA | NA | NA | NA | NA | NA | NA | NA | NA | NA | \Classifications\Building System Class\D30-HVAC Systems\D3020 - Heat SYS\Heater Water Expansion Tank - HET | 1013961
19-J1 | 19-J1 Pasadena Courthouse | 19-J1-D3020-100-HET03 | Expansion Tank HET03 | Advance Tank & MFG Co | 18192 | NA | OM00030949 |  | AHU ROOM | NA | NA | NA | NA | NA | NA | NA | NA | NA | NA | \Classifications\Building System Class\D30-HVAC Systems\D3020 - Heat SYS\Heater Water Expansion Tank - HET | 1013962
19-J1 | 19-J1 Pasadena Courthouse | 19-J1-D3044-125-PHW01 | Boiler Hot Water Pump #2 | Weinman Pump | 11193599 | 316-200P148 | OM00026450 |  | NEAR BOILERS | NA | NA | NA | 20 | 240/480 | 50/25 | Electric | 3 | NA | NA | \Classifications\Building System Class\D30-HVAC Systems\D3040 - Distribution SYS\Hot Water Pump - PHW | 1013963
19-J1 | 19-J1 Pasadena Courthouse | 19-J1-D3044-125-PHW02 | BOILER HOT WATER PUMP 2 | Weinman Pump | 11193598 | 316-200P148 | OM00026451 |  | M10 | NA | NA | NA | 20 | 240/480 | 50/25 | Electric | 3 | NA | NA | \Classifications\Building System Class\D30-HVAC Systems\D3040 - Distribution SYS\Hot Water Pump - PHW | 1013964
19-J1 | 19-J1 Pasadena Courthouse | 19-J1-D3044-125-PHW03 | HOT WATER PUMP PHW03 | US Electric | NA | Unimount 125 | OM00026423 |  | NEAR CONTROL AIR COMP. | NA | NA | NA | 5 | 240-480 | 13.3-6.65 | Electric | 3 | NA | NA | \Classifications\Building System Class\D30-HVAC Systems\D3040 - Distribution SYS\Hot Water Pump - PHW | 1013965
19-J1 | 19-J1 Pasadena Courthouse | 19-J1-D3031-100-PCH01 | Condenser Water Pump #1 (Boiler Rm) | Peerless Pump | 9463375 | 5AE14 | OM00015587 |  | Boiler Room | NA | NA | NA | 60 | 240/480 | 150.8-75.4 | Electric | 3 | NA | NA | \Classifications\Building System Class\D30-HVAC Systems\D3030 - Cooling SYS\Chilled Water Pump - PCH | 1013967
19-J1 | 19-J1 Pasadena Courthouse | 19-J1-D3031-100-PCH02 | Chiller Water Pump #2 (Boiler Rm) | Peerless Pump | 9463376 | 5AE14 | OM00026417 |  | Boiler Room | NA | NA | NA | 50 | 240/480 | 128-114/57 | Electric | 3 | NA | NA | \Classifications\Building System Class\D30-HVAC Systems\D3030 - Cooling SYS\Chilled Water Pump - PCH | 1013968
19-J1 | 19-J1 Pasadena Courthouse | 19-J1-D3031-100-PCH03 | Condenser/Tower Water Pump #2 (Boiler Rm) | Peerless Pump | 2693456 | 5AE14 | OM00015588 |  | Boiler Room | NA | NA | NA | 60 | 240/480 | 150.8/75.4 | Electric | 3 | NA | NA | \Classifications\Building System Class\D30-HVAC Systems\D3030 - Cooling SYS\Chilled Water Pump - PCH | 1013969
19-J1 | 19-J1 Pasadena Courthouse | 19-J1-D3031-100-PCH04 | Chiller Water Pump #1 (Boiler Rm) | Peerless Pump | NA | 5AE14 | OM00026418 |  | MECH ROOM | NA | NA | NA | 50 | 240/480 | 128-64 | Electric | 3 | NA | NA | \Classifications\Building System Class\D30-HVAC Systems\D3030 - Cooling SYS\Chilled Water Pump - PCH | 1013970
19-J1 | 19-J1 Pasadena Courthouse | 19-J1-D3041-110-AHU13 | Air Handler Unit #2 (Room M-309) | H.K. Porter Inc | MIN57.7 | M-25006 | OM00002160 |  | FAN ROOM | C136 (3) | 20X20X2 (30) | NA | 25 | 240/480 | 7.0/3.5 | Electric | 3 | NA | NA | \Classifications\Building System Class\D30-HVAC Systems\D3040 - Distribution SYS\Air Handling Unit - AHU | 1013971
19-J1 | 19-J1 Pasadena Courthouse | 19-J1-D3041-110-AHU14 | Air Handler Unit #4 (Room M-309) | H.K. Porter Inc | MIN57.7 | M-25006 | OM00002157 |  | FAN ROOM | C-136 (3) | 20x20x2 (28) | NA | 25 | 240/480 | 60/30 | Electric | 3 | NA | NA | \Classifications\Building System Class\D30-HVAC Systems\D3040 - Distribution SYS\Air Handling Unit - AHU | 1013972
19-J1 | 19-J1 Pasadena Courthouse | 19-J1-D3041-110-AHU15 | Air Handler Unit #3 (Room M-309) | H.K. Porter Inc | MIV44.2 | M-25006 | OM00002159 |  | BEHIND PUBLIC ELEV | B-124 (3) | 20x20x8 (20) | NA | 15 | 240/480 | 37.4/18.7 | Electric | 3 | NA | NA | \Classifications\Building System Class\D30-HVAC Systems\D3040 - Distribution SYS\Air Handling Unit - AHU | 1013973
19-J1 | 19-J1 Pasadena Courthouse | 19-J1-D3042-220-EFN01 | Exhaust Fan #1 (Roof) (Belt Driven) | Size 31 | 58465 | B1 | OM00031003 |  | EXTERIOR W. WING | A-50 (1) | NA | NA | 3/4 | 240/480 | 3.2-3/1.5 | Electric | 3 | NA | NA | \Classifications\Building System Class\D30-HVAC Systems\D3040 - Distribution SYS\Supply/Exhaust/Return fans- FAN | 1013974
19-J1 | 19-J1 Pasadena Courthouse | 19-J1-D3042-220-EFN14 | Exhaust Fan #2 (Roof (Belt Driven) | PORTER | M-1729 | 27-M | OM00026421 |  | ROOF ELEV | A-13 (2) | NA | NA | 10 | 240/480 | 28.6-26.2/13.1 | Electric | 3 | NA | NA | \Classifications\Building System Class\D30-HVAC Systems\D3040 - Distribution SYS\Supply/Exhaust/Return fans- FAN | 1013976
19-J1 | 19-J1 Pasadena Courthouse | 19-J1-D3042-220-EFN03 | Exhaust Fan #3 (Roof) (Belt Driven) | PORTER | M1730 | 27-M | OM00026422 |  | NEAR ROOF ELEV | B-81 (2) | NA | NA | 10 | 240/480 | 28.6/13.3 | Electric | 3 | NA | NA | \Classifications\Building System Class\D30-HVAC Systems\D3040 - Distribution SYS\Supply/Exhaust/Return fans- FAN | 1013977
19-J1 | 19-J1 Pasadena Courthouse | 19-J1-D3042-220-EFN04 | Exhaust Fan #3 (Roof) (Belt Driven) | NA | 05120772 | 36Y666 | OM00030951 |  | NEXT TO ELEVATOR ROOM | AP24-4604 (1) | NA | NA | 1.75 | 240/480 | 3.4 | Electric | 3 | NA | NA | \Classifications\Building System Class\D30-HVAC Systems\D3040 - Distribution SYS\Supply/Exhaust/Return fans- FAN | 1013978
19-J1 | 19-J1 Pasadena Courthouse | 19-J1-D3042-220-EFN05 | Exhaust Fan #5 (Roof) (Belt Driven) | DAYTON | NA | 4HX83A | OM00030952 |  | ABOVE ELEV ROOM | 4L-210 (1) | NA | NA | 1/4 | 110/240 | 4.6/2.2-2.3 | NA | 1 | NA | NA | \Classifications\Building System Class\D30-HVAC Systems\D3040 - Distribution SYS\Supply/Exhaust/Return fans- FAN | 1013979
19-J1 | 19-J1 Pasadena Courthouse | 19-J1-D3042-220-EFN06 | Exhaust Fan #6 (Roof) (Belt Driven) | DAYTON | NA | 4HX83A | OM00030953 |  | ABOVE ELEV ROOM | 4L-210 (1) | NA | NA | 1/4 | 110/240 | 4.6/2.2-2.3 | Electric | 1 | NA | NA | \Classifications\Building System Class\D30-HVAC Systems\D3040 - Distribution SYS\Supply/Exhaust/Return fans- FAN | 1013980
19-J1 | 19-J1 Pasadena Courthouse | 19-J1-D3042-220-EFN07 | Exhaust Fan #7 (Roof) (Belt Driven) | DAYTON | NA | 4HX83A | OM00030954 |  | ABOVE ELEV RM. | 4L-210 (1) | NA | NA | 1/2 | 110/240 | 4.6/2.2-2.3 | Electric | 1 | NA | NA | \Classifications\Building System Class\D30-HVAC Systems\D3040 - Distribution SYS\Supply/Exhaust/Return fans- FAN | 1013981
19-J1 | 19-J1 Pasadena Courthouse | 19-J1-D3042-220-EFN08 | Exhaust Fan #8 (Roof) (Belt Driven) | DAYTON | NA | 4HX83A | OM00030955 |  | EBOVE ELEV RM. | 4L-210 (1) | NA | NA | 1/2 | 110/240 | 4.6/2.2-2.3 | Electric | 1 | NA | NA | \Classifications\Building System Class\D30-HVAC Systems\D3040 - Distribution SYS\Supply/Exhaust/Return fans- FAN | 1013982
19-J1 | 19-J1 Pasadena Courthouse | 19-J1-D3042-220-EFN09 | Exhaust Fan #9 (Roof) (Belt Driven) | Greenheck Fan | 186516 | LBE-10-4 | OM00030957 |  | ABOVE ELEV. ROOM | 3L-350 (1) | NA | NA | 1/4 | 110 | 5.1 | Electric | 1 | NA | NA | \Classifications\Building System Class\D30-HVAC Systems\D3040 - Distribution SYS\Supply/Exhaust/Return fans- FAN | 1013983
19-J1 | 19-J1 Pasadena Courthouse | 19-J1-D3042-220-EFN12 | Exhaust Fan (Roof) | DAVIDSON FAN | 58466 | Size 31 | OM00031004 |  | WEST WING | A50 | NA | NA | 3/4 | 240/480 | 3.2-3/1.5 | Electric | 3 | NA | NA | \Classifications\Building System Class\D30-HVAC Systems\D3040 - Distribution SYS\Supply/Exhaust/Return fans- FAN | 1013984
19-J1 | 19-J1 Pasadena Courthouse | 19-J1-D3042-220-EFN13 | Exhaust Fan #1 (Roof) (Belt Driven) | NA | NA | NA | OM00038950 |  | NEXT TO ELEVATOR | AX-51 (2) | NA | NA | 3 | 240/480 | 7.8 | Electric | 3 | NA | NA | \Classifications\Building System Class\D30-HVAC Systems\D3040 - Distribution SYS\Supply/Exhaust/Return fans- FAN | 1013985
19-J1 | 19-J1 Pasadena Courthouse | 19-J1-D3050-250-ACU01 | AIR CONDITIONING SPLIT SYSTEM | FUJITSU | DCN 100590 | A0U18CL | OM00031005 |  | Walk-In Gate to Secured Parking | NA | DNA | R-410A | 1 | 240 | 7.7 | Electric | 1 | NA | NA | \Classifications\Building System Class\D30-HVAC Systems\D3050 - Package SYS\Air Conditioning,Split System - ACU | 1013986
19-J1 | 19-J1 Pasadena Courthouse | 19-J1-D3090-114-CMP02 | Compressor Control Air #2 (Basement Rm M-1) | INGERSOLL RAND | 12140374 | 2475D5 | OM00015586 | State ID# A017823-03 | MECH ROOM | NA | NA | NA | 5 | 240 | 8 | Electric | 3 | NA | NA | \Classifications\Building System Class\D30-HVAC Systems\D3090 - Other HVAC Systems and Equipment\Air Compressor - CMP | 1013988
19-J1 | 19-J1 Pasadena Courthouse | 19-J1-D3090-220-CMD02 | COMPRESOR AIR DRY # 2 | Hankinson International | H025A1150007677 | HPRP25 | OM00026445 |  | MECH ROOM | NA | NA | R-134a | NA | 110 | 3.4 | Electric | 1 | NA | NA | \Classifications\Building System Class\D30-HVAC Systems\D3090 - Other HVAC Systems and Equipment\Compressed Air Dryer - CMD | 1013991
19-J1 | 19-J1 Pasadena Courthouse | 19-J1-D2023-100-BFP01 | BACKFLOW PREVENTER #1 (BOILER MAKEUP) | FEBCO | T-5712 | 825Y 1-1/2" | OM00026452 | OW0209916-FA0234852-BD0024894-MARCH | BEHIND DOMESTIC W.H., Boiler Room (LAPHD FORM REQUIRED) | NA | NA | NA | NA | NA | NA | NA | NA | NA | NA | \Classifications\Building System Class\D20-Plumbing\D2020 - Domestic Water\Backflow Preventer - BFP | 1013992
19-J1 | 19-J1 Pasadena Courthouse | 19-J1-D5010-200-ESD10 | Electrical, Main Switchgear (Room B-5) | WESTINGHOUSE | NA | NA | OM00031008 |  | MAIN ELECTRICAL ROOM | NA | NA | NA | NA | 120-480 | DNA | Electric | 3 | NA | NA | \Classifications\Building System Class\D50-Electrical SYS\D5010 - Elec Service & Dist\Electical Service and Distribution - ESD | 1013995
19-J1 | 19-J1 Pasadena Courthouse | 19-J1-D5010-234-ATS01 | Automatic Transfer Switch (Elevators Only) | ASCO | 94172X | 906177C | OM00026395 |  | Main Elevator Room | NA | NA | NA | NA | 480 | 800 | Electric | 3 | NA | NA | \Classifications\Building System Class\D50-Electrical SYS\D5010 - Elec Service & Dist\Automatic Transfer Switch - ATS | 1013996
19-J1 | 19-J1 Pasadena Courthouse | 19-J1-G3063-100-DAT01 | DAY TANK, FUEL STORAGE | NA | NA | NA | OM00026459 |  | MECHANICAL ROOM | NA | NA | NA | 2-Jan | 115 | 8.4 | Diesel | 1 | NA | NA | \Classifications\Building System Class\G30-Site Mechanical Utilities\G3060 - Fuel Distribution\Tank, Fuel Storage Day - DAT | 1014001
19-J1 | 19-J1 Pasadena Courthouse | 19-J1-G3063-100-UST01 | TANK, FUEL STORAGE, UNDERGROUND 600 GAL | NA | NA | NA | OM00026458 |  | NEXT TO SALLY PORT | NA | NA | NA | NA | NA | NA | Diesel | NA | NA | NA | \Classifications\Building System Class\G30-Site Mechanical Utilities\G3060 - Fuel Distribution\Tank, Fuel Storage, Underground - UST | 1014002
19-J1 | 19-J1 Pasadena Courthouse | 19-J1-G2050-200-LSC01 | LANDSCAPING | NA | NA | NA | OM00026466 |  | OUTSIDE OF BUILDING | NA | NA | NA | NA | NA | NA | NA | NA | NA | NA | \Classifications\Building System Class\G20-Other Systems\G2050 - Landscaping\Landscaping - LSC | 1014003
19-J1 | 19-J1 Pasadena Courthouse | 19-J1-D5092-250-ELT57 | LIGHTING, EXTERIOR (57) | NA | NA | NA | OM00026469 |  | EXTERIOR OF BUILDING | NA | NA | NA | NA | 277 | DNA | Electric | 1 | NA | NA | \Classifications\Building System Class\D50-Electrical SYS\D5090 - Elec SYS\Exterior Lighting - ELT | 1014004
19-J1 | 19-J1 Pasadena Courthouse | 19-J1-G2049-300-HSC01 | HARDSCAPE | NA | NA | NA | OM00026471 |  | OUTSIDE OF BUILDING | NA | NA | NA | NA | NA | NA | NA | NA | NA | NA | \Classifications\Building System Class\G20-Other Systems\G2040 - Site Development\Hardscape - HSC | 1014005
19-J1 | 19-J1 Pasadena Courthouse | 19-J1-D2023-100-BFP05 | Backflow Preventer - BFP05 | Febco | H02106 | 825-Y 1" | OM00026419 | OW0209916-FA0234858-BD0016173 - no notices since 2015 question into LAPHD to remove from list | Roof Behind Cooling Tower by Door Fan Room (LAPHD FORM REQUIRED) | NA | NA | NA | NA | NA | NA | NA |  | NA | NA | \Classifications\Building System Class\D20-Plumbing\D2020 - Domestic Water\Backflow Preventer - BFP | 1015904
19-J1 | 19-J1 Pasadena Courthouse | 19-J1-D2023-100-BFP02 | Backflow Preventer, Irrigation BFP01 | Wilkins | 3030165 | 975XL 2" | OM00026413 | OW0209916-FA0234826-BD0029728 | 199 N Garfield Blvd - Parking Structure, Irrigation Backflow West Side (LAPHD FORM REQUIRED) | NA | NA | NA | NA | NA | NA | NA | NA | NA | NA | \Classifications\Building System Class\D20-Plumbing\D2020 - Domestic Water\Backflow Preventer - BFP | 1015905
19-J1 | 19-J1 Pasadena Courthouse | 19-J1-D4095-230-HBL01 | VENT HOOD (WET CHEMICAL SUPPRESSION) | ANSUL | S294547 | R-102 | OM00035604 |  | 3RD FLOOR CAFETERIA | NA | NA | NA | NA | DNA | DNA | Electric | DNA |  | NA | \Classifications\Building System Class\D40-Fire Protection SYS\D4090 - Other Fire Protection Systems\Hood and Blower - HBL | 1016051
19-J1 | 19-J1 Pasadena Courthouse | 19-J1-D5092-250-EML132 | LIGHTING, EMERGENCY (35) & EXIT (97) | NA | NA | NA | OM00026470 |  | THROUGHOUT ENTIRE BUILDING | NA | NA | NA | NA | DNA | DNA | Electric | 1 |  |  | \Classifications\Building System Class\D50-Electrical SYS\D5090 - Elec SYS\Emergency And Exit Lighting - EML | 1016229
19-J1 | 19-J1 Pasadena Courthouse | 19-J1-B2010-100-CTY01 | Building | NA | NA | NA | OM00037889 | [12 empty] | \Classifications\Building System Class\B20-General Building Exterior\B2010 - Exterior Walls\Building - BLD | 1016545
19-J1 | 19-J1 Pasadena Courthouse | 19-J1-G3063-100-DFS02 | DIESEL FUEL LEAK DETECTION SYSTEM | VEEDER-ROOT | N05225387408001 | TLS-300C | OM00035855 |  | BASEMENT MECH ROOM | NA | NA | NA | NA | 110 | 2 max | Electric | 1 | NA | NA | \Classifications\Building System Class\G30-Site Mechanical Utilities\G3060 - Fuel Distribution\Diesel Fuel Leak Detection System - DFS | 1016605
19-J1 | 19-J1 Pasadena Courthouse | 19-J1-D5010-234-ATS02 | Automatic Transfer Switch (Generator Rm) | ASCO | 151124689-10-1 | 906175C | OM00036148 |  | Basement Generator Room | NA | NA | NA | NA | 400 DC | 300 | ELECTRIC | DNA | NA | NA | \Classifications\Building System Class\D50-Electrical SYS\D5010 - Elec Service & Dist\Automatic Transfer Switch - ATS | 1017328
19-J1 | 19-J1 Pasadena Courthouse | 19-J1-G3060-320-DFP01 | Diesel Fuel Transfer Pump (Manual & Electric) | Dayton | A6997 | 5K987 | OM00036149 |  | Emergency Generator Room B | NA | NA | NA | 1/2 | 110/240 | 8.4/4.2 | ELECTRIC |  | NA | NA | \Classifications\Building System Class\G30-Site Mechanical Utilities\G3060 - Fuel Distribution\Pump, Fuel, Diesel Fuel Transfer Pump - DFP | 1017330
19-J1 | 19-J1 Pasadena Courthouse | 19-J1-D5036-200-CSY01 | Clock Systems, Master (By Chiller Room) | Midwest Time Control Inc | NA | MTC 600 | OM00040515 |  | Basement Room A Next to Chiller Room | NA | NA | NA | NA | 110 | 3 | ELECTRIC | 1 | NA | NA | \Classifications\Building System Class\D50-Electrical SYS\D5030 - Comm & Security\Clock Systems - CSY | 1017329
19-J1 | 19-J1 Pasadena Courthouse | 19-J1-B2034-400-DOH01 | Door, Overhead Rollup (East Sally Port) | Lift Master | 1910N3837 | GH7543ME79930 | OM00040513 |  | Sally Port East Side | NA | NA | NA | 3/4 | 240/480 | 3.0/1.5 | ELECTRIC | 3 | NA | NA | \Classifications\Building System Class\B20-General Building Exterior\B2030 - Exterior Doors\Door,Overhead-Shutter,Manual,Elec,Roll-up - DOH | 1017331
19-J1 | 19-J1 Pasadena Courthouse | 19-J1-B2034-400-DOH02 | Door, Overhead Rollup (West Sally Port) | Porvene Doors Inc | NA | Quiet Glide 500 Rolling Grille | OM00040512 |  | Sally Port West Side | NA | NA | NA | 1/2 | 240/480 | 2.4/1.2 | ELECTRIC | 3 | NA | NA | \Classifications\Building System Class\B20-General Building Exterior\B2030 - Exterior Doors\Door,Overhead-Shutter,Manual,Elec,Roll-up - DOH | 1017332
19-J1 | 19-J1 Pasadena Courthouse | 19-J1-B2033-120-DOR02 | Door, Automatic (Sliding) (Secure Parking Area) | Elite Access Systems Inc | U062900597 | SL-300-UL | OM00040509 |  | Secured Parking Area Behind Courthouse | 4L220/FAP 0360 & Chain | NA | NA | 1/2 | 110 | 4 | ELECTRIC | 1 | NA | NA | \Classifications\Building System Class\B20-General Building Exterior\B2030 - Exterior Doors\Door,Automatic-Sliding,Revolving - DOR | 1017334
19-J1 | 19-J1 Pasadena Courthouse | 19-J1-D3042-220-EFN15 | Exhaust Fan #7 (Generator Room "B") (Belt) | Porter | M1732 | F636J | OM00040514 |  | Basement Generator Room "B" | 5L-500 (2) | NA | NA | 3 | 240/480 | 4-3 | ELECTRIC | 3 | NA | NA | \Classifications\Building System Class\D30-HVAC Systems\D3040 - Distribution SYS\Supply/Exhaust/Return fans- FAN | 1017335
19-J1 | 19-J1 Pasadena Courthouse | 19-J1-B2033-120-DOR01 | Door, Automatic (Sliding) (Exit Secure Parking Area) | Elite Access Systems Inc | U0629005914 | SL-300-UL | OM00040511 |  | Secure Parking Area Exit Gate | 4L220/FAP 0360 & Chain | NA | NA | 1/2 | 110 | 4 | ELECTRIC | 1 | NA | NA | \Classifications\Building System Class\B20-General Building Exterior\B2030 - Exterior Doors\Door,Automatic-Sliding,Revolving - DOR | 1017333
19-J1 | 19-J1 Pasadena Courthouse | 19-J1-D3042-220-EFN16 | Exhaust Fan (Above Trash Room) (Direct Drive) | Aladdin Air MFG | 53866 | SA_RV | OM00040519 |  | 1st Floor Roof Above Trash Room | NA | NA | NA | 1/6 | 110 | 4 | ELECTRIC | 1 | NA | NA | \Classifications\Building System Class\D30-HVAC Systems\D3040 - Distribution SYS\Supply/Exhaust/Return fans- FAN | 1017336
19-J1 | 19-J1 Pasadena Courthouse | 19-J1-D3042-220-EFN17 | Exhaust Fan (LunchStop Caf￩) (Direct Drive) | Dayton | 1533001 | 4C007C | OM00040517 |  | 3rd Floor Lunch Stop Caf￩ Above Door | NA | NA | NA | 1/20 | 110 | 2.2 | ELECTRIC | 1 | NA | NA | \Classifications\Building System Class\D30-HVAC Systems\D3040 - Distribution SYS\Supply/Exhaust/Return fans- FAN | 1017337
19-J1 | 19-J1 Pasadena Courthouse | 19-J1-D3040-120-FCU01 | Fan Coil Unit (Outside Rm SB2) | Drayer-Hanson Ince | 9209 | HRC 186 | OM00036153 |  | Storage Area Outside of SB2 | NA | NA | NA | NA | NA | DNA | ELECTRIC | DNA | NA | NA | \Classifications\Building System Class\D30-HVAC Systems\D3040 - Distribution SYS\Fan Coil Unit - FCU | 1017338
19-J1 | 19-J1 Pasadena Courthouse | 19-J1-D4022-210-FSG01 | Fire Electric Pump (Boiler Room) | Magnetek | 627B560G10 | ABDP | OM00026434 |  | Basement Boiler Room | NA | NA | NA | 7.5 | 240-480 | 20-10 | ELECTRIC | 3 | NA | NA | \Classifications\Building System Class\D40-Fire Protection SYS\D4020 - Stand Pipe\Pump,Fire,Electric Motor Driven - FSG | 1017339
19-J1 | 19-J1 Pasadena Courthouse | 19-J1-D2030-410-PMS03 | Pump, Sewage Ejector (Basement by Chiller Rm) | Square D | NA | Form C | OM00036146 |  | Basement by Chiller Room "C" | NA | NA | NA | 0.5 | 220 | DNA | ELECTRIC | DNA | NA | NA | \Classifications\Building System Class\D20-Plumbing\D2030 - Sani Waste\Sewage Ejector Pump - PMS | 1017340
19-J1 | 19-J1 Pasadena Courthouse | 19-J1-D2030-410-PMS04 | Pump, Sewage Ejector (Boiler Room) | NA | NA | NA | OM00036595 |  | Basement Boiler Room | NA | NA | NA | DNA | DNA | DNA | ELECTRIC | DNA | NA | NA | \Classifications\Building System Class\D20-Plumbing\D2030 - Sani Waste\Sewage Ejector Pump - PMS | 1017341
19-J1 | 19-J1 Pasadena Courthouse | 19-J1-D2040-100-PSU03 | Pump, Sump (Boiler Room) | Square D | NA | Form C | OM00036145 |  | Basement Boiler Room | NA | NA | NA | 0.5 | 220 | DNA | ELECTRIC | DNA | NA | NA | \Classifications\Building System Class\D20-Plumbing\D2040 - Rain Drain\Sump Pump - PSU | 1017342
19-J1 | 19-J1 Pasadena Courthouse | 19-J1-D2040-100-PSU04 | Pump, Sump (Storage Rm "E") | DNA | DNA | DNA | OM00036147 |  | Basement Storage Room "E" | NA | NA | NA | DNA | DNA | DNA | ELECTRIC |  | NA | NA | \Classifications\Building System Class\D20-Plumbing\D2040 - Rain Drain\Sump Pump - PSU | 1017343
19-J1 | 19-J1 Pasadena Courthouse | 19-J1-D2040-100-PSU05 | Pump, Sump (Storage Rm "E") | Square | E17G3-468 | Form C | OM00015580 |  | Basement Storage Room "E" | NA | NA | NA | 1/2 HP | 220 | DNA | ELECTRIC | DNA | NA | NA | \Classifications\Building System Class\D20-Plumbing\D2040 - Rain Drain\Sump Pump - PSU | 1017344
19-J1 | 19-J1 Pasadena Courthouse | 19-J1-D2040-100-PSU06 | Pump, Sump (Behind Courthouse Near A/C) | Liberty Pumps | B3646919 | 257-2 | OM00040510 |  | Behind Courthouse at Bottom of Stairs Next to Split A/C | NA | NA | NA | 1/3 | 110 | 5.2 | ELECTRIC | 1 | NA | NA | \Classifications\Building System Class\D20-Plumbing\D2040 - Rain Drain\Sump Pump - PSU | 1017345
19-J1 | 19-J1 Pasadena Courthouse | 19-J1-G3010-210-PWT01 | Potable Water Storage Tank (Boiler Room) | John Wood Co | 09126 | 11385 | OM00036600 |  | Basement Boiler Room | NA | NA | NA | NA | NA | NA | NA |  | NA | NA | \Classifications\Building System Class\G30-Site Mechanical Utilities\G3010 - Water Supply\Potable Water Storage Tank - PWT | 1017346
19-J1 | 19-J1 Pasadena Courthouse | 19-J1-D3041-210-SFN01 | Supply Fan (Chiller Room) (Belt Driven) | Marathon | 450157329-1205028 | N-1G | OM00026460 |  | Basement Chiller Room | B-90 (1) | 20x20x8 (12) | NA | 3 | 240/480 | 8.1-7.8/3.9 | ELECTRIC | 3 | NA | NA | \Classifications\Building System Class\D30-HVAC Systems\D3040 - Distribution SYS\Supply/Exhaust/Return fans- FAN | 1017347
19-J1 | 19-J1 Pasadena Courthouse | 19-J1-D5011-240-TRN01 | Electrical Transformer, Main (Room B-5) | Westinghouse | 940771 | 1000TCH22GE | OM00026441 |  | Basement Chiller Room | NA | NA | NA | NA | 4160 | DNA | Electric | 3 | NA | NA | \Classifications\Building System Class\D50-Electrical SYS\D5010 - Elec Service & Dist\Transformer - TRN | 1017348
19-J1 | 19-J1 Pasadena Courthouse | 19-J1-D2023-310-WBS02 | Domestic Water Booster Pump (Boiler Rm) | Paco Pump | RJ94D0412001B | 9000 | OM00036598 |  | Basement Boiler Room | NA | NA | NA | 7.5 | 240/480 | 21.4-19.4/9.7 | ELECTRIC | 3 | NA | NA | \Classifications\Building System Class\D20-Plumbing\D2020 - Domestic Water\Domestic Water Booster System - WBS | 1017349
19-J1 | 19-J1 Pasadena Courthouse | 19-J1-D2023-310-WBS03 | Domestic Water Booster Pump (Boiler Rm) | Paco Pump | RJ94D0412001A | 9000 | OM00036599 |  | Basement Boiler Room | NA | NA | NA | 7.5 | 240/480 | 19-18/9 | ELECTRIC | 3 | NA | NA | \Classifications\Building System Class\D20-Plumbing\D2020 - Domestic Water\Domestic Water Booster System - WBS | 1017350
19-J1 | 19-J1 Pasadena Courthouse | 19-J1-D2023-310-WBS04 | Domestic Water Booster Pump (Room 603) | NA | NA | NA | OM00040534 |  | 6th Floor Room 603 Secured Hallway | NA | NA | NA | 1/3 | 240/480 | 1.4/0.70 | ELECTRIC | 3 | NA | NA | \Classifications\Building System Class\D20-Plumbing\D2020 - Domestic Water\Domestic Water Booster System - WBS | 1017351
19-J1 | 19-J1 Pasadena Courthouse | 19-J1-D5010-110-MCC01 | Motor Control Center (Chiller Rm) | Westinghouse | NA | NA | OM00036151 |  | Basement Chiller Room | NA | NA | NA | NA | 480 | 600 | ELECTRIC | 3 | NA | NA | \Classifications\Building System Class\D50-Electrical SYS\D5010 - Elec Service & Dist\Chiller Room Electrical Panel - MCC | 1017353
19-J1 | 19-J1 Pasadena Courthouse | 19-J1-D5010-110-MCC02 | Motor Control Center (Fan Room M309) | Westinghouse | NA | NA | OM00036156 |  | 3rd Floor Fan Room M309 | NA | NA | NA | NA | 480 | DNA | ELECTRIC | 3 | NA | NA | \Classifications\Building System Class\D50-Electrical SYS\D5010 - Elec Service & Dist\Chiller Room Electrical Panel - MCC | 1017354
19-J1 | 19-J1 Pasadena Courthouse | 19-J1-D5010-110-MCC03 | Motor Control Center (7th Floor Fan Room) | Westinghouse | NA | NA | OM00036133 |  | 7th Floor Penthouse Fan Room | NA | NA | NA | NA | 480 | 600 | ELECTRIC | 3 | NA | NA | \Classifications\Building System Class\D50-Electrical SYS\D5010 - Elec Service & Dist\Chiller Room Electrical Panel - MCC | 1017355
19-J1 | 19-J1 Pasadena Courthouse | 19-J1-D5010-110-MCC04 | Motor Control Center (Roof at Top Stairs) | Zinsco | 35508 | NA | OM00040518 |  | Roof at the Top of the Stairs | NA | NA | NA | NA | 480 | 200 | ELECTRIC | 3 | NA | NA | \Classifications\Building System Class\D50-Electrical SYS\D5010 - Elec Service & Dist\Chiller Room Electrical Panel - MCC | 1017356
19-J1 | 19-J1 Pasadena Courthouse | 19-J1-D5010-110-MCC05 | Motor Control Center (Room B-5) | Westinghouse | 255506 | LA48231IT9 | OM00040388 |  | Basement Electrical Room B5 | NA | NA | NA | NA | 480 | DNA | ELECTRIC | 3 | NA | NA | \Classifications\Building System Class\D50-Electrical SYS\D5010 - Elec Service & Dist\Chiller Room Electrical Panel - MCC | 1017357
19-J1 | 19-J1 Pasadena Courthouse | 19-J1-D5010-200-ESD01 | Electrical, Main Switchgear (Room SB-1) | Sierra | 7886-1 | 225TH124GD | OM00026407 |  | Basement Main Electrical Room SB-1 | NA | NA | NA | NA | 4160 | DNA | ELECTRIC | 3 | NA | NA | \Classifications\Building System Class\D50-Electrical SYS\D5010 - Elec Service & Dist\Electical Service and Distribution - ESD | 1017358
19-J1 | 19-J1 Pasadena Courthouse | 19-J1-D5010-200-ESD11 | Electrical, Main Switchgear (Room SB-1) | Sierra | 10201-1 | 225TH24GA | OM00026428 |  | Basement Main Electrical Room SB-1 | NA | NA | NA | NA | 4160 | DNA | ELECTRIC | 3 | NA | NA | \Classifications\Building System Class\D50-Electrical SYS\D5010 - Elec Service & Dist\Electical Service and Distribution - ESD | 1017359
19-J1 | 19-J1 Pasadena Courthouse | 19-J1-D5010-200-ESD03 | Electrical, Main Switchgear (Room B-5) | Westinghouse | NA | LBF1 | OM00026443 |  | Basement Electrical Room B-5 | NA | NA | NA | NA | 600 | 600 | ELECTRIC | DNA | NA | NA | \Classifications\Building System Class\D50-Electrical SYS\D5010 - Elec Service & Dist\Electical Service and Distribution - ESD | 1017360
19-J1 | 19-J1 Pasadena Courthouse | 19-J1-D5010-200-ESD04 | Electrical, Main Switchgear (Room B-5) | Westinghouse | NA | LBF1 | OM00026444 |  | Basement Electrical Room B-5 | NA | NA | NA | NA | 600 | 600 | ELECTRIC | NA | NA | NA | \Classifications\Building System Class\D50-Electrical SYS\D5010 - Elec Service & Dist\Electical Service and Distribution - ESD | 1017361
19-J1 | 19-J1 Pasadena Courthouse | 19-J1-D5010-200-ESD05 | Electrical, Main Switchgear (Room B-5) | Westinghouse | DNA | LBF1 | OM00026442 |  | Basement Electrical Room B-5 | NA | NA | NA | NA | 600 | 600 | ELECTRIC | DNA | NA | NA | \Classifications\Building System Class\D50-Electrical SYS\D5010 - Elec Service & Dist\Electical Service and Distribution - ESD | 1017362
19-J1 | 19-J1 Pasadena Courthouse | 19-J1-D5010-200-ESD06 | Electrical, Main Switchgear (Room 307) | Westinghouse | NA | LBF1 | OM00026411 |  | 3rd Floor Electrical Room 307 | NA | NA | NA | NA | 150 | 600 | ELECTRIC | DNA | NA | NA | \Classifications\Building System Class\D50-Electrical SYS\D5010 - Elec Service & Dist\Electical Service and Distribution - ESD | 1017363
19-J1 | 19-J1 Pasadena Courthouse | 19-J1-D5010-200-ESD07 | Electrical, Main Switchgear (Room 307) | Westinghouse | NA | LBF1 | OM00026410 |  | 3rd Floor Electrical Room 307 | NA | NA | NA | NA | 225 | 600 | ELECTRIC | DNA | NA | NA | \Classifications\Building System Class\D50-Electrical SYS\D5010 - Elec Service & Dist\Electical Service and Distribution - ESD | 1017364
19-J1 | 19-J1 Pasadena Courthouse | 19-J1-D5010-200-ESD08 | Electrical, Main Switchgear (Room 504) | Westinghouse | NA | LBF1 | OM00026406 |  | 5th Floor Electrical Room 504 | NA | NA | NA | NA | 112 1/2 | 600 | ELECTRIC | DNA | NA | NA | \Classifications\Building System Class\D50-Electrical SYS\D5010 - Elec Service & Dist\Electical Service and Distribution - ESD | 1017365
19-J1 | 19-J1 Pasadena Courthouse | 19-J1-D5010-200-ESD09 | Electrical, Main Switchgear (Room 504) | Westinghouse | NA | LBF1 | OM00026405 |  | 5th Floor Electrical Room 504 | NA | NA | NA | NA | 300 | 600 | ELECTRIC | DNA | NA | NA | \Classifications\Building System Class\D50-Electrical SYS\D5010 - Elec Service & Dist\Electical Service and Distribution - ESD | 1017366
19-J1 | 19-J1 Pasadena Courthouse | 19-J1-D5010-200-ESD02 | Electrical Main Panel (Room B-5) | Westinghouse | 255629 | LA48231IT11 | OM00040533 |  | Basement Electrical Room B-5 | NA | NA | NA | NA | 600 | DNA | ELECTRIC | DNA | NA | NA | \Classifications\Building System Class\D50-Electrical SYS\D5010 - Elec Service & Dist\Electical Service and Distribution - ESD | 1017367
19-J1 | 19-J1 Pasadena Courthouse | 19-J1-D3090-220-CMD03 | Compressor Air Dryer #1 (Room SB-2) | Hankinson | H510A1151104101 | HPR5-10 | OM00036155 |  | Sub Basement Room South Wing By Gym | NA | NA | R-134a | NA | 110 | DNA | ELECTRIC | 1 | NA | NA | \Classifications\Building System Class\D30-HVAC Systems\D3090 - Other HVAC Systems and Equipment\Compressed Air Dryer - CMD | 1017487
19-J1 | 19-J1 Pasadena Courthouse | 19-J1-D3090-114-CMP04 | Compressor Control Air #1 (Room SB-2) | US Falcon | F34497-950 | VA65 | OM00036154 | State ID# A008157-15 | Sub Basement Room South Wing By Gym | Super Grip Belt Code #4811 (1) | NA | NA | 1 | 240/480 | 3.10/1.5 | ELECTRIC | 1 | NA | NA | \Classifications\Building System Class\D30-HVAC Systems\D3090 - Other HVAC Systems and Equipment\Air Compressor - CMP | 1017488
19-J1 | 19-J1 Pasadena Courthouse | 19-J1-D2023-100-BFP06 | Backflow Preventer (Room B-21) (4" Fire Sprinkler) | Watt Regulator | 163287 | 709 | OM00036150 |  | Basement Fire Sprinkler Room B-21 | NA | NA | NA | NA | NA | NA | NA |  | NA | NA | \Classifications\Building System Class\D20-Plumbing\D2020 - Domestic Water\Backflow Preventer - BFP | 1017492
19-J1 | 19-J1 Pasadena Courthouse | 19-J1-D3021-130-BLR04 | Boiler #1 | LOCHINVAR | E1400263236 | CHN2072 | OM00041052 | A/N 568350 | Basement Room M10 | NA | 12x12 | NA | NA | NA | DNA | Natural gas | DNA | 1,999,999 | 1,760,000 | \Classifications\Building System Class\D30-HVAC Systems\D3020 - Heat SYS\Boiler,Hot Water,Oil/Gas/Comb. - BLR | 1018018
19-J1 | 19-J1 Pasadena Courthouse | 19-J1-D3021-130-BLR05 | Boiler #2 | LOCHINVAR | E1400263237 | CHN2072 | OM00041054 | A/N 568351 | Basement Room M10 | NA | 12x12 | NA | NA | NA | DNA | Natural gas | DNA | 1,999,999 | 1,760,000 | \Classifications\Building System Class\D30-HVAC Systems\D3020 - Heat SYS\Boiler,Hot Water,Oil/Gas/Comb. - BLR | 1018019
19-J1 | 19-J1 Pasadena Courthouse | 19-J1-D3021-130-BLR06 | Boiler #3 | LOCHINVAR | E1400263238 | CHN2072 | OM00041053 | A/N 568352 | Basement Room M10 | NA | 12x12 | NA | NA | NA | DNA | Natural gas | DNA | 1,999,999 | 1,760,000 | \Classifications\Building System Class\D30-HVAC Systems\D3020 - Heat SYS\Boiler,Hot Water,Oil/Gas/Comb. - BLR | 1018020
19-J1 | 19-J1 Pasadena Courthouse | 19-J1-D2023-100-BFP07 | Backflow Preventer #2 (4") (Fire Alarm Room) | Wilkins | 0490E | 350 ASTR (4") | OM00041058 | OW0209916-FA0234852-BD0023536-07905-MARCH | Basement Room B21 (LAPHD FORM REQUIRED) | NA | NA | NA | NA | NA | NA | NA |  | NA | NA | \Classifications\Building System Class\D20-Plumbing\D2020 - Domestic Water\Backflow Preventer - BFP | 1018487
19-J1 | 19-J1 Pasadena Courthouse | 19-J1-D2090-650-WSR02 | Water Treatment | Walchem | 1312204452 | WCT410-1N2V | OM00041051 |  | Basement Pump Room | NA | NA | NA | NA | 120 | 8.0 |  | Electric | NA | NA | \Classifications\Building System Class\D20-Plumbing\D2090 - Other Plumbing SYS\Water Softener - WSR | 1018814
19-J1 | 19-J1 Pasadena Courthouse | 19-J1-D3030-110-CTW03 | Cooling Tower #1 | BAC | U14783290102 | PT2-0809A-3L1 | OM00041049 |  | Roof | B158 (3) | NA | NA | 15 | 460 | 18 | Electric | 3 | NA | NA | \Classifications\Building System Class\D30-HVAC Systems\D3030 - Cooling SYS\Cooling Tower - CTW | 1018815
19-J1 | 19-J1 Pasadena Courthouse | 19-J1-D3030-110-CTW04 | Cooling Tower #2 | BAC | U14783290101 | PT2-0809A-3L1 | OM00041050 |  | Roof | B158 (3) | NA | NA | 15 | 460 | 18 | Electric | 3 | NA | NA | \Classifications\Building System Class\D30-HVAC Systems\D3030 - Cooling SYS\Cooling Tower - CTW | 1018816
19-J1 | 19-J1 Pasadena Courthouse | 19-J1-D2030-410-PMS05 | Sewer Ejector Pump (Near Hot Water Heater) | Tsurumi Pump | B10799748 | 100C422CR | OM00041055 |  | Near Hot Water Heater | NA | NA | NA | 3 | 460 | 4.3 | Electric | 3 | NA | NA | \Classifications\Building System Class\D20-Plumbing\D2030 - Sani Waste\Sewage Ejector Pump - PMS | 1018817
19-J1 | 19-J1 Pasadena Courthouse | 19-J1-D2030-410-PMS06 | Sewer Ejector Pump (Near Hot Water Heater) | Tsurumi Pump | B10799752 | 100C422CR | OM00041056 |  | Near Hot Water Heater | NA | NA | NA | 3 | 460 | 4.3 | Electric | 3 | NA | NA | \Classifications\Building System Class\D20-Plumbing\D2030 - Sani Waste\Sewage Ejector Pump - PMS | 1018818
19-J1 | 19-J1 Pasadena Courthouse | 19-J1-D2023-100-BFP08 | Backflow Preventer, Cooling Tower BFP08 | FEBCO | J025960 | 825Y 11 /2 | OM00033432 | OW0209916-FA0234852-BD0024895-MARCH | Roof, Cooling Tower (LAPHD FORM REQUIRED) | NA | NA | NA | NA | NA | NA | NA | NA | NA | NA | \Classifications\Building System Class\D20-Plumbing\D2020 - Domestic Water\Backflow Preventer - BFP | 1019257
19-J1 | 19-J1 Pasadena Courthouse | 19-J1-D3031-130-CLR03 | Chiller,Water Cooled - CLR #1 | York | SHCM-318790 | YKC5CSQ4-EKG | OM00002633 |  | Basement, Mechanical Room M1 | NA | NA | R-134a | 266 | 480 | 384 | Electric | 3 | NA | NA | \Classifications\Building System Class\D30-HVAC Systems\D3030 - Cooling SYS\Chiller, Water Cooled - CLR | 1019974
19-J1 | 19-J1 Pasadena Courthouse | 19-J1-D3031-130-CLR04 | Chiller,Water Cooled - CLR #2 | York | SHCM-318990 | YKC5CSQ4-EKG | OM00002634 |  | Basement, Mechanical Room M1 | NA | NA | R-134a | 266 | 480 | 384 | Electric | 3 | NA | NA | \Classifications\Building System Class\D30-HVAC Systems\D3030 - Cooling SYS\Chiller, Water Cooled - CLR | 1019975
19-J1 | 19-J1 Pasadena Courthouse | 19-J1-D3060-100-RDS01 | Refrigerant Leak Detection System | Honeywell | NA | 301EM | OM00002636 |  | Basement, Mechanical Room M1 | NA | NA | NA | NA | 24 | 1 | Electric | 3 | NA | NA | \Classifications\Building System Class\D30-HVAC Systems\D3060 - Control & Inst Air\Refrigerant Leak Detection System - RDS | 1019976
19-J1 | 19-J1 Pasadena Courthouse | 19-J1-D3042-220-EFN18 | Refrigerant Management Exhaust Fan #1 | Cook | NA | SQN-B | OM00002635 |  | Basement, Mechanical Room M1 | AX48 | NA | NA | NA | NA | DNA | Electric | DNA | NA | NA | \Classifications\Building System Class\D30-HVAC Systems\D3040 - Distribution SYS\Supply/Exhaust/Return fans- FAN | 1019977
19-J1 | 19-J1 Pasadena Courthouse | 19-J1-D5037-710-FAP02 | Fire Alarm Panel - FAP02 | Notifier | ECN-15-0300 | AM30-30 | OM00033431 |  | Floor 1, Next To Elevator # 5 | NA | NA | NA | NA | 120 | DNA | Electric | DNA | NA | NA | \Classifications\Building System Class\D50-Electrical SYS\D5030 - Comm & Security\Fire Alarm Panel - FAP | 1020492
19-J1 | 19-J1 Pasadena Courthouse | 19-J1-D4010-150-FMS03 | DRY STANDPIPE (FMS03) | Powhatan | NA | NA | OM00036517 |  | East side of Building | NA | NA | NA | NA | NA | NA | NA | NA | NA | NA | \Classifications\Building System Class\D40-Fire Protection SYS\D4010 - Sprinkler SYS\Fire Systems, stand pipes - FMS | 1021510
19-J1 | 19-J1 Pasadena Courthouse | 19-J1-D4010-150-FMS04 | DRY STANDPIPE (FMS04) | Powhatan | NA | NA | OM00036523 |  | West side of Building | NA | NA | NA | NA | NA | NA | NA | NA | NA | NA | \Classifications\Building System Class\D40-Fire Protection SYS\D4010 - Sprinkler SYS\Fire Systems, stand pipes - FMS | 1021511
19-J3 | 19-J3 Parking Structure-Lot 53 Pasadena Court | 19-J3-D4010-150-FMS01 | System Extinguishing,Wet Pipe - SEW03 | Grinnell | 6175 | A | OM00026440 | NA | Fire Sprinkler Room | NA | NA | NA | NA | NA | NA | NA | NA | NA | NA | \Classifications\Building System Class\D40-Fire Protection SYS\D4010 - Sprinkler SYS\Fire Systems, stand pipes - FMS | 1011116
19-J3 | 19-J3 Parking Structure-Lot 53 Pasadena Court | 19-J3-D4010-150-FMS02 | System Extinguishing,Wet Pipe - SEW04 | Grinnell | NA | A | OM00026438 |  | Sub Basement, Parking Structure | NA | NA | NA | NA | NA | NA | NA | NA | NA | NA | \Classifications\Building System Class\D40-Fire Protection SYS\D4010 - Sprinkler SYS\Fire Systems, stand pipes - FMS | 1011117
19-J3 | 19-J3 Parking Structure-Lot 53 Pasadena Court | 19-J3-D1010-100-ELE01 | Elevator #1 (Hydro) | DOVER | E-46750 | DP180-40 | OM00030958 | State ID# 062412 | Parking Structure | NA | NA | NA | 40 | 480 | 40 | Electric | 3 | NA | NA | \Classifications\Building System Class\D10-Conveyance Systems\D1010 - Elevator\Elevator,Electric,Pass/Freight - ELE | 1013950
19-J3 | 19-J3 Parking Structure-Lot 53 Pasadena Court | 19-J3-D2040-100-PSU01 | SUMP PUMP PARKING PSU01 | Sulzer Pump | PX-603117 | 1322 | OM00030959 |  | FIRE SPRINKLER/VALVE RM, SW CORNER PARKING STRUCTURE | NA | NA | NA | NA | 240/480 | DNA | Electric | DNA | NA | NA | \Classifications\Building System Class\D20-Plumbing\D2040 - Rain Drain\Sump Pump - PSU | 1013958
19-J3 | 19-J3 Parking Structure-Lot 53 Pasadena Court | 19-J3-D3042-220-EFN01 | Exhaust Fan (Parking Basement) (Belt Driven) | ALADDIN | 50780 | Size 2-20 | OM00030960 |  | Parking Structure Fire Sprinkler Room SW Corner | B-97 (2) | NA | NA | 7.5 | 240/480 | 19.5/9.8 | Electric | 3 | NA | NA | \Classifications\Building System Class\D30-HVAC Systems\D3040 - Distribution SYS\Supply/Exhaust/Return fans- FAN | 1013975
19-J3 | 19-J3 Parking Structure-Lot 53 Pasadena Court | 19-J3-D4031-100-FEX32 | FIRE EXTINGUISHERS (32) | NA | NA | NA | OM00036609 |  | THROUGHOUT BUILDING | NA | NA | NA | NA | NA | NA | NA | NA | NA | NA | \Classifications\Building System Class\D40-Fire Protection SYS\D4030 - FIRE SPEC\Fire Extinguisher - FEX | 1015559
19-J3 | 19-J3 Parking Structure-Lot 53 Pasadena Court | 19-J3-G2023-150-PEG01 | Security Parking Gate (Attendants Booth) | American Parking Equipment Inc | L0651A | G-89 | OM00040384 | NA | Attendants Booth | 4L-220H | NA | NA | 1/3 | 110 | 13.6 | ELECTRIC | 1 | NA | NA | \Classifications\Building System Class\G20-Other Systems\G2020 - Parking Lots\Secured Parking Gate - PEG | 1017368
19-J3 | 19-J3 Parking Structure-Lot 53 Pasadena Court | 19-J3-G2023-150-PEG03 | Security Parking Gate (Attendants Booth) | American Parking Equipment Inc | L0511A | G-89 | OM00040386 | NA | Attendants Booth | 4L-220 | NA | NA | 1/3 | 110 | 13.6 | ELECTRIC | 1 | NA | NA | \Classifications\Building System Class\G20-Other Systems\G2020 - Parking Lots\Secured Parking Gate - PEG | 1017370
19-J3 | 19-J3 Parking Structure-Lot 53 Pasadena Court | 19-J3-G2023-150-PEG02 | Security Parking Gate (Attendants Booth) | American Parking Equipment Inc | L0531A | G-89 | OM00040387 | NA | Attendants Booth | 4L-220 | NA | NA | 1/3 | 110 | 13.6 | ELECTRIC | 1 | NA | NA | \Classifications\Building System Class\G20-Other Systems\G2020 - Parking Lots\Secured Parking Gate - PEG | 1017369
19-J3 | 19-J3 Parking Structure-Lot 53 Pasadena Court | 19-J3-G2023-150-PEG04 | Security Parking Gate (Attendants Booth) | American Parking Equipment Inc | L0-611A | G-89 | OM00040385 | NA | Attendants Booth | 4L-220 | NA | NA | 1/3 | 110 | 13.6 | ELECTRIC | 1 | NA | NA | \Classifications\Building System Class\G20-Other Systems\G2020 - Parking Lots\Secured Parking Gate - PEG | 1017371
19-J3 | 19-J3 Parking Structure-Lot 53 Pasadena Court | 19-J3-D2023-310-WBS01 | Pump, Water Booster System (Fire Sprinkler Rm) | Peerless Pump | 67-4902BA | E1X2X8S | OM00030961 | NA | Southwest Corner of Building in Fire Sprinkler Room | NA | NA | NA | 1/2 | 240/480 | 7.2/3.6 | ELECTRIC | 3 | NA | NA | \Classifications\Building System Class\D20-Plumbing\D2020 - Domestic Water\Domestic Water Booster System - WBS | 1017374
19-J3 | 19-J3 Parking Structure-Lot 53 Pasadena Court | 19-J3-D2040-100-PSU02 | Sump Pump (Fire Sprinkler Rm) | Century Electric Motor | 8111871-01 | 1322 | OM00040520 |  | Southwest Corner of Building in Fire Sprinkler Room | NA | NA | NA | 1/2 | 240/480 | 2.1 | ELECTRIC | 3 | NA | NA | \Classifications\Building System Class\D20-Plumbing\D2040 - Rain Drain\Sump Pump - PSU | 1017372
19-J3 | 19-J3 Parking Structure-Lot 53 Pasadena Court | 19-J3-G3010-210-PWT01 | Potable Water Storage Tank (Fire Sprinkler Rm) | Apco | DNA | 4308 | OM00040380 |  | Southwest Corner of Building in Fire Sprinkler Room | NA | NA | NA | NA | NA | NA | NA | NA | NA | NA | \Classifications\Building System Class\G30-Site Mechanical Utilities\G3010 - Water Supply\Potable Water Storage Tank - PWT | 1017373
19-J3 | 19-J3 Parking Structure-Lot 53 Pasadena Court | 19-J3-D5011-240-TRN01 | Electrical, Transformer TRN01 | General Electric | EC | 9T25Y4287 | OM00035636 |  | Floor 1, on the south east corner of the facility | NA | NA | NA | NA | 120/208 | 800 | Electric | 3 | NA | NA | \Classifications\Building System Class\D50-Electrical SYS\D5010 - Elec Service & Dist\Transformer - TRN | 1021516
19-J3 | 19-J3 Parking Structure-Lot 53 Pasadena Court | 19-J3-D5011-240-TRN02 | Electrical, Transformer TRN02 | General Electric | GEG-805 | 9F31YBA211 | OM00035637 |  | Floor 1, on the south east corner of the facility | NA | NA | NA | NA | 5200 | 200 | Electric | 3 | NA | NA | \Classifications\Building System Class\D50-Electrical SYS\D5010 - Elec Service & Dist\Transformer - TRN | 1021517
19-J3 | 19-J3 Parking Structure-Lot 53 Pasadena Court | 19-J3-D5092-210-GEN01 | Generator, Emergency GEN01 | Katolight | 62016-S-16491 | 15SX9E | OM00035633 |  | Floor 1, On the south east corner of the facility | NA | NA | NA | NA | 120/208 | 52 | Diesel | 3 | NA | NA | \Classifications\Building System Class\D50-Electrical SYS\D5090 - Elec SYS\Emergency Generator - GEN | 1021518
19-J3 | 19-J3 Parking Structure-Lot 53 Pasadena Court | 19-J3-D5010-200-ESD01 | Electrical Service and Distribution ESD01 | General Electric | 226238 | NA | OM00040381 |  | On the south east corner of the facility | NA | NA | NA | DNA | 120/208 | 800 | Electric | 3 | NA | NA | \Classifications\Building System Class\D50-Electrical SYS\D5010 - Elec Service & Dist\Electical Service and Distribution - ESD | 1021577
19-J3 | 19-J3 Parking Structure-Lot 53 Pasadena Court | 19-J3-D3042-220-EFN02 | Fan, Exhaust (Belt Driven Fan) EFN02 | Fasco Motors | 12291616-00 | D480 | OM00035635 |  | On the south east corner of the facility | NA | NA | NA | NA | 120/208 | 800 | Electric | 3 | NA | NA | \Classifications\Building System Class\D30-HVAC Systems\D3040 - Distribution SYS\Supply/Exhaust/Return fans- FAN | 1021578
19-J3 | 19-J3 Parking Structure-Lot 53 Pasadena Court | 19-J3-B2010-100-BLD01 | Parking Building Structure | NA | NA | NA | OM00035639 |  | All | NA | NA | NA | NA | NA | NA | NA | NA | NA | NA | \Classifications\Building System Class\B20-General Building Exterior\B2010 - Exterior Walls\Building - BLD | 1021579
19-J3 | 19-J3 Parking Structure-Lot 53 Pasadena Court | 19-J3-D2023-100-BFP02 | Backflow Preventor, Domestic BFP02 | Wilkins | 2-73788 | 975XL | OM00035638 | OWO209916-FA0234826-BD0029728 | On the south east corner of the facility (LAPHD FORM REQUIRED) | NA | NA | NA | NA | NA | NA | NA | NA | NA | NA | \Classifications\Building System Class\D20-Plumbing\D2020 - Domestic Water\Backflow Preventer - BFP | 1021580
19-J3 | 19-J3 Parking Structure-Lot 53 Pasadena Court | 19-J3-D5010-234-ATS01 | Electrical , Automatic Transfer Switch ATS01 | ASCO | 77377X | 905351C | OM00035634 |  | On the south east corner of the facility | NA | NA | NA | NA | 120/208/304 | 60 | Electric | DNA | NA | NA | \Classifications\Building System Class\D50-Electrical SYS\D5010 - Elec Service & Dist\Automatic Transfer Switch - ATS | 1021581
19-K1 | 19-K1 Stanley Mosk Courthouse | 19-K1-D1020-100-ESC01 | ESCALATOR (1-2, WEST) (GRAND ST SIDE) | OTIS ELEVATOR | DNA | DNA | OM00035601 | State ID# 031949¦ 1-2, West | GRANDSIDE | NA | NA | NA | DNA | 120/208 | 100 | Electric | 3 | NA | NA | \Classifications\Building System Class\D10-Conveyance Systems\D1020 - Escalator\Escalator,Electric - ESC | 1014551
19-K1 | 19-K1 Stanley Mosk Courthouse | 19-K1-D1020-100-ESC02 | ESCALATOR (2-1, WEST) (GRAND ST SIDE) | OTIS ELEVATOR | DNA | DNA | OM00035600 | State ID# 031950¦ 2-1, West | GRANDSIDE | NA | NA | NA | DNA | 120/208 | 100 | Electric | 3 | NA | NA | \Classifications\Building System Class\D10-Conveyance Systems\D1020 - Escalator\Escalator,Electric - ESC | 1014552
19-K1 | 19-K1 Stanley Mosk Courthouse | 19-K1-D1020-100-ESC03 | ESCALATOR (2-3, WEST) (GRAND ST SIDE) | OTIS ELEVATOR | DNA | DNA | OM00035599 | State ID# 031951¦ 2-3, West |  | NA | NA | NA | DNA | 120/208 | 100 | Electric | 3 | NA | NA | \Classifications\Building System Class\D10-Conveyance Systems\D1020 - Escalator\Escalator,Electric - ESC | 1014553
19-K1 | 19-K1 Stanley Mosk Courthouse | 19-K1-D1020-100-ESC04 | ESCALATOR (3-2, WEST) (GRAND ST SIDE) | OTIS ELEVATOR | DNA | DNA | OM00035598 | State ID# 031952¦ 3-2, West | GRANDSIDE | NA | NA | NA | DNA | 120/208 | 100 | Electric | 3 | NA | NA | \Classifications\Building System Class\D10-Conveyance Systems\D1020 - Escalator\Escalator,Electric - ESC | 1014554
19-K1 | 19-K1 Stanley Mosk Courthouse | 19-K1-D1020-100-ESC05 | ESCALATOR (3-4, WEST) (GRAND ST SIDE) | OTIS ELEVATOR | DNA | DNA | OM00035597 | State ID# 031953¦ 3-4, West | GRANDSIDE | NA | NA | NA | DNA | 120/208 | 100 | Electric | 3 | NA | NA | \Classifications\Building System Class\D10-Conveyance Systems\D1020 - Escalator\Escalator,Electric - ESC | 1014555
19-K1 | 19-K1 Stanley Mosk Courthouse | 19-K1-D1020-100-ESC06 | ESCALATOR (4-3, WEST) (GRAND ST SIDE) | OTIS ELEVATOR | DNA | DNA | OM00035596 | State ID# 031954¦ 4-3, West | GRANDSIDE | NA | NA | NA | DNA | 120/208 | 100 | Electric | 3 | NA | NA | \Classifications\Building System Class\D10-Conveyance Systems\D1020 - Escalator\Escalator,Electric - ESC | 1014556
19-K1 | 19-K1 Stanley Mosk Courthouse | 19-K1-D1020-100-ESC07 | ESCALATOR (4-5, WEST) (GRAND ST SIDE) | OTIS ELEVATOR | DNA | DNA | OM00035595 | State ID# 031955¦ 4-5, West | GRANDSIDE | NA | NA | NA | DNA | 120/208 | 100 | Electric | 3 | NA | NA | \Classifications\Building System Class\D10-Conveyance Systems\D1020 - Escalator\Escalator,Electric - ESC | 1014557
19-K1 | 19-K1 Stanley Mosk Courthouse | 19-K1-D1020-100-ESC08 | ESCALATOR (5-4, WEST) (GRAND ST SIDE) | OTIS ELEVATOR | DNA | DNA | OM00035594 | State ID# 031956¦ 5-4, West | GRANDSIDE | NA | NA | NA | DNA | 120/208 | 100 | Electric | 3 | NA | NA | \Classifications\Building System Class\D10-Conveyance Systems\D1020 - Escalator\Escalator,Electric - ESC | 1014558
19-K1 | 19-K1 Stanley Mosk Courthouse | 19-K1-D1020-100-ESC09 | ESCALATOR (5-6, WEST) (GRAND ST SIDE) | OTIS ELEVATOR | DNA | DNA | OM00035593 | State ID# 031957¦ 5-6, West | GRANDSIDE | NA | NA | NA | DNA | 120/208 | 100 | Electric | 3 | NA | NA | \Classifications\Building System Class\D10-Conveyance Systems\D1020 - Escalator\Escalator,Electric - ESC | 1014559
19-K1 | 19-K1 Stanley Mosk Courthouse | 19-K1-D1020-100-ESC10 | ESCALATOR (6-5, WEST) (GRANDSIDE) | OTIS ELEVATOR | DNA | DNA | OM00036403 | State ID# 031958¦ 6-5, West | HILLSIDE | NA | NA | NA | DNA | 120/208 | 100 | Electric | 3 | NA | NA | \Classifications\Building System Class\D10-Conveyance Systems\D1020 - Escalator\Escalator,Electric - ESC | 1014560
19-K1 | 19-K1 Stanley Mosk Courthouse | 19-K1-D1020-100-ESC11 | ESCALATOR (6-7, WEST) (GRAND ST SIDE) | OTIS ELEVATOR | DNA | DNA | OM00036402 | State ID# 031959¦ 6-7, West | SOUTHBANK HILLSIDE | NA | NA | NA | DNA | 120/208 | 100 | Electric | 3 | NA | NA | \Classifications\Building System Class\D10-Conveyance Systems\D1020 - Escalator\Escalator,Electric - ESC | 1014561
19-K1 | 19-K1 Stanley Mosk Courthouse | 19-K1-D1020-100-ESC12 | ESCALATOR (7-6, WEST) (GRAND ST SIDE) | OTIS ELEVATOR | DNA | DNA | OM00036401 | State ID# 031960¦ 7-6, West | SOUTHBANK HILLSIDE | NA | NA | NA | DNA | 120/208 | 100 | Electric | 3 | NA | NA | \Classifications\Building System Class\D10-Conveyance Systems\D1020 - Escalator\Escalator,Electric - ESC | 1014562
19-K1 | 19-K1 Stanley Mosk Courthouse | 19-K1-D1020-100-ESC13 | ESCALATOR (7-8, WEST) (GRAND ST SIDE) | OTIS ELEVATOR | DNA | DNA | OM00036400 | State ID# 031961 ¦ 7-8, West | SOUTHBANK HILLSIDE | NA | NA | NA | DNA | 120/208 | 100 | Electric | 3 | NA | NA | \Classifications\Building System Class\D10-Conveyance Systems\D1020 - Escalator\Escalator,Electric - ESC | 1014563
19-K1 | 19-K1 Stanley Mosk Courthouse | 19-K1-D1020-100-ESC14 | ESCALATOR (8-7, WEST) (GRAND ST SIDE) | OTIS ELEVATOR | DNA | DNA | OM00036399 | State ID# 031962¦ 8-7, West | SOUTHBANK HILLSIDE | NA | NA | NA | DNA | 120/208 | 100 | Electric | 3 | NA | NA | \Classifications\Building System Class\D10-Conveyance Systems\D1020 - Escalator\Escalator,Electric - ESC | 1014564
19-K1 | 19-K1 Stanley Mosk Courthouse | 19-K1-D1020-100-ESC15 | ESCALATOR (8-9, WEST) (GRAND ST SIDE) | OTIS ELEVATOR | DNA | DNA | OM00036398 | State ID# 031963 ¦ 8-9, West | SOUTHBANK HILLSIDE | NA | NA | NA | DNA | 120/208 | 100 | Electric | 3 | NA | NA | \Classifications\Building System Class\D10-Conveyance Systems\D1020 - Escalator\Escalator,Electric - ESC | 1014565
19-K1 | 19-K1 Stanley Mosk Courthouse | 19-K1-D1020-100-ESC16 | ESCALATOR (9-8, WEST) (GRAND ST SIDE) | OTIS ELEVATOR | DNA | DNA | OM00036397 | State ID# 031964¦ 9-8, West |  | NA | NA | NA | DNA | DNA | DNA | Electric | DNA | NA | NA | \Classifications\Building System Class\D10-Conveyance Systems\D1020 - Escalator\Escalator,Electric - ESC | 1014566
19-K1 | 19-K1 Stanley Mosk Courthouse | 19-K1-D1020-100-ESC17 | ESCALATOR (1-2, EAST) (HILL ST SIDE) | OTIS ELEVATOR | DNA | DNA | OM00036404 | State ID# 031965¦ 1-2, East |  | NA | NA | NA | DNA | DNA | DNA | Electric | DNA | NA | NA | \Classifications\Building System Class\D10-Conveyance Systems\D1020 - Escalator\Escalator,Electric - ESC | 1014567
19-K1 | 19-K1 Stanley Mosk Courthouse | 19-K1-D1020-100-ESC18 | ESCALATOR (2-1, EAST) (HILL ST SIDE) | OTIS ELEVATOR | DNA | DNA | OM00036405 | State ID# 031966¦ 2-1, East |  | NA | NA | NA | DNA | DNA | DNA | Electric | DNA | NA | NA | \Classifications\Building System Class\D10-Conveyance Systems\D1020 - Escalator\Escalator,Electric - ESC | 1014568
19-K1 | 19-K1 Stanley Mosk Courthouse | 19-K1-D1020-100-ESC19 | ESCALATOR (2-3, EAST) (HILL ST SIDE) | OTIS ELEVATOR | DNA | DNA | OM00036406 | State ID# 031967¦ 2-3, East |  | NA | NA | NA | DNA | DNA | DNA | Electric | DNA | NA | NA | \Classifications\Building System Class\D10-Conveyance Systems\D1020 - Escalator\Escalator,Electric - ESC | 1014569
19-K1 | 19-K1 Stanley Mosk Courthouse | 19-K1-D1020-100-ESC20 | ESCALATOR (3-2, EAST) (HILL ST SIDE) | OTIS ELEVATOR | DNA | DNA | OM00036407 | State ID# 031968¦ 3-2, East |  | NA | NA | NA | DNA | DNA | DNA | Electric | DNA | NA | NA | \Classifications\Building System Class\D10-Conveyance Systems\D1020 - Escalator\Escalator,Electric - ESC | 1014570
19-K1 | 19-K1 Stanley Mosk Courthouse | 19-K1-D1020-100-ESC21 | ESCALATOR (3-4, EAST) (HILL ST SIDE) | OTIS ELEVATOR | DNA | DNA | OM00035750 | State ID# 031969¦ 3-4, East |  | NA | NA | NA | DNA | DNA | DNA | Electric | DNA | NA | NA | \Classifications\Building System Class\D10-Conveyance Systems\D1020 - Escalator\Escalator,Electric - ESC | 1014571
19-K1 | 19-K1 Stanley Mosk Courthouse | 19-K1-D1020-100-ESC22 | ESCALATOR (4-3, EAST) (HILL ST SIDE) | OTIS ELEVATOR | DNA | DNA | OM00035751 | State ID# 031970¦ 4-3, East |  | NA | NA | NA | DNA | DNA | DNA | Electric | DNA | NA | NA | \Classifications\Building System Class\D10-Conveyance Systems\D1020 - Escalator\Escalator,Electric - ESC | 1014572
19-K1 | 19-K1 Stanley Mosk Courthouse | 19-K1-D1020-100-ESC23 | ESCALATOR (4-5, EAST) (HILL ST SIDE) | OTIS ELEVATOR | DNA | DNA | OM00035752 | State ID# 031971¦ 4-5, East |  | NA | NA | NA | DNA | DNA | DNA | Electric | DNA | NA | NA | \Classifications\Building System Class\D10-Conveyance Systems\D1020 - Escalator\Escalator,Electric - ESC | 1014573
19-K1 | 19-K1 Stanley Mosk Courthouse | 19-K1-D1020-100-ESC24 | ESCALATOR (5-4, EAST) (HILL ST SIDE) | OTIS ELEVATOR | DNA | DNA | OM00035753 | State ID# 031972¦ 5-4, East |  | NA | NA | NA | DNA | DNA | DNA | Electric | DNA | NA | NA | \Classifications\Building System Class\D10-Conveyance Systems\D1020 - Escalator\Escalator,Electric - ESC | 1014574
19-K1 | 19-K1 Stanley Mosk Courthouse | 19-K1-D1020-100-ESC25 | ESCALATOR (5-6, EAST) (HILL ST SIDE) | OTIS ELEVATOR | DNA | DNA | OM00035754 | State ID# 031973¦ 5-6, East |  | NA | NA | NA | DNA | DNA | DNA | Electric | DNA | NA | NA | \Classifications\Building System Class\D10-Conveyance Systems\D1020 - Escalator\Escalator,Electric - ESC | 1014575
19-K1 | 19-K1 Stanley Mosk Courthouse | 19-K1-D1020-100-ESC26 | ESCALATOR (6-5, EAST) (HILL ST SIDE) | OTIS ELEVATOR | DNA | DNA | OM00035755 | State ID# 031974¦ 6-5, East |  | NA | NA | NA | DNA | DNA | DNA | Electric | DNA | NA | NA | \Classifications\Building System Class\D10-Conveyance Systems\D1020 - Escalator\Escalator,Electric - ESC | 1014576
19-K1 | 19-K1 Stanley Mosk Courthouse | 19-K1-D2023-100-BFP06 | BACKFLOW PREVENTER #6 (3/4 INCH) | WILKINS | 214903 | 975 XL | OM00035556 | OW0209916-FA0234827-BD0022786-MARCH | -RMM 333 MAKE-UP FOR COMPUTER LIEBERT CHALLENGER 3 CHILLERS MECH ROOM (LAPHD FORM REQUIRED) | NA | NA | NA | NA | NA | NA | NA | NA | NA | NA | \Classifications\Building System Class\D20-Plumbing\D2020 - Domestic Water\Backflow Preventer - BFP | 1015040
19-K1 | 19-K1 Stanley Mosk Courthouse | 19-K1-D3041-110-AHU06 | AIR HANDLER UNIT #6 | UTILITY FAN CORP | A05257 | 4-1700 | OM00035558 |  | MECH RM 333 (AIR HANDLER #6) | BP-120 (2) | (3) 20X25X2 | NA | 7.5 | 208-230/460 | 24-22/11 | Electric | 3 | NA | NA | \Classifications\Building System Class\D30-HVAC Systems\D3040 - Distribution SYS\Air Handling Unit - AHU | 1015046
19-K1 | 19-K1 Stanley Mosk Courthouse | 19-K1-D3041-110-AHU07 | AIR HANDLER UNIT #7 | UTILITY FAN CORP | A05258 | 4-2620 | OM00035554 |  | MECHINICAL ROOM | B-180 (4) | (20) 20X25X2 | NA | 15 | 208-220/440 | 39.85-38.2/19.1 | Electric | 3 | NA | NA | \Classifications\Building System Class\D30-HVAC Systems\D3040 - Distribution SYS\Air Handling Unit - AHU | 1015047
19-K1 | 19-K1 Stanley Mosk Courthouse | 19-K1-D3041-110-AHU08 | AIR HANDLER UNIT #8 | UTILITY FAN CORP | A06670 | 4-1630 | OM00035557 |  | MECH RM 333 (AIR HANDLER #8) | B-128 (2) | (2) 20X25X2 | NA | 5 | 208-230/460 | 16-14-7 | Electric | 3 | NA | NA | \Classifications\Building System Class\D30-HVAC Systems\D3040 - Distribution SYS\Air Handling Unit - AHU | 1015048
19-K1 | 19-K1 Stanley Mosk Courthouse | 19-K1-D3041-110-AHU09 | AIR HANDLER UNIT #9 | UTILITY FAN CORP | A05265 | 4-2000 | OM00035551 |  | MECH RM 426B (AIR HANDLER #9) | B-144 (4) | (18) 20X25X2 | NA | 15 | 230/460 | 36/18 | Electric | 3 | NA | NA | \Classifications\Building System Class\D30-HVAC Systems\D3040 - Distribution SYS\Air Handling Unit - AHU | 1015049
19-K1 | 19-K1 Stanley Mosk Courthouse | 19-K1-D3041-110-AHU10 | AIR HANDLER UNIT #10 | UTILITY FAN CORP | A05266 | 4-2000 | OM00035552 |  | MECH RM 426B (AIR HANDLER #10) | B-144 (4) | (18) 20X25X2 | NA | 15 | 230/460 | 36/18 | Electric | 3 | NA | NA | \Classifications\Building System Class\D30-HVAC Systems\D3040 - Distribution SYS\Air Handling Unit - AHU | 1015050
19-K1 | 19-K1 Stanley Mosk Courthouse | 19-K1-D3041-110-AHU11 | AIR HANDLER UNIT #11 | UTILITY FAN CORP | A05267 | 4-2830 | OM00035529 |  | MECH RM 422D (AIR HANDLER #11) | B-180 (5) | (15) 20X25X2 | NA | 10 | 208-220/440 | 15.2/7.6 | Electric | 3 | NA | NA | \Classifications\Building System Class\D30-HVAC Systems\D3040 - Distribution SYS\Air Handling Unit - AHU | 1015051
19-K1 | 19-K1 Stanley Mosk Courthouse | 19-K1-D3041-110-AHU12 | AIR HANDLER UNIT #12 | UTILITY FAN CORP | A05268 | 4-2310 | OM00035530 |  | MECH RM 422D (AIR HANDLER #12) | B-158 (3) | (14) 20X25X2 | NA | 10 | 220/440 | 28-14 | Electric | 3 | NA | NA | \Classifications\Building System Class\D30-HVAC Systems\D3040 - Distribution SYS\Air Handling Unit - AHU | 1015052
19-K1 | 19-K1 Stanley Mosk Courthouse | 19-K1-D3041-110-AHU13 | AIR HANDLER UNIT #13 | UTILITY FAN CORP | A05360 | 4-2710 | OM00035445 |  | MECH RM 721 (AIR HANDLER #13) | B-180 (3) | (16) 20X25X2 | NA | 10 | 208-220/440 | 28.2/14.1 | Electric | 3 | NA | NA | \Classifications\Building System Class\D30-HVAC Systems\D3040 - Distribution SYS\Air Handling Unit - AHU | 1015053
19-K1 | 19-K1 Stanley Mosk Courthouse | 19-K1-D3041-110-AHU14 | AIR HANDLER UNIT #14 | UTILITY FAN CORP | A05361 | 4-2700 | OM00035444 |  | MECH RM 721 (AIR HANDLER #14) | B-180 (3) | (16) 20X25X2 | NA | 10 | 208-220/440 | 28.2/14.1 | Electric | 3 | NA | NA | \Classifications\Building System Class\D30-HVAC Systems\D3040 - Distribution SYS\Air Handling Unit - AHU | 1015054
19-K1 | 19-K1 Stanley Mosk Courthouse | 19-K1-D3041-110-AHU15 | AIR HANDLER UNIT #15 | UTILITY FAN CORP | A05362 | 4-2700 | OM00035454 |  | MECH RM 710 (AIR HANDLER #15) | B-180 (3) | (16) 24X25X2 | NA | 10 | 208-220/440 | 28.2/14.1 | Electric | 3 | NA | NA | \Classifications\Building System Class\D30-HVAC Systems\D3040 - Distribution SYS\Air Handling Unit - AHU | 1015055
19-K1 | 19-K1 Stanley Mosk Courthouse | 19-K1-D3041-110-AHU16 | AIR HANDLER UNIT #16 | UTILITY FAN CORP | A05359 | 4-2710 | OM00035455 |  | MECH RM 710 (AIR HANDLER #16) | B-180 (3) | (16) 24X25X2 | NA | 10 | 208/220/440 | 28/27/13.5 | Electric | 3 | NA | NA | \Classifications\Building System Class\D30-HVAC Systems\D3040 - Distribution SYS\Air Handling Unit - AHU | 1015056
19-K1 | 19-K1 Stanley Mosk Courthouse | 19-K1-D3041-110-AHU17 | AIR HANDLER UNIT #17 | UTILITY FAN CORP | A05358 | 4-2710 | OM00035456 |  | MECH RM 708 (AIR HANDLER #17) | B-180 (3) | (16) 20X25X2 | NA | 10 | 208-220/440 | 28.2-14.1 | Electric | 3 | NA | NA | \Classifications\Building System Class\D30-HVAC Systems\D3040 - Distribution SYS\Air Handling Unit - AHU | 1015057
19-K1 | 19-K1 Stanley Mosk Courthouse | 19-K1-D3041-110-AHU18 | AIR HANDLER UNIT #18 | UTILITY FAN CORP | A05363 | 4-2700 | OM00035457 |  | MECH RM 708 (AIR HANDLER #18) | B-180 (3) | (16) 20X25X2 | NA | 10 | 208-220/440 | 28.2-14.1 | Electric | 3 | NA | NA | \Classifications\Building System Class\D30-HVAC Systems\D3040 - Distribution SYS\Air Handling Unit - AHU | 1015058
19-K1 | 19-K1 Stanley Mosk Courthouse | 19-K1-D3041-110-AHU19 | AIR HANDLER UNIT #19 | UTILITY FAN CORP | A05364 | 4-2630 | OM00035467 |  | MECH RM 700 (AIR HANDLER #19) | B-180 (4) | (11) 20X25X2 | NA | 15 | 208-230/460 | 43-40/20 | Electric | 3 | NA | NA | \Classifications\Building System Class\D30-HVAC Systems\D3040 - Distribution SYS\Air Handling Unit - AHU | 1015059
19-K1 | 19-K1 Stanley Mosk Courthouse | 19-K1-D3041-110-AHU20 | AIR HANDLER UNIT #20 | UTILITY FAN CORP | A05373 | 4-2230 | OM00035469 |  | MECH RM 700 (AIR HANDLER #20) | B-158 (3) | (10) 20X25X2 | NA | 10 | 208-220/440 | 28.2-14.1 | Electric | 3 | NA | NA | \Classifications\Building System Class\D30-HVAC Systems\D3040 - Distribution SYS\Air Handling Unit - AHU | 1015060
19-K1 | 19-K1 Stanley Mosk Courthouse | 19-K1-D3041-110-AHU21 | AIR HANDLER UNIT #21 | UTILITY FAN CORP | A05920 | 4-1910 | OM00035471 |  | MECH RM 1026 (AIR HANDLER #21) | B-144 (2) | (8) 20X25X2 | NA | 7.5 | 240-480 | 17-8.5 | Electric | 3 | NA | NA | \Classifications\Building System Class\D30-HVAC Systems\D3040 - Distribution SYS\Air Handling Unit - AHU | 1015061
19-K1 | 19-K1 Stanley Mosk Courthouse | 19-K1-D3041-110-AHU22 | AIR HANDLER UNIT #22 (SUPPLY CHILLED WATER) | UTILITY FAN CORP | A05367 | 4-2430 | OM00035470 |  | MECH RM 1026 (AIR HANDLER #22) | B-162 (4) | (15) 20X25X2 | NA | 15 | 220/480 | 17-8.5 | Electric | 3 | NA | NA | \Classifications\Building System Class\D30-HVAC Systems\D3040 - Distribution SYS\Air Handling Unit - AHU | 1015062
19-K1 | 19-K1 Stanley Mosk Courthouse | 19-K1-B2010-100-BLD01 | BUILDING | NA | NA | NA | OM00035436 | NA | ENTIRE BUILDING | NA | NA | NA | NA | NA | NA | NA | NA | NA | NA | \Classifications\Building System Class\B20-General Building Exterior\B2010 - Exterior Walls\Building - BLD | 1015063
19-K1 | 19-K1 Stanley Mosk Courthouse | 19-K1-B3010-100-RUF01 | ROOF | NA | NA | NA | OM00035442 |  | ENTIRE ROOF | NA | NA | NA | NA | NA | NA | NA | NA | NA | NA | \Classifications\Building System Class\B30-Roofing\B3010 - Roof Types\Roof - RUF | 1015064
19-K1 | 19-K1 Stanley Mosk Courthouse | 19-K1-G2049-300-HSC01 | HARDSCAPE | DNA | DNA | DNA | OM00035441 | DNA | GROUNDS | NA | NA | NA | NA | NA | NA | NA | NA | NA | NA | \Classifications\Building System Class\G20-Other Systems\G2040 - Site Development\Hardscape - HSC | 1015065
19-K1 | 19-K1 Stanley Mosk Courthouse | 19-K1-G2050-200-LSC01 | LANDSCAPING | DNA | DNA | DNA | OM00035437 |  | GROUNDS | NA | NA | NA | NA | NA | NA | NA | NA | NA | NA | \Classifications\Building System Class\G20-Other Systems\G2050 - Landscaping\Landscaping - LSC | 1015066
19-K1 | 19-K1 Stanley Mosk Courthouse | 19-K1-D3041-110-AHU23 | AIR HANDLER UNIT #23 | UTILITY FAN CORP | A05378 | 4-2100 | OM00035482 |  | MECH RM 1032 (AIR HANDLER #23) | B-144 (2) | (15) 20X25X2 | NA | 5 | 208-220/440 | 15.2/7.6 | Electric | 3 | NA | NA | \Classifications\Building System Class\D30-HVAC Systems\D3040 - Distribution SYS\Air Handling Unit - AHU | 1015067
19-K1 | 19-K1 Stanley Mosk Courthouse | 19-K1-D3041-110-AHU24 | AIR HANKLER UNIT #24 | UTILITY FAN CORP | A05368 | 4-2500 | OM00035483 |  | MECH RM 1032 (AIR HANDLER #24) | B-158 (4) | (12) 20X25X2 | NA | 10 | 230/460 | 28.2/14.1 | Electric | 3 | NA | NA | \Classifications\Building System Class\D30-HVAC Systems\D3040 - Distribution SYS\Air Handling Unit - AHU | 1015068
19-K1 | 19-K1 Stanley Mosk Courthouse | 19-K1-D3041-110-AHU25 | AIR HANDLER UNIT #25 | UTILITY FAN CORP | A05375 | 4-2310 | OM00035484 |  | MECH RM 1032 (AIR HANDLER #25) | B-158 (3) | (15) 20X25X2 | NA | 7.5 | 208-220/440 | 15.2/7.6 | Electric | 3 | NA | NA | \Classifications\Building System Class\D30-HVAC Systems\D3040 - Distribution SYS\Air Handling Unit - AHU | 1015069
19-K1 | 19-K1 Stanley Mosk Courthouse | 19-K1-D3041-110-AHU26 | AIR HANDLER UNIT #26 | UTILITY FAN CORP | A05376 | 4-2300 | OM00035481 |  | MECH RM 1032 (AIR HANDLER #26) | B-180 (3) | (15) 20X25X2 | NA | 7.5 | 208-220/440 | 21.6-10.8 | Electric | 3 | NA | NA | \Classifications\Building System Class\D30-HVAC Systems\D3040 - Distribution SYS\Air Handling Unit - AHU | 1015070
19-K1 | 19-K1 Stanley Mosk Courthouse | 19-K1-D3041-110-AHU27 | AIR HANDLER UNIT #27 | UTILITY FAN CORP | A05371 | 4-2510 | OM00035480 |  | MECH RM 1032 (AIR HANDLER #27) | B-144 (3) | (15) 20X25X2 | NA | 10 | 220-440 | 27-13.6 | Electric | 3 | NA | NA | \Classifications\Building System Class\D30-HVAC Systems\D3040 - Distribution SYS\Air Handling Unit - AHU | 1015071
19-K1 | 19-K1 Stanley Mosk Courthouse | 19-K1-D3041-110-AHU32 | AIR HANDLER UNIT #32 | UTILITY FAN CORP | A05402 | 4-1710 | OM00035513 |  | MECH RM (AIR HANDLER #32) | B-136 (2) | (6) 20X25X2 | NA | 3 | 208-220/440 | 9.8-4.9 | Electric | 3 | NA | NA | \Classifications\Building System Class\D30-HVAC Systems\D3040 - Distribution SYS\Air Handling Unit - AHU | 1015072
19-K1 | 19-K1 Stanley Mosk Courthouse | 19-K1-D5010-234-ATS01 | ELECTRICAL, AUTOMATIC TRANSFER SWITCH #1 | WA BENJAMIN ELECTRIC CO | RT-343 | ATS-2 | OM00035495 |  | ELECTRICAL RM (ELECTRICAL TRANS #1) | NA | NA | NA | NA | 480 | 260 | Electric | DNA | NA | NA | \Classifications\Building System Class\D50-Electrical SYS\D5010 - Elec Service & Dist\Automatic Transfer Switch - ATS | 1015073
19-K1 | 19-K1 Stanley Mosk Courthouse | 19-K1-D2023-100-BFP01 | BACKFLOW PREVENTER #1 (2" SMALL) | FEBCO | J023241 | 825Y 2" | OM00035291 | OW0209916-FA0234827-BD0043244-MARCH | MECH ROOM (LAPHD FORM REQUIRED) | NA | NA | NA | NA | NA | NA | NA | NA | NA | NA | \Classifications\Building System Class\D20-Plumbing\D2020 - Domestic Water\Backflow Preventer - BFP | 1015074
19-K1 | 19-K1 Stanley Mosk Courthouse | 19-K1-D2023-100-BFP02 | BACKFLOW PREVENTER #4 (DOMESTIC 2") | WATTS | 192680 | 909 3" | OM00035531 | OW0209916-FA0234827-BD0043245-MARCH | CARD 3 - COURTHOUSE RM 334 Mech Room (LAPHD FORM REQUIRED)) | NA | NA | NA | NA | NA | NA | NA | NA | NA | NA | \Classifications\Building System Class\D20-Plumbing\D2020 - Domestic Water\Backflow Preventer - BFP | 1015075
19-K1 | 19-K1 Stanley Mosk Courthouse | 19-K1-D1010-100-ELE01 | LIFT, ELEVATOR #1 WEST (ELECTRIC, FREIGHT) | OTIS ELEVATOR | 239204 | 79 | OM00035488 | State ID# 031941 | PENTHOUSE ELEVATOR ROOM | NA | NA | NA | 88 | 350-385 | 188 | Electric | 3 | NA | NA | \Classifications\Building System Class\D10-Conveyance Systems\D1010 - Elevator\Elevator,Electric,Pass/Freight - ELE | 1015089
19-K1 | 19-K1 Stanley Mosk Courthouse | 19-K1-D1010-100-ELE02 | LIFT, ELEVATOR #2 (PUB) | OTIS ELEVATOR | 239394 | 74D | OM00035489 | State ID# 031942 | PENTHOUSE ELEVATOR ROOM | NA | NA | NA | 33 | 190-210 | 130 | Electric | 3 | NA | NA | \Classifications\Building System Class\D10-Conveyance Systems\D1010 - Elevator\Elevator,Electric,Pass/Freight - ELE | 1015090
19-K1 | 19-K1 Stanley Mosk Courthouse | 19-K1-D1010-100-ELE03 | LIFT, ELEVATOR #3 | OTIS ELEVATOR | 239396 | 74D | OM00035490 | State ID# 031943 | PENTHOUSE ELEVATOR ROOM | NA | NA | NA | 33 | 190-210 | 130 | Electric | 3 | NA | NA | \Classifications\Building System Class\D10-Conveyance Systems\D1010 - Elevator\Elevator,Electric,Pass/Freight - ELE | 1015091
19-K1 | 19-K1 Stanley Mosk Courthouse | 19-K1-D1010-100-ELE04 | LIFT, ELEVATOR #4 West | OTIS ELEVATOR | 239395 | 74D | OM00035491 | State ID# 031944 | PENTHOUSE ELEVATOR ROOM | NA | NA | NA | 33 | 190-210 | 130 | Electric | 3 | NA | NA | \Classifications\Building System Class\D10-Conveyance Systems\D1010 - Elevator\Elevator,Electric,Pass/Freight - ELE | 1015092
19-K1 | 19-K1 Stanley Mosk Courthouse | 19-K1-D1010-100-ELE05 | LIFT, ELEVATOR #5 | OTIS ELEVATOR | 239203 | 79D | OM00035514 | State ID# 031945 | OVER RM 700 MECH ROOM | NA | NA | NA | 88 | 350-385 | 118 | Electric | 3 | NA | NA | \Classifications\Building System Class\D10-Conveyance Systems\D1010 - Elevator\Elevator,Electric,Pass/Freight - ELE | 1015093
19-K1 | 19-K1 Stanley Mosk Courthouse | 19-K1-D1010-100-ELE06 | LIFT, ELEVATOR #6 | OTIS ELEVATOR | 239397 | 74D | OM00035515 | State ID# 031946 | ELEVATOR ROOM LOCATED OVER ROOM 700 MECH ROOM | NA | NA | NA | 33 | 190-210 | 130 | Electric | 3 | NA | NA | \Classifications\Building System Class\D10-Conveyance Systems\D1010 - Elevator\Elevator,Electric,Pass/Freight - ELE | 1015094
19-K1 | 19-K1 Stanley Mosk Courthouse | 19-K1-D1010-100-ELE07 | LIFT, ELEVATOR #7 | OTIS ELEVATOR | 239391 | 74D | OM00035516 | State ID# 031947 | ELEVATOR ROOM OVER RM 700 MECH RM | NA | NA | NA | 33 | 190-210-130 | 33 | Electric | 3 | NA | NA | \Classifications\Building System Class\D10-Conveyance Systems\D1010 - Elevator\Elevator,Electric,Pass/Freight - ELE | 1015095
19-K1 | 19-K1 Stanley Mosk Courthouse | 19-K1-D1010-100-ELE08 | LIFT, ELEVATOR #8 | OTIS ELEVATOR | 239398 | 74D | OM00035517 | State ID# 031948 | ELEVATOR ROOM OVER RM 700 MECH RM | NA | NA | NA | 33 | 190-210 | 130 | Electric | 3 | NA | NA | \Classifications\Building System Class\D10-Conveyance Systems\D1010 - Elevator\Elevator,Electric,Pass/Freight - ELE | 1015096
19-K1 | 19-K1 Stanley Mosk Courthouse | 19-K1-D5092-250-ELT70 | LIGHTING, EXTERIOR (70) | NA | NA | NA | OM00035439 |  | EXTERIOR OF BUILDING | NA | NA | NA | NA | 277/220 | DNA | Electric | DNA | NA | NA | \Classifications\Building System Class\D50-Electrical SYS\D5090 - Elec SYS\Exterior Lighting - ELT | 1015097
19-K1 | 19-K1 Stanley Mosk Courthouse | 19-K1-D5092-250-EML490 | LIGHTING, EMERGENCY (185) & EXIT (305) | NA | NA | NA | OM00035438 |  | THROUGHOUT BUILDING | NA | NA | NA | NA | 110/120/220/277 | DNA | Electric | DNA | NA | NA | \Classifications\Building System Class\D50-Electrical SYS\D5090 - Elec SYS\Emergency And Exit Lighting - EML | 1015098
19-K1 | 19-K1 Stanley Mosk Courthouse | 19-K1-D5010-110-EMT01 | METER, ELECTRIC METER READINGS | GE | DNA | DNA | OM00035496 | NA | ELECTRICAL ROOM | NA | NA | NA | NA | DNA | DNA | Electric | DNA | NA | NA | \Classifications\Building System Class\D50-Electrical SYS\D5010 - Elec Service & Dist\Electric Meter Readings - EMT | 1015099
19-K1 | 19-K1 Stanley Mosk Courthouse | 19-K1-D4031-100-FEX350 | FIRE EXTINGUISHERS (350) | NA | NA | NA | OM00035440 |  | ABM ENGINEERING | NA | NA | NA | NA | NA | NA | NA | NA | NA | NA | \Classifications\Building System Class\D40-Fire Protection SYS\D4030 - FIRE SPEC\Fire Extinguisher - FEX | 1015100
19-K1 | 19-K1 Stanley Mosk Courthouse | 19-K1-D4010-150-FMS01 | FIRE SYSTEMS, DRY STAND PIPE #1 (OFF HILL ST) | GREENBURG & SON | DNA | DNA | OM00035521 | DNA | SOUTH OFF HILL STREET | NA | NA | NA | DNA | DNA | DNA | DNA | DNA | NA | NA | \Classifications\Building System Class\D40-Fire Protection SYS\D4010 - Sprinkler SYS\Fire Systems, stand pipes - FMS | 1015101
19-K1 | 19-K1 Stanley Mosk Courthouse | 19-K1-D4010-150-FMS02 | FIRE SYSTEMS, DRY STAND PIPE #2 (NORTH STAIR WELL) | GREENBURG & SON | DNA | DNA | OM00035522 | NA | NORTH STAIRWAY | NA | NA | NA | DNA | DNA | DNA | DNA | DNA | NA | NA | \Classifications\Building System Class\D40-Fire Protection SYS\D4010 - Sprinkler SYS\Fire Systems, stand pipes - FMS | 1015102
19-K1 | 19-K1 Stanley Mosk Courthouse | 19-K1-D4010-150-FMS03 | FIRE SYSTEMS, DRY STAND PIPE #3 | GREENBURG & SONS | DNA | DNA | OM00035523 | NA | OFF 1ST ST CENTER STAIRWAY | NA | NA | NA | DNA | DNA | DNA | DNA | DNA | NA | NA | \Classifications\Building System Class\D40-Fire Protection SYS\D4010 - Sprinkler SYS\Fire Systems, stand pipes - FMS | 1015103
19-K1 | 19-K1 Stanley Mosk Courthouse | 19-K1-D4010-150-FMS04 | FIRE SYSTEMS, DRY STAND PIPE #4 (SOUTH STAIRWAY) | GREENBURG & SONS | DNA | DNA | OM00035525 | NA | OFF GRAND AVE SOUTH STAIRWAY | NA | NA | NA | DNA | DNA | DNA | DNA | DNA | NA | NA | \Classifications\Building System Class\D40-Fire Protection SYS\D4010 - Sprinkler SYS\Fire Systems, stand pipes - FMS | 1015104
19-K1 | 19-K1 Stanley Mosk Courthouse | 19-K1-D4010-150-FMS05 | FIRE SYSTEMS, DRY STAND PIPE #5 (NORTH OFF GRAND AVE) | GREENBURG & SONS | DNA | DNA | OM00035526 | NA | OFF GRAND AVE NORTH STAIRWAY | NA | NA | NA | DNA | DNA | DNA | DNA | DNA | NA | NA | \Classifications\Building System Class\D40-Fire Protection SYS\D4010 - Sprinkler SYS\Fire Systems, stand pipes - FMS | 1015105
19-K1 | 19-K1 Stanley Mosk Courthouse | 19-K1-D5092-210-GEN01 | GENERATOR, EMERGENCY #1 | DETROIT/DELCO/AC | Y1-973-A1 | W/A-548796 | OM00035501 | NA | ELECTRICAL ROOM | NA | DNA | NA | 442 | 434/376 | 434-376-217-188 | Diesel | 3 | NA | NA | \Classifications\Building System Class\D50-Electrical SYS\D5090 - Elec SYS\Emergency Generator - GEN | 1015107
19-K1 | 19-K1 Stanley Mosk Courthouse | 19-K1-D5092-210-GEN02 | GENERATOR, EMERGENCY #2 | DELCO/DETROIT | 230-C-56 | Y1-973 | OM00035502 | Permit #G31383 | ELECTRICAL ROOM | NA | DNA | NA | 273 | DNA | DNA | Diesel | DNA | NA | NA | \Classifications\Building System Class\D50-Electrical SYS\D5090 - Elec SYS\Emergency Generator - GEN | 1015108
19-K1 | 19-K1 Stanley Mosk Courthouse | 19-K1-D5092-210-GEN03 | GENERATOR, EMERGENCY #3 | KATOLIGHT | 128035-0506 | D275FRJ4T2 | OM00035503 | Permit #G32688 | ELECTRICAL ROOM | NA | DNA | NA | 273 | 277/480 | 413 | Diesel | 3 | NA | NA | \Classifications\Building System Class\D50-Electrical SYS\D5090 - Elec SYS\Emergency Generator - GEN | 1015109
19-K1 | 19-K1 Stanley Mosk Courthouse | 19-K1-D3020-100-HET01 | HEATER WATER EXPANSION TANK | THE WHITLOCK INC | 60945 | DNA | OM00035542 | PERMIT# F-9293 | MECH RM 800 (TANK #1) | NA | NA | NA | NA | NA | NA | NA | NA | NA | NA | \Classifications\Building System Class\D30-HVAC Systems\D3020 - Heat SYS\Heater Water Expansion Tank - HET | 1015110
19-K1 | 19-K1 Stanley Mosk Courthouse | 19-K1-D2023-310-HWP01 | PUMP, HOT WATER CIRCULATING | GRUND FOS | UPS 15-55 SFC | 59896773P1 | OM00035543 | NA | MECH ROOM | NA | NA | NA | DNA | 115 | DNA | Electric | 1 | NA | NA | \Classifications\Building System Class\D20-Plumbing\D2020 - Domestic Water\Domestic Hot Water Circulating Pump - HWP | 1015111
19-K1 | 19-K1 Stanley Mosk Courthouse | 19-K1-D4022-210-FSG01 | PUMP, FIRE ELECTRIC MOTOR DRIVEN #14 | GE | DNA | N13504 | OM00035288 | NA | MECHANICAL UNDER LOW OVERHEAD AREA | NA | NA | NA | 3 | 220-440 | 8.4 | Electric | 3 | NA | NA | \Classifications\Building System Class\D40-Fire Protection SYS\D4020 - Stand Pipe\Pump,Fire,Electric Motor Driven - FSG | 1015112
19-K1 | 19-K1 Stanley Mosk Courthouse | 19-K1-D5010-200-ESD01 | ELECTRICAL, MAIN ELECTRICAL PANEL | GE | DNA | CCB | OM00035466 | NA | MECH ROOM | NA | NA | NA | NA | 480 | 600 | Electric | 3 | NA | NA | \Classifications\Building System Class\D50-Electrical SYS\D5010 - Elec Service & Dist\Electical Service and Distribution - ESD | 1015113
19-K1 | 19-K1 Stanley Mosk Courthouse | 19-K1-D5010-200-ESD03 | ELECTRICAL, MAIN ELECTRICAL SWITCHGEAR | GE | DNA | CD-85651 | OM00035507 | NA | ELECTRICAL ROOM | NA | NA | NA | NA | 4800 | 40000 | Electric | 3 | NA | NA | \Classifications\Building System Class\D50-Electrical SYS\D5010 - Elec Service & Dist\Electical Service and Distribution - ESD | 1015114
19-K1 | 19-K1 Stanley Mosk Courthouse | 19-K1-D3031-100-PCH21 | PUMP, CHILLED WATER #21 | AURORA PUMP CO | 2056 | 2-2-A123 | OM00035535 | NA | MECH ROOM | NA | NA | NA | 75 | 230/460 | 164-82 | Electric | 3 | NA | NA | \Classifications\Building System Class\D30-HVAC Systems\D3030 - Cooling SYS\Chilled Water Pump - PCH | 1015115
19-K1 | 19-K1 Stanley Mosk Courthouse | 19-K1-D3031-100-PCH22 | PUMP, CHILLED WATER #22 | AURORA PUMP CO | 1856 | 2-2-A123 | OM00035534 | NA | MECH ROOM | NA | NA | NA | 75 | 230/400 | 164/82 | Electric | 3 | NA | NA | \Classifications\Building System Class\D30-HVAC Systems\D3030 - Cooling SYS\Chilled Water Pump - PCH | 1015116
19-K1 | 19-K1 Stanley Mosk Courthouse | 19-K1-D3031-100-PCH23 | PUMP, CHILLED WATER #23 | AURORA PUMP CO | DNA | DNA | OM00035533 | NA | MECH ROOM | NA | NA | NA | 75 | 230/460 | 164/32 | Electric | 3 | NA | NA | \Classifications\Building System Class\D30-HVAC Systems\D3030 - Cooling SYS\Chilled Water Pump - PCH | 1015117
19-K1 | 19-K1 Stanley Mosk Courthouse | 19-K1-D3050-210-PKU01 | PACKAGE UNIT | TRANE | G35142B76D | TCD120B400BA | OM00035508 |  | WEST END | 4L 620 | 20x20x2 (3), 20x16x2 (3) | R-22 | NA | 460 | 30 | Electric | 3 | NA | NA | \Classifications\Building System Class\D30-HVAC Systems\D3050 - Package SYS\Package Unit - PKU | 1015118
19-K1 | 19-K1 Stanley Mosk Courthouse | 19-K1-G3010-210-PWT01 | TANK, POTABLE WATER STORAGE #1 | ADVANCED TANK | SHOP STAMP #12332 | 7147 | OM00035289 | NA | PENTHOUSE MECH ROOM | NA | NA | NA | NA | NA | NA | NA | NA | NA | NA | \Classifications\Building System Class\G30-Site Mechanical Utilities\G3010 - Water Supply\Potable Water Storage Tank - PWT | 1015119
19-K1 | 19-K1 Stanley Mosk Courthouse | 19-K1-G3010-210-PWT02 | TANK, POTABLE WATER STORAGE #2 | ADVANCED TANK | SHOP STAMP #12331 | 7267 | OM00035290 | NA | PENTHOUSE MECH ROOM | NA | NA | NA | NA | NA | NA | NA | NA | NA | NA | \Classifications\Building System Class\G30-Site Mechanical Utilities\G3010 - Water Supply\Potable Water Storage Tank - PWT | 1015120
19-K1 | 19-K1 Stanley Mosk Courthouse | 19-K1-G3010-210-PWT03 | TANK, POTABLE WATER STORAGE #3 (LARGE) | DNA | DNA | DNA | OM00035474 | NA | OUTSIDE 1026 MECH ROOM MIDDLE CORRIDOR | NA | NA | NA | NA | NA | NA | NA | NA | NA | NA | \Classifications\Building System Class\G30-Site Mechanical Utilities\G3010 - Water Supply\Potable Water Storage Tank - PWT | 1015121
19-K1 | 19-K1 Stanley Mosk Courthouse | 19-K1-G3010-210-PWT04 | TANK, POTABLE WATER STORAGE #4 (LARGE) | DNA | DNA | DNA | OM00035473 | NA | OUTSIDE 1026 MECH ROOM MIDDLE CORRIDOR | NA | NA | NA | NA | NA | NA | NA | NA | NA | NA | \Classifications\Building System Class\G30-Site Mechanical Utilities\G3010 - Water Supply\Potable Water Storage Tank - PWT | 1015122
19-K1 | 19-K1 Stanley Mosk Courthouse | 19-K1-G3010-210-PWT05 | TANK, POTABLE WATER STORAGE #5 (MED) | DNA | DNA | DNA | OM00035475 | NA | PENTHOUSE MIDDLE CORRIDOR OUTSIDE 1026 | NA | NA | NA | NA | NA | NA | NA | NA | NA | NA | \Classifications\Building System Class\G30-Site Mechanical Utilities\G3010 - Water Supply\Potable Water Storage Tank - PWT | 1015123
19-K1 | 19-K1 Stanley Mosk Courthouse | 19-K1-G3010-210-PWT06 | TANK, POTABLE WATER STORAGE #6 | DNA | DNA | DNA | OM00035476 | NA | PENTHOUSE MIDDLE CORRIDOR OUTSIDE ON 1026 | NA | NA | NA | NA | NA | NA | NA | NA | NA | NA | \Classifications\Building System Class\G30-Site Mechanical Utilities\G3010 - Water Supply\Potable Water Storage Tank - PWT | 1015124
19-K1 | 19-K1 Stanley Mosk Courthouse | 19-K1-G3010-210-PWT07 | TANK, POTABLE WATER STORAGE #7 | ADVANCED TANK & MFG | 7277 | 2333 | OM00035541 | 129294 | MECH RM 800 (H2O TANK #7) | NA | NA | NA | NA | NA | NA | NA | NA | NA | NA | \Classifications\Building System Class\G30-Site Mechanical Utilities\G3010 - Water Supply\Potable Water Storage Tank - PWT | 1015125
19-K1 | 19-K1 Stanley Mosk Courthouse | 19-K1-D3041-210-SFN28 | FAN, SUPPLY #28 | UTILITY FAN CORP | A05365 | 4-900 | OM00035447 |  | MECH RM 716 (SUPPLY FAN #28) | A-75 (2) | NA | NA | 2 | 460/280 | 3.5/6.1 | Electric | 3 | NA | NA | \Classifications\Building System Class\D30-HVAC Systems\D3040 - Distribution SYS\Supply/Exhaust/Return fans- FAN | 1015126
19-K1 | 19-K1 Stanley Mosk Courthouse | 19-K1-D3041-210-SFN29 | FAN, SUPPLY #29 | UTILITY FAN CORP | A05403 | 4-1110 | OM00035459 |  | ELECTRICAL RM 704 (SUPPLY FAN #29) | B-158 (3) | (3) 24X25X2 | NA | 1 | 208-220/440 | 3.8/1.9 | Electric | 3 | NA | NA | \Classifications\Building System Class\D30-HVAC Systems\D3040 - Distribution SYS\Supply/Exhaust/Return fans- FAN | 1015127
19-K1 | 19-K1 Stanley Mosk Courthouse | 19-K1-D3041-210-SFN31 | FAN, SUPPLY #31 | UTILITY FAN CORP | A05366 | 4-900 | OM00035581 |  | MECH RM 1026 (SUPPLY FAN #31) | B-75 (2) | (3) 20X25X2 | NA | 3/4 | 208-230/*460 | 5.2-3.0/1.5 | Electric | 3 | NA | NA | \Classifications\Building System Class\D30-HVAC Systems\D3040 - Distribution SYS\Supply/Exhaust/Return fans- FAN | 1015128
19-K1 | 19-K1 Stanley Mosk Courthouse | 19-K1-D3041-210-SFN33 | FAN, SUPPLY #33 | UTILITY FAN CORP | A05394 | 4-1700 | OM00035287 |  | MECH RM 1026 (SUPPLY FAN #33) | B-136 (2) | (8) 24X20X2 | NA | 3 | 220-440 | 9.8-4.9 | Electric | 3 | NA | NA | \Classifications\Building System Class\D30-HVAC Systems\D3040 - Distribution SYS\Supply/Exhaust/Return fans- FAN | 1015129
19-K1 | 19-K1 Stanley Mosk Courthouse | 19-K1-D2017-100-SHW01 | SHOWER, EYE WASH STATION | SURVIVAL AIR SYSTEMS | DNA | 2358:1-1990 | OM00035448 |  | 3RD FLOOR MAIN ELECTRICAL ROOM ADJACENT TO GENERATOR | NA | NA | NA | NA | NA | NA | NA | NA | NA | NA | \Classifications\Building System Class\D20-Plumbing\D2010 - Plumb Fix\Showers - SHW | 1015130
19-K1 | 19-K1 Stanley Mosk Courthouse | 19-K1-D5011-240-TRN01 | ELECTRICAL, TRANSFORMER #1 | GE | DNA | C503909 | OM00035450 | NA | ELECTRICAL RM 716 (TRANSFORMER #1) | NA | NA | NA | NA | 4800-208/120 | 300 | Electric | 3 | NA | NA | \Classifications\Building System Class\D50-Electrical SYS\D5010 - Elec Service & Dist\Transformer - TRN | 1015131
19-K1 | 19-K1 Stanley Mosk Courthouse | 19-K1-D5011-240-TRN02 | ELECTRICAL, TRANSFORMER #2 | GE | DNA | C503910 | OM00035451 | NA | ELECTRICAL RM 716 (TRANSFORMER #2) | NA | NA | NA | NA | 4800-208/120 | 300 | Electric | 3 | NA | NA | \Classifications\Building System Class\D50-Electrical SYS\D5010 - Elec Service & Dist\Transformer - TRN | 1015132
19-K1 | 19-K1 Stanley Mosk Courthouse | 19-K1-D5011-240-TRN03 | ELECTRICAL, TRANSFORMER #3 (LARGE) | GE | DNA | C503910 | OM00035452 | NA | ELECTRICAL RM 716 (TRANSFORMER #3) | NA | NA | NA | NA | DNA | DNA | Electric | DNA | NA | NA | \Classifications\Building System Class\D50-Electrical SYS\D5010 - Elec Service & Dist\Transformer - TRN | 1015133
19-K1 | 19-K1 Stanley Mosk Courthouse | 19-K1-D5011-240-TRN04 | ELECTRICAL, TRANSFORMER #4 (MEDIUM) | GE | 9881727 | 9T23Y3052 | OM00035449 | DNA | ELECTRICAL RM 716 (TRANSFORMER #4) | NA | NA | NA | NA | 208/480 | 30 | Electric | 3 | NA | NA | \Classifications\Building System Class\D50-Electrical SYS\D5010 - Elec Service & Dist\Transformer - TRN | 1015134
19-K1 | 19-K1 Stanley Mosk Courthouse | 19-K1-D5011-240-TRN05 | ELECTRICAL, TRANSFORMER #5 (LARGE) | GE | DNA | C502185 | OM00035460 | NA | ELECTRICAL RM 702 (TRANSFORMER #5) | NA | NA | NA | NA | 4800-480 | 750 | Electric | 3 | NA | NA | \Classifications\Building System Class\D50-Electrical SYS\D5010 - Elec Service & Dist\Transformer - TRN | 1015135
19-K1 | 19-K1 Stanley Mosk Courthouse | 19-K1-D5011-240-TRN06 | ELECTRICAL, TRANSFORMER #6 (MEDIUM) | GE | 9881707 | 9T23Y3053 | OM00035461 | NA | ELECTRICAL RM 702 (TRANSFORMER #6) | NA | NA | NA | NA | 480 | 45 | Electric | 3 | NA | NA | \Classifications\Building System Class\D50-Electrical SYS\D5010 - Elec Service & Dist\Transformer - TRN | 1015136
19-K1 | 19-K1 Stanley Mosk Courthouse | 19-K1-D5011-240-TRN07 | ELECTRICAL, TRANSFORMER #7 (SMALL) | SQUARE D COMPANY | 14117360-003-1 | 45T85HISCU | OM00035462 | DNA | ELECTRICAL RM 702 (TRANSFORMER #7) | NA | NA | NA | NA | 208/120 | 45 | Electric | 3 | NA | NA | \Classifications\Building System Class\D50-Electrical SYS\D5010 - Elec Service & Dist\Transformer - TRN | 1015137
19-K1 | 19-K1 Stanley Mosk Courthouse | 19-K1-D5011-240-TRN08 | ELECTRICAL, TRANSFORMER #8 (LARGE) | GE | DNA | C503906 | OM00035463 | NA | ELECTRICAL RM 702 (TRANSFORMER #8) | NA | NA | NA | NA | 4800-208-120 | 300 | Electric | 3 | NA | NA | \Classifications\Building System Class\D50-Electrical SYS\D5010 - Elec Service & Dist\Transformer - TRN | 1015138
19-K1 | 19-K1 Stanley Mosk Courthouse | 19-K1-D5011-240-TRN09 | ELECTRICAL, TRANSFORMER #9 (LARGE) | GE | DNA | C503907 | OM00035464 | NA | ELECTRICAL RM 702 (TRANSFORMER #9) | NA | NA | NA | NA | 4800-208/120 | 300 | Electric | 3 | NA | NA | \Classifications\Building System Class\D50-Electrical SYS\D5010 - Elec Service & Dist\Transformer - TRN | 1015139
19-K1 | 19-K1 Stanley Mosk Courthouse | 19-K1-D5011-240-TRN10 | ELECTRICAL, TRANSFORMER #10 | GE | DNA | C503908 | OM00035465 | NA | ELECTRICAL RM 702 (TRANSFORMER #10) Center of Room | NA | NA | NA | NA | 4800-208/120 | 300 | Electric | 3 | NA | NA | \Classifications\Building System Class\D50-Electrical SYS\D5010 - Elec Service & Dist\Transformer - TRN | 1015140
19-K1 | 19-K1 Stanley Mosk Courthouse | 19-K1-D5011-240-TRN11 | ELECTRICAL, TRANSFORMER #11 (LARGE) | GE | DNA | C503913 | OM00035292 | NA | ELECTRICAL RM 1034 (TRANSFORMER #11) | NA | NA | NA | NA | 4800-208/120 | 300 | Electric | 3 | NA | NA | \Classifications\Building System Class\D50-Electrical SYS\D5010 - Elec Service & Dist\Transformer - TRN | 1015141
19-K1 | 19-K1 Stanley Mosk Courthouse | 19-K1-D5011-240-TRN12 | ELECTRICAL, TRANSFORMER #12 (LARGE) | GE | DNA | C503916 | OM00035478 | NA | ELECTRICAL RM 1034 (TRANSFORMER #12) | NA | NA | NA | NA | 4800 | 300 | Electric | 3 | NA | NA | \Classifications\Building System Class\D50-Electrical SYS\D5010 - Elec Service & Dist\Transformer - TRN | 1015142
19-K1 | 19-K1 Stanley Mosk Courthouse | 19-K1-D5011-240-TRN13 | ELECTRICAL, TRANSFORMER #13 (LARGE) | GE | DMA | C503915 | OM00035479 | NA | ELECTRICAL RM 1034 (TRANSFORMER #13) | NA | NA | NA | NA | 4800-208/120 | 300 | Electric | 3 | NA | NA | \Classifications\Building System Class\D50-Electrical SYS\D5010 - Elec Service & Dist\Transformer - TRN | 1015143
19-K1 | 19-K1 Stanley Mosk Courthouse | 19-K1-D5011-240-TRN14 | ELECTRICAL, TRANSFORMER #14 (SMALL) | GE | DNA | 9T51Y6436 | OM00035493 | NA | PENTHOUSE ELEVATOR RM BESIDE ELEVATOR DISCONNECT | NA | NA | NA | NA | 240/480 | 2 | Electric | 3 | NA | NA | \Classifications\Building System Class\D50-Electrical SYS\D5010 - Elec Service & Dist\Transformer - TRN | 1015144
19-K1 | 19-K1 Stanley Mosk Courthouse | 19-K1-D5011-240-TRN15 | ELECTRICAL, TRANSFORMER #15 (MEDIUM) | SQUARE D COMPANY | 219233 | 500T28H | OM00035492 | NA | ELECTRICAL ROOM NEAR DOCK AREA | NA | NA | NA | NA | 4800-480/277 | 500 | Electric | 3 | NA | NA | \Classifications\Building System Class\D50-Electrical SYS\D5010 - Elec Service & Dist\Transformer - TRN | 1015145
19-K1 | 19-K1 Stanley Mosk Courthouse | 19-K1-D5011-240-TRN16 | ELECTRICAL, TRANSFORMER #16 (LARGE) | GE | DNA | C 379339-56P | OM00035494 | NA | ELECTRICAL ROOM TOWARD DOCK AREA, UNIT IS NEAR GENERATORS | NA | NA | NA | NA | 4800-480 | 300 | Electric | 3 | NA | NA | \Classifications\Building System Class\D50-Electrical SYS\D5010 - Elec Service & Dist\Transformer - TRN | 1015146
19-K1 | 19-K1 Stanley Mosk Courthouse | 19-K1-D5011-240-TRN17 | ELECTRICAL, TRANSFORMER #17 (SMALL) | GE | DNA | 9T51Y6436 | OM00035518 | NA | ELEVATOR RM ABOVE 7TH FLOOR MECH RM, UNDER ELEVATOR DISCONNECTS | NA | NA | NA | NA | 240/480 | 2 | Electric | 3 | NA | NA | \Classifications\Building System Class\D50-Electrical SYS\D5010 - Elec Service & Dist\Transformer - TRN | 1015147
19-K1 | 19-K1 Stanley Mosk Courthouse | 19-K1-D5011-240-TRN19 | ELECTRICAL, TRANSFORMER #19 (MEDIUM) | GE | 9881280 | 9T23Y3052 | OM00035568 | NA | ELECTRICAL ROOM NEAR LOADING DOCK | NA | NA | NA | NA | 120-220/480 | 30 | Electric | 3 | NA | NA | \Classifications\Building System Class\D50-Electrical SYS\D5010 - Elec Service & Dist\Transformer - TRN | 1015148
19-K1 | 19-K1 Stanley Mosk Courthouse | 19-K1-D5011-240-TRN20 | ELECTRICAL, TRANSFORMER #20 (LARGE) | GE | DNA | C 37931656P | OM00035569 | NA | ELECTRICAL RM NEAR LOADING DOCK | NA | NA | NA | NA | 4800-480 | 500 | Electric | 3 | NA | NA | \Classifications\Building System Class\D50-Electrical SYS\D5010 - Elec Service & Dist\Transformer - TRN | 1015149
19-K1 | 19-K1 Stanley Mosk Courthouse | 19-K1-D5011-240-TRN21 | ELECTRICAL, TRANSFORMER #21 | SQUARED D COMP | 79TS22C | 34349-50112-014 | OM00035570 | NA | ELECTRICAL ROOM NEAR LOADING DOCK | NA | NA | NA | NA | 480/277 | 75 | Electric | 3 | NA | NA | \Classifications\Building System Class\D50-Electrical SYS\D5010 - Elec Service & Dist\Transformer - TRN | 1015150
19-K1 | 19-K1 Stanley Mosk Courthouse | 19-K1-D2023-310-WBS05 | PUMP, DOMESTIC WATER | AURORA PUMP CO | F1093 | M3308 (SIZE 2/2-5/10) | OM00035545 | NA | MECH RM 800 (PUMP #5) | NA | NA | NA | 5 | 208-230/460 | 15.2-13.6-6.8 | Electric | 3 | NA | NA | \Classifications\Building System Class\D20-Plumbing\D2020 - Domestic Water\Domestic Water Booster System - WBS | 1015155
19-K1 | 19-K1 Stanley Mosk Courthouse | 19-K1-D2023-310-WBS06 | PUMP, DOMESTIC WATER | AURORA PUMP CO | DNA | 94-14617 (SIZE 2/2-5/10) | OM00035546 | NA | MECH RM 800 (PUMP #6) | NA | NA | NA | 5 | 208-230/460 | 15.2-13.6-6.8 | Electric | 3 | NA | NA | \Classifications\Building System Class\D20-Plumbing\D2020 - Domestic Water\Domestic Water Booster System - WBS | 1015156
19-K1 | 19-K1 Stanley Mosk Courthouse | 19-K1-D2023-310-WBS07 | PUMP, DOMESTIC WATER BOOSTER #7 | AURORA PUMP CO | 01-277563-2 | AD77A (SIZE 2/2-5/12) | OM00035547 | NA | MECH RM 800 (PUMP #7) | NA | NA | NA | 5 | 208-230/460 | 13.9-13.4/6.7 | Electric | 3 | NA | NA | \Classifications\Building System Class\D20-Plumbing\D2020 - Domestic Water\Domestic Water Booster System - WBS | 1015157
19-K1 | 19-K1 Stanley Mosk Courthouse | 19-K1-D2023-310-WBS08 | PUMP, DOMESTIC WATER BOOSTER #8 | AURORA PUMP CO | 87-04361 | DNA | OM00035548 | NA | MECH RM 800 (PUMP #8) | NA | NA | NA | 5 | 208-230/460 | 15.3-13.6-6.8 | Electric | 3 | NA | NA | \Classifications\Building System Class\D20-Plumbing\D2020 - Domestic Water\Domestic Water Booster System - WBS | 1015158
19-K1 | 19-K1 Stanley Mosk Courthouse | 19-K1-D2090-650-WSR01 | WATER SOFTENER #1 (WATER FOUNTAINS 745 GAL) | WATER CONDITIONING INC | DNA | F9288 | OM00035563 | 1005 | MECH ROOM | NA | NA | NA | NA | NA | NA | NA | NA | NA | NA | \Classifications\Building System Class\D20-Plumbing\D2090 - Other Plumbing SYS\Water Softener - WSR | 1015159
19-K1 | 19-K1 Stanley Mosk Courthouse | 19-K1-D2090-650-WSR02 | WATER SOFTENER #2 (WATER FOUNTAIN 745 GAL) | WATER CONDITIONING INC | 1100 | DNA | OM00035562 | 1004 | MECH ROOM | NA | NA | NA | NA | NA | NA | NA | NA | NA | NA | \Classifications\Building System Class\D20-Plumbing\D2090 - Other Plumbing SYS\Water Softener - WSR | 1015160
19-K1 | 19-K1 Stanley Mosk Courthouse | 19-K1-D2090-650-WSR03 | WATER SOFTENER #3 (WATER FOUNTAINS 625 GAL) | WATER CONDITIONING INC | B-74370 | NA | OM00035561 | 1100 | MECH ROOM | NA | NA | NA | NA | NA | NA | NA | NA | NA | NA | \Classifications\Building System Class\D20-Plumbing\D2090 - Other Plumbing SYS\Water Softener - WSR | 1015161
19-K1 | 19-K1 Stanley Mosk Courthouse | 19-K1-D2090-650-WSR04 | WATER SOFTENER #4 (KITCHEN) | ADVANCED TANK | 7223 | 12234 | OM00035540 | F9293 PERMIT # | MECH RM 800 (H2O SOFTEN #4) | NA | NA | NA | NA | NA | NA | NA | NA | NA | NA | \Classifications\Building System Class\D20-Plumbing\D2090 - Other Plumbing SYS\Water Softener - WSR | 1015162
19-K1 | 19-K1 Stanley Mosk Courthouse | 19-K1-D3042-220-EFN01 | FAN, EXHAUST BELT DRIVEN #1 (ROOF) | LOREN COOK CO | F0107313201 | DNA | OM00035477 |  | PENTHOUSE MIDDLE CORRIDOR BY STORAGE TANKS (EXH FAN #1) | 4L290 | NA | NA | 1.5 | 220 | 4.2-2.1 | Electric | 3 | NA | NA | \Classifications\Building System Class\D30-HVAC Systems\D3040 - Distribution SYS\Supply/Exhaust/Return fans- FAN | 1015163
19-K1 | 19-K1 Stanley Mosk Courthouse | 19-K1-D3042-220-EFN02 | FAN, EXHAUST BELT DRIVEN #2 (ROOF) | UTILITY FAN CORP | DNA | DNA | OM00035487 |  | PENTHOUSE NEAR 4 LARGE H2O TANKS (EXH FAN #2) | AX-62 | NA | NA | 2 | 220/440 | 6.0-3.0 | Electric | 3 | NA | NA | \Classifications\Building System Class\D30-HVAC Systems\D3040 - Distribution SYS\Supply/Exhaust/Return fans- FAN | 1015164
19-K1 | 19-K1 Stanley Mosk Courthouse | 19-K1-D3042-220-EFN05 | FAN, EXHAUST BELT DRIVEN #5 | UTILITY FAN CORP | DNA | M3304 | OM00035528 |  | MECH RM (EXH FAN #5) | B-115 (2) | (3) 24X25X2 | NA | 3 | 208-230/460 | 9.5-3/4.5 | Electric | 3 | NA | NA | \Classifications\Building System Class\D30-HVAC Systems\D3040 - Distribution SYS\Supply/Exhaust/Return fans- FAN | 1015165
19-K1 | 19-K1 Stanley Mosk Courthouse | 19-K1-D3041-230-RFN12 | FAN, RETURN #12 (BELT DRIVEN) | UTILITY FAN CORP | A05386 | 4-1510 | OM00035567 |  | MECH RM 346A (EXH FAN #12) | B-112 (2) | (2) 24X25X2 | NA | 5 | 208-220/440 | 9.5-9.4.5 | Electric | 3 | NA | NA | \Classifications\Building System Class\D30-HVAC Systems\D3040 - Distribution SYS\Supply/Exhaust/Return fans- FAN | 1015166
19-K1 | 19-K1 Stanley Mosk Courthouse | 19-K1-D3041-230-RFN28 | FAN, RETURN #28 (BELT DRIVEN) | UTILITY FAN CORP | A05877 | 4-620 | OM00035571 |  | MECH RM UPPER RIGHT ON DUCT (EXH FAN #28) | B-68 (2) | NA | NA | 2 | 208-220/440 | 9.0-4.5 | Electric | 3 | NA | NA | \Classifications\Building System Class\D30-HVAC Systems\D3040 - Distribution SYS\Supply/Exhaust/Return fans- FAN | 1015167
19-K1 | 19-K1 Stanley Mosk Courthouse | 19-K1-D3041-230-RFN29 | FAN, RETURN #29 (BELT DRIVEN) | UTILITY FAN CORP | A05262 | 4-1510 | OM00035566 |  | MECH RM 346A (EXH FAN #29) | B-112 (3) | (3) 24X25X2 | NA | 2 | 208-220/440 | 6.0-3.0 | Electric | 3 | NA | NA | \Classifications\Building System Class\D30-HVAC Systems\D3040 - Distribution SYS\Supply/Exhaust/Return fans- FAN | 1015168
19-K1 | 19-K1 Stanley Mosk Courthouse | 19-K1-D3041-230-RFN30 | FAN, RETURN #30 (BELT DRIVEN) | UTILITY FAN CORP | A05263 | 4-910 | OM00035497 |  | ELECTRICAL RM 322E (EXH FAN #30) | 4L759 (2) | (3) 24X25X2 | NA | 3/4 | 230/460 | 3.0-1.5 | Electric | 3 | NA | NA | \Classifications\Building System Class\D30-HVAC Systems\D3040 - Distribution SYS\Supply/Exhaust/Return fans- FAN | 1015169
19-K1 | 19-K1 Stanley Mosk Courthouse | 19-K1-D3041-230-RFN31 | FAN, RETURN #31 (BELT DRIVEN) | UTILITY FAN CORP | A05382 | 4-2100 | OM00035486 |  | MECH RM 1032 (EXH FAN #31) | B-144 (2) | (3) 24X25X2 | NA | 5 | 208-220/440 | 28.2-14.1 | Electric | 3 | NA | NA | \Classifications\Building System Class\D30-HVAC Systems\D3040 - Distribution SYS\Supply/Exhaust/Return fans- FAN | 1015170
19-K1 | 19-K1 Stanley Mosk Courthouse | 19-K1-D3042-220-EFN32 | FAN, EXHAUST BELT DRIVEN #32 | UTILITY FAN CORP | A05387 | 4-1510 | OM00035741 |  | MECH RM 721 (EXH FAN #32) | B-105 (2) | NA | NA | 2 | 460 | 3 | Electric | 3 | NA | NA | \Classifications\Building System Class\D30-HVAC Systems\D3040 - Distribution SYS\Supply/Exhaust/Return fans- FAN | 1015171
19-K1 | 19-K1 Stanley Mosk Courthouse | 19-K1-D3042-220-EFN33 | FAN, EXHAUST BELT DRIVEN #33 | UTILITY FAN CORP | A05372 | 4-1110 | OM00035744 |  | MECH RM 710 (EXH FAN #33) | B-90 (2) | (3) 20X25X2 | NA | 2 | 220/440 | DNA | Electric | 3 | NA | NA | \Classifications\Building System Class\D30-HVAC Systems\D3040 - Distribution SYS\Supply/Exhaust/Return fans- FAN | 1015172
19-K1 | 19-K1 Stanley Mosk Courthouse | 19-K1-D3041-230-RFN34 | FAN, RETURN #34 (BELT DRIVEN) | UTILITY FAN CORP | A05388 | 4-1510 | OM00035458 |  | MECH RM 708 (EXH FAN #34) | B-158 (2) | (3) 24X25X2 | NA | 2 | 220/440 | 9.2-4.6 | Electric | 3 | NA | NA | \Classifications\Building System Class\D30-HVAC Systems\D3040 - Distribution SYS\Supply/Exhaust/Return fans- FAN | 1015173
19-K1 | 19-K1 Stanley Mosk Courthouse | 19-K1-D3041-230-RFN35 | FAN, RETURN #35 (BELT DRIVEN) | UTILITY FAN CORP | A05385 | 4-2110 | OM00035468 |  | MECH RM 700 (EXH FAN #35) | B-144 (2) | (3) 24X25X2 | NA | 3 | 208-220/440 | 9.8-4.9 | Electric | 3 | NA | NA | \Classifications\Building System Class\D30-HVAC Systems\D3040 - Distribution SYS\Supply/Exhaust/Return fans- FAN | 1015174
19-K1 | 19-K1 Stanley Mosk Courthouse | 19-K1-D3041-230-RFN36 | FAN, RETURN #36 (BELT DRIVEN) | UTILITY FAN CORP | A05392 | 4-1910 | OM00035485 |  | MECH RM 1032 (EXH FAN #36) | B-136 (2) | (3) 24X25X2 | NA | 3 | 220/440 | 9.0-4.5 | Electric | 3 | NA | NA | \Classifications\Building System Class\D30-HVAC Systems\D3040 - Distribution SYS\Supply/Exhaust/Return fans- FAN | 1015175
19-K1 | 19-K1 Stanley Mosk Courthouse | 19-K1-D3041-230-RFN37 | FAN, EXHAUST BELT DRIVEN #37 | UTILITY FAN CORP | A05374 | 4-2230 | OM00035472 |  | MECH RM 1026 (EXH FAN #37) | B-158 (2) | (3) 20X25X2 | NA | 3 | 220/440 | 14.4-7.2 | Electric | 3 | NA | NA | \Classifications\Building System Class\D30-HVAC Systems\D3040 - Distribution SYS\Supply/Exhaust/Return fans- FAN | 1015176
19-K1 | 19-K1 Stanley Mosk Courthouse | 19-K1-D2023-100-BFP07 | BACKFLOW PREVENTER #3 | WATTS | 255870 | 709 | OM00035579 |  | DOCK AREA | NA | NA | NA | NA | NA | NA | NA | NA | NA | NA | \Classifications\Building System Class\D20-Plumbing\D2020 - Domestic Water\Backflow Preventer - BFP | 1015199
19-K1 | 19-K1 Stanley Mosk Courthouse | 19-K1-D3012-120-GMR01 | METER, GAS METER (LOADING DOCK) | ROOTS METER | 0957223 | 15C175 | OM00035580 | 13081965 | DOCK AREA | NA | NA | NA | NA | NA | NA | NA | NA | NA | NA | \Classifications\Building System Class\D30-HVAC Systems\D3010 - Energy Supply\Gas Meter Readings - GMR | 1015200
19-K1 | 19-K1 Stanley Mosk Courthouse | 19-K1-D4095-230-HBL01 | VENT HOOD (KITCHEN HOOD 14 & 15) | ANSUL | 5302055 | DNA | OM00035572 | 783832 | KITCHEN HOOD 14 & 15 | NA | NA | NA | NA | 120 | DNA | Electric | DNA | NA | NA | \Classifications\Building System Class\D40-Fire Protection SYS\D4090 - Other Fire Protection Systems\Hood and Blower - HBL | 1015201
19-K1 | 19-K1 Stanley Mosk Courthouse | 19-K1-B2034-400-DOH01 | DOOR, ROLLUP GATE (DOCK) | AUT-O-DOR | DNA | DNA | OM00035602 |  | LOADING DOCK GATE | NA | NA | NA | 10 | 120/208 | DNA | Electric | 3 | NA | NA | \Classifications\Building System Class\B20-General Building Exterior\B2030 - Exterior Doors\Door,Overhead-Shutter,Manual,Elec,Roll-up - DOH | 1015202
19-K1 | 19-K1 Stanley Mosk Courthouse | 19-K1-G3063-100-DAT01 | DIESEL DAY TANK (ABOVE GROUND) | PRYCO | 04460286 | PY100VLDW | OM00035500 | NA | MECH/ELECT ROOM | NA | NA | NA | DNA | 220/440 | 1.26/.63 | Diesel | 3 | NA | NA | \Classifications\Building System Class\G30-Site Mechanical Utilities\G3060 - Fuel Distribution\Tank, Fuel Storage Day - DAT | 1015333
19-K1 | 19-K1 Stanley Mosk Courthouse | 19-K1-D3090-114-CMP02 | COMPRESSOR, AIR CONTROL #2 | GARDNER-DENVER | 41364 | R24 | OM00035564 | State ID#: 17313-58 | MECH ROOM | 4L400 (3) | NA | NA | DNA | 220/ | DNA | DNA | DNA | NA | NA | \Classifications\Building System Class\D30-HVAC Systems\D3090 - Other HVAC Systems and Equipment\Air Compressor - CMP | 1015335
19-K1 | 19-K1 Stanley Mosk Courthouse | 19-K1-D3090-114-CST01 | TANK, CONTROL AIR COMPRESSOR STORAGE #1 | ROY E HANSON | 12526 | UW-52B | OM00035509 | 387360 | MECH RM 721 (TANK #1) | NA | NA | NA | NA | NA | NA | NA | NA | NA | NA | \Classifications\Building System Class\D30-HVAC Systems\D3090 - Other HVAC Systems and Equipment\Tank, Control Air Compressor Storage - CST | 1015337
19-K1 | 19-K1 Stanley Mosk Courthouse | 19-K1-D3090-114-CST02 | TANK, CONTROL AIR COMPRESSOR STORAGE #2 | ROY E HANSON | 12521 | UW-52B | OM00035510 | 387260LA | MECH RM 710 (TANK #2) | NA | NA | NA | NA | NA | NA | NA | NA | NA | NA | \Classifications\Building System Class\D30-HVAC Systems\D3090 - Other HVAC Systems and Equipment\Tank, Control Air Compressor Storage - CST | 1015338
19-K1 | 19-K1 Stanley Mosk Courthouse | 19-K1-D3090-114-CST03 | TANK, CONTROL AIR COMPRESSOR STORAGE #3 | ROY E HANSON | 12520 | UW-52B | OM00035511 | 387160 LA | MECH RM 708 (TANK #3) | NA | NA | NA | NA | NA | NA | NA | NA | NA | NA | \Classifications\Building System Class\D30-HVAC Systems\D3090 - Other HVAC Systems and Equipment\Tank, Control Air Compressor Storage - CST | 1015339
19-K1 | 19-K1 Stanley Mosk Courthouse | 19-K1-D3090-114-CST04 | TANK, CONTROL AIR COMPRESSOR STORAGE #4 | ROY E HANSON | 12518 | UW-52B | OM00035512 | 387060 LA | MECH RM 700 (TANK #4) | NA | NA | NA | NA | NA | NA | NA | NA | NA | NA | \Classifications\Building System Class\D30-HVAC Systems\D3090 - Other HVAC Systems and Equipment\Tank, Control Air Compressor Storage - CST | 1015340
19-K1 | 19-K1 Stanley Mosk Courthouse | 19-K1-D3090-114-CST05 | TANK, CONTROL AIR COMPRESSOR STORAGE #5 | ROY E HANSON | 12524 | UW-52B | OM00035519 | 386960 LA | MECH RM 1032 (TANK #5) | NA | NA | NA | NA | NA | NA | NA | NA | NA | NA | \Classifications\Building System Class\D30-HVAC Systems\D3090 - Other HVAC Systems and Equipment\Tank, Control Air Compressor Storage - CST | 1015341
19-K1 | 19-K1 Stanley Mosk Courthouse | 19-K1-D3090-114-CST06 | TANK, CONTROL AIR COMPRESSOR STORAGE #6 | ROY E HANSON | 12513 | UW-52B | OM00035520 | 386860 LA | MECH RM 1026 (TANK #6) | NA | NA | NA | NA | NA | NA | NA | NA | NA | NA | \Classifications\Building System Class\D30-HVAC Systems\D3090 - Other HVAC Systems and Equipment\Tank, Control Air Compressor Storage - CST | 1015342
19-K1 | 19-K1 Stanley Mosk Courthouse | 19-K1-D3090-114-CST07 | TANK, CONTROL AIR COMPRESSOR STORAGE #7 | ROY E HANSON | 12525 | UW-52B | OM00035527 | 306760 LA | MECH RM 422D (TANK #7) | NA | NA | NA | NA | NA | NA | NA | NA | NA | NA | \Classifications\Building System Class\D30-HVAC Systems\D3090 - Other HVAC Systems and Equipment\Tank, Control Air Compressor Storage - CST | 1015343
19-K1 | 19-K1 Stanley Mosk Courthouse | 19-K1-D3090-114-CST08 | TANK, CONTROL AIR COMPRESSOR STORAGE #8 | ROY E HANSON | 12516 | UW-52B | OM00035555 | 386560 LA | MECH RM 425D (TANK #8) | NA | NA | NA | NA | NA | NA | NA | NA | NA | NA | \Classifications\Building System Class\D30-HVAC Systems\D3090 - Other HVAC Systems and Equipment\Tank, Control Air Compressor Storage - CST | 1015344
19-K1 | 19-K1 Stanley Mosk Courthouse | 19-K1-D3090-114-CST09 | TANK, CONTROL AIR COMPRESSOR STORAGE #9 | ROY E HANSON | 12515 | UW-52B | OM00035553 | 386660 LA | MECH RM (TANK #9) | NA | NA | NA | NA | NA | NA | NA | NA | NA | NA | \Classifications\Building System Class\D30-HVAC Systems\D3090 - Other HVAC Systems and Equipment\Tank, Control Air Compressor Storage - CST | 1015345
19-K1 | 19-K1 Stanley Mosk Courthouse | 19-K1-G3063-100-AST01 | TANK, DIESEL FUEL STORAGE (ABOVE GROUND) | HOOVER CONTAINMENT TANK | M-383384 | L-DP100P | OM00035443 | DNA | GROUNDS | NA | NA | NA | NA | NA | NA | Diesel | NA | NA | NA | \Classifications\Building System Class\G30-Site Mechanical Utilities\G3060 - Fuel Distribution\Tank, Fuel Storage, Above Ground - AST | 1015349
19-K1 | 19-K1 Stanley Mosk Courthouse | 19-K1-D3041-110-AHU04 | AIR HANDLER UNIT #4 | UTILITY FAN CORP | A05255 | 4-3100 | OM00028542 | DNA | MECH RM 112B (AIR HANDLER #4) | B-240 | 20X25X2 @24 | NA | 20HP | 480 | 24 |  | 3 |  |  | \Classifications\Building System Class\D30-HVAC Systems\D3040 - Distribution SYS\Air Handling Unit - AHU | 1015352
19-K1 | 19-K1 Stanley Mosk Courthouse | 19-K1-D3041-110-AHU05 | AIR HANDLER UNIT #5 | UTILITY FAN CORP | DNA | DNA | OM00028543 |  | MECH RM 112B (AIR HANDLER #5) | B-78 | 20X25X2 Q3 | NA | 5 hp | 480 | 7 |  | 3 |  |  | \Classifications\Building System Class\D30-HVAC Systems\D3040 - Distribution SYS\Air Handling Unit - AHU | 1015353
19-K1 | 19-K1 Stanley Mosk Courthouse | 19-K1-D3041-110-AHU03 | AIR HANDLER UNIT #3 | Utility Fan Corp | A-05254 | 4-2900 | OM00028531 |  | MECH RM 112B (AIR HANDLER #3) | B-195 | 20X20X2 @26 | NA | 15 HP | 480 | 20 |  | 3 |  |  | \Classifications\Building System Class\D30-HVAC Systems\D3040 - Distribution SYS\Air Handling Unit - AHU | 1015354
19-K1 | 19-K1 Stanley Mosk Courthouse | 19-K1-D4010-150-FMS06 | FIRE SYSTEM RISER #1 (4") | VIKING GROUP | DNA | DNA | OM00028570 |  | 3rd Floor, Room 332 D Left of Entrance | [10 empty] | \Classifications\Building System Class\D40-Fire Protection SYS\D4010 - Sprinkler SYS\Fire Systems, stand pipes - FMS | 1015445
19-K1 | 19-K1 Stanley Mosk Courthouse | 19-K1-D4010-150-FMS07 | FIRE SYSTEM RISER #3 (6") | VIKING GROUP | 8497 | E | OM00028562 |  | NORTH EAST CORNER OF BUILDING - MENS' PUBLIC RESTROOM, 1st Floor | [10 empty] | \Classifications\Building System Class\D40-Fire Protection SYS\D4010 - Sprinkler SYS\Fire Systems, stand pipes - FMS | 1015446
19-K1 | 19-K1 Stanley Mosk Courthouse | 19-K1-D4010-150-FMS08 | FIRE SYSTEMS, RISER #8 | VIKING GROUP | 8502 | E | OM00028564 | DNA | SOUTH END CLOSET- 105 E, 1st Floor | [10 empty] | \Classifications\Building System Class\D40-Fire Protection SYS\D4010 - Sprinkler SYS\Fire Systems, stand pipes - FMS | 1015447
19-K1 | 19-K1 Stanley Mosk Courthouse | 19-K1-D4010-150-FMS09 | FIRE SYSTEM RISER #4 (6") | VIKING | 8499 | E | OM00028563 |  | SOUTH END CLOSET 106 - 1st FLOOR | [10 empty] | \Classifications\Building System Class\D40-Fire Protection SYS\D4010 - Sprinkler SYS\Fire Systems, stand pipes - FMS | 1015448
19-K1 | 19-K1 Stanley Mosk Courthouse | 19-K1-D4010-150-FMS10 | FIRE SYSTEM RISER #5 (6") | VIKING GROUP | 8500 | E | OM00028566 |  | 1st Floor, Rm 112, Left of Entrance | [10 empty] | \Classifications\Building System Class\D40-Fire Protection SYS\D4010 - Sprinkler SYS\Fire Systems, stand pipes - FMS | 1015449
19-K1 | 19-K1 Stanley Mosk Courthouse | 19-K1-D4010-150-FMS11 | FIRE SYSTEM RISER #6 (6") | VIKING GROUP | 8498 | E | OM00028565 |  | 1st Floor, SOUTWEST MECHANICAL ROOM 111A | [10 empty] | \Classifications\Building System Class\D40-Fire Protection SYS\D4010 - Sprinkler SYS\Fire Systems, stand pipes - FMS | 1015450
19-K1 | 19-K1 Stanley Mosk Courthouse | 19-K1-D4010-150-FMS12 | FIRE RISER A-7 (6') | VIKING GROUP | 8503 | E | OM00028567 |  | 1st Floor, RM 125 Center of room | [10 empty] | \Classifications\Building System Class\D40-Fire Protection SYS\D4010 - Sprinkler SYS\Fire Systems, stand pipes - FMS | 1015451
19-K1 | 19-K1 Stanley Mosk Courthouse | 19-K1-D4010-150-FMS13 | FIRE RISER B-8 (6') | VIKING GROUP | 8507 | E | OM00038568 |  | 1st Floor, Room 125, Center of Room | [10 empty] | \Classifications\Building System Class\D40-Fire Protection SYS\D4010 - Sprinkler SYS\Fire Systems, stand pipes - FMS | 1015452
19-K1 | 19-K1 Stanley Mosk Courthouse | 19-K1-D4010-150-FMS14 | FIRE RISER C-1-9 (6") | VIKING GROUP | 8504 | E | OM00028569 |  | 1st Floor, Rm125, Center of room | [10 empty] | \Classifications\Building System Class\D40-Fire Protection SYS\D4010 - Sprinkler SYS\Fire Systems, stand pipes - FMS | 1015453
19-K1 | 19-K1 Stanley Mosk Courthouse | 19-K1-D4010-150-FMS15 | FIRE SYSTEM RISER #10 (4") | VIKING GROUP | 2982 | E | OM00028572 |  | 1st Floor, Room 125, Center of Room | [10 empty] | \Classifications\Building System Class\D40-Fire Protection SYS\D4010 - Sprinkler SYS\Fire Systems, stand pipes - FMS | 1015454
19-K1 | 19-K1 Stanley Mosk Courthouse | 19-K1-D4010-150-FMS16 | FIRE SYSTEM RISER #16 | VIKING GROUP | DNA | E | OM00028571 |  | 3rd floor, Room 341, Center of room | [10 empty] | \Classifications\Building System Class\D40-Fire Protection SYS\D4010 - Sprinkler SYS\Fire Systems, stand pipes - FMS | 1015455
19-K1 | 19-K1 Stanley Mosk Courthouse | 19-K1-D3041-110-AHU01 | AIR HANDLER UNIT #1 | UTILITY FAN CORP | A05252 | 4-2830 | OM00028544 |  | MECH RM 111A (AIR HANDLER #1) | B-195 (6) | 20X25X2 | NA | 20 | 480 | 26 | Electric | 3 | NA | NA | \Classifications\Building System Class\D30-HVAC Systems\D3040 - Distribution SYS\Air Handling Unit - AHU | 1015626
19-K1 | 19-K1 Stanley Mosk Courthouse | 19-K1-D3041-110-AHU02 | AIR HANDLER UNIT #2 | UTILITY FAN CORP | A05253 | 4-2910 | OM00028545 |  | MECH RM 111A (AIR HANDLER #2) | b-210 | 20X25X2 | NA | 20 | 480 | 26 | Electric | 3 | NA | NA | \Classifications\Building System Class\D30-HVAC Systems\D3040 - Distribution SYS\Air Handling Unit - AHU | 1015627
19-K1 | 19-K1 Stanley Mosk Courthouse | 19-K1-B2034-400-DOH02 | DOOR, OVERHEAD #2 (ROLL-UP) | R & S SECURITY DOORS | DNA | DNA | OM00028559 |  | WAREHOUSE | NA | NA | NA | NA | NA | NA | NA | NA | NA | NA | \Classifications\Building System Class\B20-General Building Exterior\B2030 - Exterior Doors\Door,Overhead-Shutter,Manual,Elec,Roll-up - DOH | 1015724
19-K1 | 19-K1 Stanley Mosk Courthouse | 19-K1-D3090-220-CMD01 | COMPRESSOR, AIR DRYER (CMD01) | HANKINGSON | DNA | DNA | OM00028556 |  | CHILLED WATER ROOM | NA | NA | NA | DNA | DNA | DNA | NA | DNA | NA | NA | \Classifications\Building System Class\D30-HVAC Systems\D3090 - Other HVAC Systems and Equipment\Compressed Air Dryer - CMD | 1015725
19-K1 | 19-K1 Stanley Mosk Courthouse | 19-K1-G3010-210-PWT08 | TANK, DRINKING WATER EXPANSION #8 | PATTERSON-KELLEY | DNA | 55624 | OM00028558 |  | CHILLED WATER ROOM | NA | NA | NA | NA | NA | NA | NA | NA | NA | NA | \Classifications\Building System Class\G30-Site Mechanical Utilities\G3010 - Water Supply\Potable Water Storage Tank - PWT | 1015726
19-K1 | 19-K1 Stanley Mosk Courthouse | 19-K1-G3010-210-PWT09 | DRINKING WATER HEAT EXCHANGERS (CHILLED WATER) | PATTERSON-KELLEY | 280623 | 55624 | OM00028557 |  | CHILLED WATER ROOM | NA | NA | NA | NA | NA | 118 | NA | NA | NA | NA | \Classifications\Building System Class\G30-Site Mechanical Utilities\G3010 - Water Supply\Potable Water Storage Tank - PWT | 1015727
19-K1 | 19-K1 Stanley Mosk Courthouse | 19-K1-D5010-234-ATS03 | ELECTRICAL, AUTOMATIC TRANSFER SWITCH #3 | GENERIC POWER SYSTEMS | 90611 | CTS060N-3K2LDNCN | OM00028561 |  | ELECTRICAL RM 322E (ELECTRICAL TRANS #3) | NA | NA | NA | NA | 480 | 600 | Electric | 3 | NA | NA | \Classifications\Building System Class\D50-Electrical SYS\D5010 - Elec Service & Dist\Automatic Transfer Switch - ATS | 1015921
19-K1 | 19-K1 Stanley Mosk Courthouse | 19-K1-D5010-234-ATS02 | ELECTRICAL, AUTOMATIC TRANSFER SWITCH #2 | WA BENJAMIN ELECTRIC CO | DNA | SERIES 7000 | OM00028560 |  | ELECTRICAL RM 322E (ELECTRICAL TRANS #2) | NA | NA | NA | NA | 480 | 260 | Electric | 3 | NA | NA | \Classifications\Building System Class\D50-Electrical SYS\D5010 - Elec Service & Dist\Automatic Transfer Switch - ATS | 1015922
19-K1 | 19-K1 Stanley Mosk Courthouse | 19-K1-B2034-400-DOH04 | DOOR, OVERHEAD #4 (LOADING DOCK) | HIMCO ROLL-UP DOOR CO | DNA | DNA | OM00028552 | NA | TRASH AREA (DOOR #4) | NA | NA | NA | NA | NA | NA | NA |  | NA | NA | \Classifications\Building System Class\B20-General Building Exterior\B2030 - Exterior Doors\Door,Overhead-Shutter,Manual,Elec,Roll-up - DOH | 1015923
19-K1 | 19-K1 Stanley Mosk Courthouse | 19-K1-B2034-400-DOH03 | DOOR, OVERHEAD #3 (LOADING DOCK) | DNA | F-701021 | DNA | OM00028551 | NA | LOADING DOCK (DOOR #3) | NA | NA | NA | NA | NA | NA | NA |  | NA | NA | \Classifications\Building System Class\B20-General Building Exterior\B2030 - Exterior Doors\Door,Overhead-Shutter,Manual,Elec,Roll-up - DOH | 1015924
19-K1 | 19-K1 Stanley Mosk Courthouse | 19-K1-D3041-110-AHU33 | AIR HANDLER UNIT #33 | MCQUAY | 3QF00323-03 | MMM122DH | OM00035559 | NA | MECH RM (AIR HANDLER #33) | BP-70 (2) | 20X25X2 (10) | NA | 15 | 240 | 39-19.5 | Electric | 3 | NA | NA | \Classifications\Building System Class\D30-HVAC Systems\D3040 - Distribution SYS\Air Handling Unit - AHU | 1015925
19-K1 | 19-K1 Stanley Mosk Courthouse | 19-K1-D3041-110-AHU35 | AIR HANDLER UNIT #35 | ENVIRO-TSC | DNA | AHU020819-01 | OM00028574 | NA | MECH RM (AIR HANDLER #35) | NA | 20X25X2 | NA | 5.0 | 240 | DNA | Electric | 3 | NA | NA | \Classifications\Building System Class\D30-HVAC Systems\D3040 - Distribution SYS\Air Handling Unit - AHU | 1015926
19-K1 | 19-K1 Stanley Mosk Courthouse | 19-K1-D3041-110-AHU34 | AIR HANDLER UNIT #34 | REFRIGERATION ENGINEERING CO | C3979 | V-94 | OM00028575 | NA | PATIO SOUTH (AIR HANDLER #34) | NA | 20X25X2 | NA | DNA | 240 | DNA | Electric | 3 | NA | NA | \Classifications\Building System Class\D30-HVAC Systems\D3040 - Distribution SYS\Air Handling Unit - AHU | 1015927
19-K1 | 19-K1 Stanley Mosk Courthouse | 19-K1-D3044-125-PHW01 | PUMP, HOT WATER #18 (P-18) | AURORA PUMP CO | 93-02171-1 | AJ4562A34 | OM00028536 | NA | STEAM PLANT (HOT H2O PUMP #1) | NA | NA | NA | 20 | 240 | 53 | Electric | 3 | NA | NA | \Classifications\Building System Class\D30-HVAC Systems\D3040 - Distribution SYS\Hot Water Pump - PHW | 1015955
19-K1 | 19-K1 Stanley Mosk Courthouse | 19-K1-D3044-125-PHW02 | PUMP, HOT WATER #19 (P-19) | AURORA PUMP CO | DNA | S5K1364V1 | OM00028535 | NA | STEAM PLANT (HOT H2O PUMP #2) | NA | NA | NA | 20 | 240 | 53 | Electric | 3 | NA | NA | \Classifications\Building System Class\D30-HVAC Systems\D3040 - Distribution SYS\Hot Water Pump - PHW | 1015956
19-K1 | 19-K1 Stanley Mosk Courthouse | 19-K1-D3044-125-PHW03 | PUMP, HOT WATER #20 (P-20) | AURORA PUMP CO | 93-02171-3 | DNA | OM00028534 | NA | STEAM PLANT (HOT H2O PUMP #3) | NA | NA | NA | 20 | 240 | 50 | Electric | 3 | NA | NA | \Classifications\Building System Class\D30-HVAC Systems\D3040 - Distribution SYS\Hot Water Pump - PHW | 1015957
19-K1 | 19-K1 Stanley Mosk Courthouse | 19-K1-D2023-310-WBS10 | PUMP, DOMESTIC WATER BOOSTER (P-6) | EMERSON | NO5-BV22AM | BV22A | OM00028539 | NA | STEAM PLANT (PUMP SOFT H2O #10) | NA | NA | NA | 1.0 | 240 | 3.5 | Electric | 3 | NA | NA | \Classifications\Building System Class\D20-Plumbing\D2020 - Domestic Water\Domestic Water Booster System - WBS | 1015959
19-K1 | 19-K1 Stanley Mosk Courthouse | 19-K1-D2023-310-WBS11 | PUMP, DOMESTIC WATER BOOSTER (P-5) | EMERSON | NO5-BV22-A | BV22A | OM00028553 | NA | STEAM PLANT (PUMP SOFT H2O #11) | NA | NA | NA | 1.0 | 240 | 3.5 | Electric | 3 | NA | NA | \Classifications\Building System Class\D20-Plumbing\D2020 - Domestic Water\Domestic Water Booster System - WBS | 1015960
19-K1 | 19-K1 Stanley Mosk Courthouse | 19-K1-D3040-600-HES01 | HEAT EXCHANGER, DOMESTIC HOT WATER #5 | THE WHITLOCK MFR CO | 00944 | 8HSB #8933 | OM00028555 | NA | STEAM PLANT (HEAT EXCH #1) | NA | NA | NA | NA | NA |  | NA |  | NA | NA | \Classifications\Building System Class\D30-HVAC Systems\D3040 - Distribution SYS\Heat Exchanger,Steam - HES | 1015961
19-K1 | 19-K1 Stanley Mosk Courthouse | 19-K1-D3040-600-HES02 | HEAT EXCHANGER, DOMESTIC HOT WATER #6 | THE WHITLOCK MFR CO | 60943 | 8HSB #8932 | OM00028554 | NA | STEAM PLANT (HEAT EXCH #2) | NA | NA | NA | NA | NA | NA | NA |  | NA | NA | \Classifications\Building System Class\D30-HVAC Systems\D3040 - Distribution SYS\Heat Exchanger,Steam - HES | 1015962
19-K1 | 19-K1 Stanley Mosk Courthouse | 19-K1-D5037-710-FAP01 | FIRE ALARM PANEL | HONEYWELL FIRE-LITE | DNA | MS-9200UDLS | OM00028532 | NA | MAIL RM (FIRE PANEL #1) | NA | NA | NA | NA | 110 | DNA | Electric | 1 | NA | NA | \Classifications\Building System Class\D50-Electrical SYS\D5030 - Comm & Security\Fire Alarm Panel - FAP | 1015963
19-K1 | 19-K1 Stanley Mosk Courthouse | 19-K1-D3090-114-CST10 | TANK, CONTROL AIR COMPRESSOR STORAGE #10 | ROY E HANSON | 12512 | UW-52B | OM00028550 | NA | MECH RM 112B (TANK AIR #10) | NA | NA | NA | NA | NA | NA | NA |  | NA | NA | \Classifications\Building System Class\D30-HVAC Systems\D3090 - Other HVAC Systems and Equipment\Tank, Control Air Compressor Storage - CST | 1015964
19-K1 | 19-K1 Stanley Mosk Courthouse | 19-K1-D3090-114-CST11 | TANK, CONTROL AIR COMPRESSOR STORAGE #11 | ROY E HANSON | 12522 | UW-52B | OM00028573 | NA | MECH RM 111A (TANK AIR #11) | NA | NA | NA | NA | NA | NA | NA |  | NA | NA | \Classifications\Building System Class\D30-HVAC Systems\D3090 - Other HVAC Systems and Equipment\Tank, Control Air Compressor Storage - CST | 1015965
19-K1 | 19-K1 Stanley Mosk Courthouse | 19-K1-D3041-210-SFN30 | FAN, SUPPLY #30 | UTILITY FAN CORP | A05404 | 4-1110 | OM00028576 | NA | Floor 10 - ELECTRICAL RM 1020 (SUPPLY FAN #30) | NA | 20X25X2 | NA | DNA | DNA | DNA | Electric |  | NA | NA | \Classifications\Building System Class\D30-HVAC Systems\D3040 - Distribution SYS\Supply/Exhaust/Return fans- FAN | 1015966
19-K1 | 19-K1 Stanley Mosk Courthouse | 19-K1-D4024-100-FHS90 | FIRE, OTHER STAND PIPE & HOSE SYSTEMS (90) | DNA | DNA | DNA | OM00035749 | NA | THROUGHOUT BUILDING | NA | NA | NA | NA | NA | NA | NA |  | NA | NA | \Classifications\Building System Class\D40-Fire Protection SYS\D4020 - Stand Pipe\Other Stand Pipe Hose Systems - FHS | 1015967
19-K1 | 19-K1 Stanley Mosk Courthouse | 19-K1-D3040-120-FCU01 | FAN COIL UNIT #1 (RM 426 LOBBY-ENTRANCE) | DATA AIRE INC | DNA | DAMC-0212 | OM00035761 | NA | RM 426 LOBBY - ENTRANCE | NA | 20X20X2 | NA | DNA | 240 | 26 | ELECTRIC | 1 | NA | NA | \Classifications\Building System Class\D30-HVAC Systems\D3040 - Distribution SYS\Fan Coil Unit - FCU | 1016094
19-K1 | 19-K1 Stanley Mosk Courthouse | 19-K1-D3040-120-FCU02 | FAN COIL UNIT #2 (RM 426 LOBBY-RIGHT) | DATA AIRE INC | DNA | DAMC-0212 | OM00035762 | NA | RM 426 LOBBY - RIGHT | NA | 20X20X2 | NA | DNA | 240 | 26 | ELECTRIC | 1 | NA | NA | \Classifications\Building System Class\D30-HVAC Systems\D3040 - Distribution SYS\Fan Coil Unit - FCU | 1016095
19-K1 | 19-K1 Stanley Mosk Courthouse | 19-K1-D3040-120-FCU03 | FAN COIL UNIT #3 (RM 426 SELF HELP) | DATA AIRE INC | 91-0490-A | DAMC-0212 | OM00035763 | NA | RM 426 SELF HELP | NA | 20X20X2 | NA | DNA | 240 | 26 | ELECTRIC | 1 | NA | NA | \Classifications\Building System Class\D30-HVAC Systems\D3040 - Distribution SYS\Fan Coil Unit - FCU | 1016096
19-K1 | 19-K1 Stanley Mosk Courthouse | 19-K1-D3040-120-FCU04 | FAN COIL UNIT #4 (RM 426 CENTER-RIGHT) | DATA AIRE INC | 91-0488-A | DAMC-0212 | OM00035764 | NA | RM 426 CENTER-RIGHT | NA | 20X20X2 | NA | DNA | 240 | 26 | ELECTRIC | 1 | NA | NA | \Classifications\Building System Class\D30-HVAC Systems\D3040 - Distribution SYS\Fan Coil Unit - FCU | 1016097
19-K1 | 19-K1 Stanley Mosk Courthouse | 19-K1-D3040-120-FCU05 | FAN COIL UNIT #5 (RM 426 MID-RIGHT) | DATA AIRE INC | 91-0489-A | DAMC-0212 | OM00035765 | NA | RM 426 MID-RIGHT | NA | 20X20X2 | NA | DNA | 240 | 26 | ELECTRIC | 1 | NA | NA | \Classifications\Building System Class\D30-HVAC Systems\D3040 - Distribution SYS\Fan Coil Unit - FCU | 1016098
19-K1 | 19-K1 Stanley Mosk Courthouse | 19-K1-D3040-120-FCU06 | FAN COIL UNIT #6 (RM 426 REAR-RIGHT) | DATA AIRE INC | 91-0476-A | DAMC-0212 | OM00035766 | NA | RM 426 REAR-RIGHT | NA | 20X20X2 | NA | DNA | 240 | 26 | ELECTRIC | 1 | NA | NA | \Classifications\Building System Class\D30-HVAC Systems\D3040 - Distribution SYS\Fan Coil Unit - FCU | 1016099
19-K1 | 19-K1 Stanley Mosk Courthouse | 19-K1-D3040-120-FCU07 | FAN COIL UNIT #7 (RM 426 REAR-MID) | DATA AIRE INC | 91-0496-A | DAMC-0212 | OM00035767 | NA | RM 426 REAR-MID | NA | 20X20X2 | NA | DNA | 240 | 26 | ELECTRIC | 1 | NA | NA | \Classifications\Building System Class\D30-HVAC Systems\D3040 - Distribution SYS\Fan Coil Unit - FCU | 1016100
19-K1 | 19-K1 Stanley Mosk Courthouse | 19-K1-D3040-120-FCU08 | FAN COIL UNIT #8 (RM 426 CENTER-MID/LEFT) | DATA AIRE INC | 91-0497-A | DAMC-0212 | OM00035768 | NA | RM 426 CENTER-MED/LEFT | NA | 20X20X2 | NA | DNA | 249 | 26 | ELECTRIC | 1 | NA | NA | \Classifications\Building System Class\D30-HVAC Systems\D3040 - Distribution SYS\Fan Coil Unit - FCU | 1016101
19-K1 | 19-K1 Stanley Mosk Courthouse | 19-K1-D3040-120-FCU09 | FAN COIL UNIT #9 (RM 426 REAR-MID/LEFT) | DATA AIRE INC | 91-0477-A | DAMC-0212 | OM00035769 | NA | RM 426 REAR-MID/LEFT | NA | 20X20X2 | NA | DNA | 240 | 26 | ELECTRIC | 1 | NA | NA | \Classifications\Building System Class\D30-HVAC Systems\D3040 - Distribution SYS\Fan Coil Unit - FCU | 1016102
19-K1 | 19-K1 Stanley Mosk Courthouse | 19-K1-D3040-120-FCU10 | FAN COIL UNIT #10 (RM 426 REAR-LEFT) | DATA AIRE INC | 91-0484-A | DAMC-0212 | OM00035770 | NA | RM 426 REAR-LEFT | NA | 20X20X2 | NA | DNA | 240 | 26 | ELECTRIC | 1 | NA | NA | \Classifications\Building System Class\D30-HVAC Systems\D3040 - Distribution SYS\Fan Coil Unit - FCU | 1016103
19-K1 | 19-K1 Stanley Mosk Courthouse | 19-K1-D3040-120-FCU11 | FAN COIL UNIT #11 (RM 426 CENTER-LEFT) | DATA AIRE INC | 91-0478-A | DAMC-0212 | OM00035771 | NA | RM 426 CENTER-LEFT | NA | 20X20X2 | NA | DNA | 240 | 26 | ELECTRIC | 1 | NA | NA | \Classifications\Building System Class\D30-HVAC Systems\D3040 - Distribution SYS\Fan Coil Unit - FCU | 1016104
19-K1 | 19-K1 Stanley Mosk Courthouse | 19-K1-D3040-120-FCU12 | FAN COIL UNIT #12 (RM 426 FRONT-LEFT) | DATA AIRE INC | 91-0475-A | DAMC-0212 | OM00035772 | NA | RM 426 FRONT-LEFT | NA | 20X20X2 | NA | DNA | 240 | 26 | ELECTRIC | 1 | NA | NA | \Classifications\Building System Class\D30-HVAC Systems\D3040 - Distribution SYS\Fan Coil Unit - FCU | 1016105
19-K1 | 19-K1 Stanley Mosk Courthouse | 19-K1-D3040-120-FCU13 | FAN COIL UNIT #13 (RM 426 FRONT-MID/LEFT) | DATA AIRE INC | 91-0485-A | DAMC-0212 | OM00035773 | NA | RM 426 FRONT-MID/LEFT | NA | 20X20X2 | NA | DNA | 240 | 26 | ELECTRIC | 1 | NA | NA | \Classifications\Building System Class\D30-HVAC Systems\D3040 - Distribution SYS\Fan Coil Unit - FCU | 1016106
19-K1 | 19-K1 Stanley Mosk Courthouse | 19-K1-D3040-120-FCU14 | FAN COIL UNIT #14 (RM 429 FRONT-LEFT) | DATA AIRE INC | DNA | DAMC-0212 | OM00035774 | NA | RM 429 FRONT-LEFT | NA | 20X20X2 | NA | DNA | 240 | 26 | ELECTRIC | 1 | NA | NA | \Classifications\Building System Class\D30-HVAC Systems\D3040 - Distribution SYS\Fan Coil Unit - FCU | 1016107
19-K1 | 19-K1 Stanley Mosk Courthouse | 19-K1-D3040-120-FCU15 | FAN COIL UNIT #15 (RM 429 REAR) | DATA AIRE INC | DNA | DAMC-0212 | OM00035775 | NA | RM 429 REAR | NA | 20X20X2 | NA | DNA | 240 | 26 | ELECTRIC | 1 | NA | NA | \Classifications\Building System Class\D30-HVAC Systems\D3040 - Distribution SYS\Fan Coil Unit - FCU | 1016108
19-K1 | 19-K1 Stanley Mosk Courthouse | 19-K1-D3040-120-FCU16 | FAN COIL UNIT #16 (RM 429 FRONT-RIGHT) | DATA AIRE INC | DNA | DAMC-0212 | OM00035776 | NA | RM 429 FRONT-RIGHT | NA | 20X20X2 | NA | DNA | 240 | 26 | ELECTRIC | 1 | NA | NA | \Classifications\Building System Class\D30-HVAC Systems\D3040 - Distribution SYS\Fan Coil Unit - FCU | 1016109
19-K1 | 19-K1 Stanley Mosk Courthouse | 19-K1-D3040-120-FCU17 | FAN COIL UNIT #17 (RM 435 BREAKROOM) | DATA AIRE INC | DNA | DAMC-0212 | OM00035777 | NA | RM 435 BREAKROOM | NA | 20X20X2 | NA | DNA | 240 | 26 | ELECTRIC | 1 | NA | NA | \Classifications\Building System Class\D30-HVAC Systems\D3040 - Distribution SYS\Fan Coil Unit - FCU | 1016110
19-K1 | 19-K1 Stanley Mosk Courthouse | 19-K1-D3040-120-FCU18 | FAN COIL UNIT #18 (RM 425-A07 LEFT) | DATA AIRE INC | DNA | DAMC-0212 | OM00035778 | NA | RM 425-A07 LEFT | NA | 20X20X2 | NA | DNA | 240 | 26 | ELECTRIC | 1 | NA | NA | \Classifications\Building System Class\D30-HVAC Systems\D3040 - Distribution SYS\Fan Coil Unit - FCU | 1016111
19-K1 | 19-K1 Stanley Mosk Courthouse | 19-K1-D3040-120-FCU19 | FAN COIL UNIT #19 (RM 425-A07 CENTER) | DATA AIRE INC | DNA | DAMC-0212 | OM00035779 | NA | RM 425-A07 CENTER | NA | 20X20X2 | NA | DNA | 240 | 26 | ELECTRIC | 1 | NA | NA | \Classifications\Building System Class\D30-HVAC Systems\D3040 - Distribution SYS\Fan Coil Unit - FCU | 1016112
19-K1 | 19-K1 Stanley Mosk Courthouse | 19-K1-D3040-120-FCU20 | FAN COIL UNIT #20 (RM 425-A07 RIGHT) | DATA AIRE INC | DNA | DAMC-0212 | OM00035780 | NA | RM 425-A07 RIGHT | NA | 20X20X2 | NA | DNA | 240 | 26 | ELECTRIC | 1 | NA | NA | \Classifications\Building System Class\D30-HVAC Systems\D3040 - Distribution SYS\Fan Coil Unit - FCU | 1016113
19-K1 | 19-K1 Stanley Mosk Courthouse | 19-K1-D3040-120-FCU21 | FAN COIL UNIT #21 (RM 425-A02 CENTER) | DATA AIRE INC | DNA | DAMC-0212 | OM00035781 | NA | RM 425-A02 CENTER | NA | 20X20X2 | NA | DNA | 240 | 26 | ELECTRIC | 1 | NA |  | \Classifications\Building System Class\D30-HVAC Systems\D3040 - Distribution SYS\Fan Coil Unit - FCU | 1016114
19-K1 | 19-K1 Stanley Mosk Courthouse | 19-K1-D3040-120-FCU22 | FAN COIL UNIT #22 (RM 425-A01 REAR) | DATA AIRE INC | DNA | DAMC-0212 | OM00035782 | NA | RM 425-A01 REAR | NA | 20X20X2 | NA | DNA | 240 | 26 | ELECTRIC | 1 | NA | NA | \Classifications\Building System Class\D30-HVAC Systems\D3040 - Distribution SYS\Fan Coil Unit - FCU | 1016115
19-K1 | 19-K1 Stanley Mosk Courthouse | 19-K1-D3040-120-FCU23 | FAN COIL UNIT #23 (RM 425-A05 FRONT) | DATA AIRE INC | DNA | DAMC-0212 | OM00035783 | NA | RM 425-A05 FRONT | NA | 20X20X2 | NA | DNA | 240 | 26 | ELECTRIC | 1 | NA | NA | \Classifications\Building System Class\D30-HVAC Systems\D3040 - Distribution SYS\Fan Coil Unit - FCU | 1016116
19-K1 | 19-K1 Stanley Mosk Courthouse | 19-K1-D2023-100-BFP08 | BACKFLOW PREVENTER (DOMESTIC 6") | HERSEY/GRINNEL | B186/B168 | B2 | OM00028533 |  | BASEMENT AT WEST WALL-C LEVEL- METER ON GRAND AV RM 399 | NA | NA | NA | NA | NA | NA | NA | NA | NA | NA | \Classifications\Building System Class\D20-Plumbing\D2020 - Domestic Water\Backflow Preventer - BFP | 1016247
19-K1 | 19-K1 Stanley Mosk Courthouse | 19-K1-D1013-310-WCL01 | LIFT, WHEELCHAIR (APPELLATE COURTROOM) | GARAVENTA STAIR-LIFT | 140642 | XPRESS 2 | OM00035784 | State ID# 140642 | 6TH FL APPELLATE COURTROOM | NA | NA | NA | DNA | 240 | 5 | Electric | 3 | NA | NA | \Classifications\Building System Class\D10-Conveyance Systems\D1010 - Elevator\Wheelchair Lift - WCL | 1016259
19-K1 | 19-K1 Stanley Mosk Courthouse | 19-K1-D5036-200-CSY01 | LARGE BUILDING CLOCK (FRONT OF BUILDING) | AMERICAN CLOCK COMPANY | K8849 | SPEC | OM00035739 | NA | 9TH FLOOR FRONT OF BUILDING DNA | NA | NA | NA | 1/125 | 110 | 0.22 | Electric | 1 | NA | NA | \Classifications\Building System Class\D50-Electrical SYS\D5030 - Comm & Security\Clock Systems - CSY | 1016577
19-K1 | 19-K1 Stanley Mosk Courthouse | 19-K1-G3063-100-DFS01 | DIESEL FUEL LEAK DETECTION SYSTEM | VEEDER-ROOT | 90659331805001 | TLS-300C | OM00035933 | NA | ROOM 338 ON 3RD FLOOR | NA | NA | NA | NA | 110 | DNA | Electric | 1 | NA | NA | \Classifications\Building System Class\G30-Site Mechanical Utilities\G3060 - Fuel Distribution\Diesel Fuel Leak Detection System - DFS | 1016578
19-K1 | 19-K1 Stanley Mosk Courthouse | 19-K1-D3042-220-EFN08 | EXHAUST FAN #8 (RM 333) | UTILITY FAN CORP | A06671 | 4-1500 (TYPE "F" SIZE 4.5S) | OM00035900 | NA | ROOM 333 ON 3RD FLOOR | B-120 (2) | NA | NA | 3 | 240-480 | 9.2-4.6 | Electric | 3 | NA | NA | \Classifications\Building System Class\D30-HVAC Systems\D3040 - Distribution SYS\Supply/Exhaust/Return fans- FAN | 1016579
19-K1 | 19-K1 Stanley Mosk Courthouse | 19-K1-D3040-120-FCU24 | FAN COIL UNIT #24 (RM 425A) | DATA AIR INC | DNA | DAMC-0212 | OM00035936 | NA | RM 425A-A03 ON 4TH FLOOR | NA | 20X20X2 (2) | NA | NA | 240 | 26 | Electric |  | NA | NA | \Classifications\Building System Class\D30-HVAC Systems\D3040 - Distribution SYS\Fan Coil Unit - FCU | 1016580
19-K1 | 19-K1 Stanley Mosk Courthouse | 19-K1-D3040-600-HES03 | HEAT EXCHANGER, COMFORT HOT WATER #1 | DNA | DNA | DNA | OM00035904 | NA | MECH RM 336 ON 3RD FLOOR | NA | NA | NA | NA | NA | NA | NA | NA | NA | NA | \Classifications\Building System Class\D30-HVAC Systems\D3040 - Distribution SYS\Heat Exchanger,Steam - HES | 1016581
19-K1 | 19-K1 Stanley Mosk Courthouse | 19-K1-D3040-600-HES04 | HEAT EXCHANGER, COMFORT HOT WATER #2 | DNA | DNA | DNA | OM00035903 | NA | MECH RM 336 ON 3RD FLOOR | NA | NA | NA | NA | NA | NA | NA | NA | NA | NA | \Classifications\Building System Class\D30-HVAC Systems\D3040 - Distribution SYS\Heat Exchanger,Steam - HES | 1016582
19-K1 | 19-K1 Stanley Mosk Courthouse | 19-K1-D3040-600-HES05 | HEAT EXCHANGER, COMFORT HOT WATER #3 | DNA | DNA | DNA | OM00035902 | NA | MECH RM 336 ON 3RD FLOOR | NA | NA | NA | NA | NA | NA | NA | NA | NA | NA | \Classifications\Building System Class\D30-HVAC Systems\D3040 - Distribution SYS\Heat Exchanger,Steam - HES | 1016583
19-K1 | 19-K1 Stanley Mosk Courthouse | 19-K1-D3040-600-HES06 | TANK, HEAT EXCHANGE STEAM CONDENSOR | DNA | DNA | DNA | OM00035929 | NA | MECH RM 336 ON 3RD FLOOR | NA | NA | NA | NA | NA | NA | NA |  | NA | NA | \Classifications\Building System Class\D30-HVAC Systems\D3040 - Distribution SYS\Heat Exchanger,Steam - HES | 1016584
19-K1 | 19-K1 Stanley Mosk Courthouse | 19-K1-D3042-220-EFN11 | EXHAUST FAN #11 (RM 422D) | UTILITY FAN CORP | A05269 | 4-2500 (TYPE "F" SIZE 7S) | OM00035897 | NA | ROOM 422D ON 4TH FLOOR | B-173 (3) | NA | NA | 7.5 | 240-480 | 22.4-11.2 | Electric | 3 | NA | NA | \Classifications\Building System Class\D30-HVAC Systems\D3040 - Distribution SYS\Supply/Exhaust/Return fans- FAN | 1016606
19-K1 | 19-K1 Stanley Mosk Courthouse | 19-K1-D3042-220-EFN13 | EXHAUST FAN #13 (MECH RM 721) | UTILITY FAN CORP | A05395 | 4-1890 (TYPE "F" SIZE 5.5D) | OM00035742 | NA | MECH RM 721 ON 7TH FLOOR | B-158 (2) | NA | NA | 5 | 240-480 | 15.2-7.6 | Electric | 3 | NA | NA | \Classifications\Building System Class\D30-HVAC Systems\D3040 - Distribution SYS\Supply/Exhaust/Return fans- FAN | 1016607
19-K1 | 19-K1 Stanley Mosk Courthouse | 19-K1-D3042-220-EFN14 | EXHAUST FAN #14 (MECH RM 721) | UTILITY FAN CORP | A05398 | 4-1880 (TYPE "F" SIZE 5.5D) | OM00035743 | NA | MECH RM 721 ON 7TH FLOOR | B-158 (2) | NA | NA | 5 | 240-480 | 15.2-7.6 | Electric | 3 | NA | NA | \Classifications\Building System Class\D30-HVAC Systems\D3040 - Distribution SYS\Supply/Exhaust/Return fans- FAN | 1016608
19-K1 | 19-K1 Stanley Mosk Courthouse | 19-K1-D3042-220-EFN16 | EXHAUST FAN #16 (MECH RM 710) | UTILITY FAN CORP | A05396 | 4-1890 (TYPE "F" SIZE 5.5D) | OM00035746 | NA | MECH RM 710 ON 7TH FLOOR | B-158 (2) | NA | NA | 5 | 240-480 | 15.2-7.6 | Electric | 3 | NA | NA | \Classifications\Building System Class\D30-HVAC Systems\D3040 - Distribution SYS\Supply/Exhaust/Return fans- FAN | 1016610
19-K1 | 19-K1 Stanley Mosk Courthouse | 19-K1-D3042-220-EFN15 | EXHAUST FAN #15 (MECH RM 710) | UTILITY FAN CORP | A05399 | 4-1880 (TYPE "F" SIZE 5.5D) | OM00035745 | NA | MECH RM 710 ON 7TH FLOOR | B-158 (2) | NA | NA | 5 | 240-480 | 15.2-7.6 | Electric | 3 | NA | NA | \Classifications\Building System Class\D30-HVAC Systems\D3040 - Distribution SYS\Supply/Exhaust/Return fans- FAN | 1016609
19-K1 | 19-K1 Stanley Mosk Courthouse | 19-K1-D3042-220-EFN17 | EXHAUST FAN #17 (MECH RM 708) | UTILITY FAN CORP | A05397 | 4-1890 (TYPE "F" SIZE 5.5D) | OM00035748 | NA | MECH RM 708 ON 7TH FLOOR | B-158 (2) | NA | NA | 5 | 240-480 | 15.2-7.6 | Electric | 3 | NA | NA | \Classifications\Building System Class\D30-HVAC Systems\D3040 - Distribution SYS\Supply/Exhaust/Return fans- FAN | 1016611
19-K1 | 19-K1 Stanley Mosk Courthouse | 19-K1-D3042-220-EFN18 | EXHAUST FAN #18 (MECH RM 708) | UTILITY FAN CORP | A05400 | 4-1880 (TYPE "F" SIZE 5.5D) | OM00035747 | NA | MECH RM 708 ON 7TH FLOOR | B-158 (2) | NA | NA | 5 | 240-480 | 15-14.4-7.2 | Electric | 3 | NA | NA | \Classifications\Building System Class\D30-HVAC Systems\D3040 - Distribution SYS\Supply/Exhaust/Return fans- FAN | 1016612
19-K1 | 19-K1 Stanley Mosk Courthouse | 19-K1-D3042-220-EFN20 | EXHAUST FAN #20 (MECH RM 700) | UTILITY FAN CORP | A05393 | 4-1900 | OM00035895 | NA | MECH RM 700 ON 7TH FLOOR | B-136 (2) | NA | NA | 5 | 240-480 | 15.2-7.6 | Electric | 3 | NA | NA | \Classifications\Building System Class\D30-HVAC Systems\D3040 - Distribution SYS\Supply/Exhaust/Return fans- FAN | 1016613
19-K1 | 19-K1 Stanley Mosk Courthouse | 19-K1-D3042-220-EFN21 | EXHAUST FAN #21 (MECH RM 1026) | UTILITY FAN CORP | A05377 | 4-1310 | OM00035738 | NA | MECH RM 1026 ON 10TH FLOOR | B-105 (2) | NA | NA | 2 | 240-480 | 6.8-6.4-3.2 | Electric | 3 | NA | NA | \Classifications\Building System Class\D30-HVAC Systems\D3040 - Distribution SYS\Supply/Exhaust/Return fans- FAN | 1016614
19-K1 | 19-K1 Stanley Mosk Courthouse | 19-K1-D3042-220-EFN22 | EXHAUST FAN #22 (MECH RM 1026) | UTILITY FAN CORP | A05852 | 4-1700 | OM00035737 | NA | MECH RM 1026 ON 10TH FLOOR | B-136 (2) | NA | NA | 3 | 240-480 | 9.5-9-4.5 | Electric | 3 | NA | NA | \Classifications\Building System Class\D30-HVAC Systems\D3040 - Distribution SYS\Supply/Exhaust/Return fans- FAN | 1016615
19-K1 | 19-K1 Stanley Mosk Courthouse | 19-K1-D3042-220-EFN23 | EXHAUST FAN #23 (MECH RM 1028) | UTILITY FAN CORP | A05391 | 4-1910 | OM00035758 | NA | MECH RM 1028 ON 10TH FLOOR | B-136 (2) | NA | NA | 3 | 240-480 | 9.8-4.9-12.4-6.2 | Electric | 3 | NA | NA | \Classifications\Building System Class\D30-HVAC Systems\D3040 - Distribution SYS\Supply/Exhaust/Return fans- FAN | 1016616
19-K1 | 19-K1 Stanley Mosk Courthouse | 19-K1-D3042-220-EFN24 | EXHAUST FAN #24 (MECH RM 1028) | UTILITY FAN CORP | A05380 | 4-2100 | OM00035759 | NA | MECH RM 1028 ON 10TH FLOOR | B-44 (2) | NA | NA | 5 | 240-480 | 15.6-7.8 | Electric | 3 | NA | NA | \Classifications\Building System Class\D30-HVAC Systems\D3040 - Distribution SYS\Supply/Exhaust/Return fans- FAN | 1016617
19-K1 | 19-K1 Stanley Mosk Courthouse | 19-K1-D3042-220-EFN25 | EXHAUST FAN #25 (MECH RM 1028) | UTILITY FAN CORP | A05383 | 4-2110 | OM00035760 | NA | MECH RM 1028 ON 10TH FLOOR | B-144 (2) | NA | NA | 5 | 240-480 | 15.2-7.6 | Electric | 3 | NA | NA | \Classifications\Building System Class\D30-HVAC Systems\D3040 - Distribution SYS\Supply/Exhaust/Return fans- FAN | 1016618
19-K1 | 19-K1 Stanley Mosk Courthouse | 19-K1-D3042-220-EFN26 | EXHAUST FAN #26 (MECH RM 1028) | UTILITY FAN CORP | A05381 | 4-2100 | OM00035756 | NA | MECH RM 1028 ON 10TH FLOOR | B-144 (2) | NA | NA | 5 | 240-480 | 15.2-7.6 | Electric | 3 | NA | NA | \Classifications\Building System Class\D30-HVAC Systems\D3040 - Distribution SYS\Supply/Exhaust/Return fans- FAN | 1016619
19-K1 | 19-K1 Stanley Mosk Courthouse | 19-K1-D3042-220-EFN38 | EXHAUST FAN #38 (RM 827) | UTILITY FAN CORP | A05611 | 4-1100 | OM00035740 | NA | RM 827, 4TH DOOR ON RIGHT SIDE | A-78 (2) | NA | NA | 1 | 240-480 | 3.8-1.9 | Electric | 3 | NA | NA | \Classifications\Building System Class\D30-HVAC Systems\D3040 - Distribution SYS\Supply/Exhaust/Return fans- FAN | 1016621
19-K1 | 19-K1 Stanley Mosk Courthouse | 19-K1-D3042-220-EFN27 | EXHAUST FAN #27 (MECH RM 1028) | UTILITY FAN CORP | A05384 | 4-2110 | OM00035757 | na | MECH RM 1028 ON 10TH FLOOR | B-144 (2) | NA | NA | 5 | 240-480 | 16-15-7.5 | Electric | 3 | NA | NA | \Classifications\Building System Class\D30-HVAC Systems\D3040 - Distribution SYS\Supply/Exhaust/Return fans- FAN | 1016620
19-K1 | 19-K1 Stanley Mosk Courthouse | 19-K1-D3042-220-EFN19 | Exhaust Fan #19 (Mech Rm 700) | UTILITY FAN CORP | A05379 | 4-2100 | OM00035896 | NA | MECH RM 700 ON 7TH FLOOR | B-144 (2) | NA | NA | 5 | 240-480 | 15.2-17.6 | Electric | 3 | NA | NA | \Classifications\Building System Class\D30-HVAC Systems\D3040 - Distribution SYS\Supply/Exhaust/Return fans- FAN | 1016622
19-K1 | 19-K1 Stanley Mosk Courthouse | 19-K1-D3041-230-RFN01 | RETURN FAN #1 (BELT DRIVEN) | UTILITY FAN CORP | A05248 | 4-2500 | OM00035935 | NA | RM 111A ON 1ST FLOOR | B-144 (3) | NA | NA | 7.5 | 240-480 | 21.6-10.8 | Electric | 3 | NA | NA | \Classifications\Building System Class\D30-HVAC Systems\D3040 - Distribution SYS\Supply/Exhaust/Return fans- FAN | 1016623
19-K1 | 19-K1 Stanley Mosk Courthouse | 19-K1-D3041-230-RFN02 | RETURN FAN #2 (BELT DRIVEN) | UTILITY FAN CORP | A05249 | 4-2510 | OM00035934 | NA | RM 111A ON 1ST FLOOR | B-158 (3) | NA | NA | 7.5 | 240-480 | 22.4-11.2 | Electric | 3 | NA | NA | \Classifications\Building System Class\D30-HVAC Systems\D3040 - Distribution SYS\Supply/Exhaust/Return fans- FAN | 1016624
19-K1 | 19-K1 Stanley Mosk Courthouse | 19-K1-D3041-230-RFN03 | RETURN FAN #3 (BELT DRIVEN) | UTILITY FAN CORP | A05250 | 4-2700 | OM00035938 | NA | MECH RM 112B ON 1ST FLOOR | B-180 (3) | NA | NA | 7.5 | 240-480 | 21.6-10.8 | Electric | 3 | NA | NA | \Classifications\Building System Class\D30-HVAC Systems\D3040 - Distribution SYS\Supply/Exhaust/Return fans- FAN | 1016625
19-K1 | 19-K1 Stanley Mosk Courthouse | 19-K1-D3041-230-RFN04 | RETURN FAN #4 (BELT DRIVEN) | UTILITY FAN CORP | A05251 | 4-2710 | OM00035937 | NA | MECH RM 112B ON 1ST FLOOR | B-180 (3) | NA | NA | 7.5 | 240-480 | 23.8-11.9 | Electric | 3 | NA | NA | \Classifications\Building System Class\D30-HVAC Systems\D3040 - Distribution SYS\Supply/Exhaust/Return fans- FAN | 1016626
19-K1 | 19-K1 Stanley Mosk Courthouse | 19-K1-D3041-230-RFN06 | RETURN FAN #6 (BELT DRIVEN) | UTILITY FAN CORP | A05259 | 4-1100 | OM00035898 | NA | ROOM 333 ON 3RD FLOOR | A-80 (2) | NA | NA | 2 | 240-480 | 6-3 | Electric | 3 | NA | NA | \Classifications\Building System Class\D30-HVAC Systems\D3040 - Distribution SYS\Supply/Exhaust/Return fans- FAN | 1016627
19-K1 | 19-K1 Stanley Mosk Courthouse | 19-K1-D3041-230-RFN07 | RETURN FAN #7 (BELT DRIVEN) | UTILITY FAN CORP | A05260 | 4-2300 | OM00035899 | NA | ROOM 333 ON 3RD FLOOR | B-158 (3) | NA | NA | 5.5 | 240-480 | 21.6-10.8 | Electric | 3 | NA | NA | \Classifications\Building System Class\D30-HVAC Systems\D3040 - Distribution SYS\Supply/Exhaust/Return fans- FAN | 1016628
19-K1 | 19-K1 Stanley Mosk Courthouse | 19-K1-D3041-230-RFN08 | RETURN FAN #8 (BELT DRIVEN) | UTILITY FAN CORP | A05369 | 4-2500 | OM00035932 | NA | ROOM 425D ON 4TH FLOOR | B-173 (3) | NA | NA | 7.5 | 240-480 | 21.6-10.8 | Electric | 3 | NA | NA | \Classifications\Building System Class\D30-HVAC Systems\D3040 - Distribution SYS\Supply/Exhaust/Return fans- FAN | 1016629
19-K1 | 19-K1 Stanley Mosk Courthouse | 19-K1-D3041-230-RFN09 | RETURN FAN #9 (BELT DRIVEN) | Leeson | 140450.00 | C273T17FB6E | OM00035931 | NA | ROOM 425D ON 4TH FLOOR | B-173 (2) | NA | NA | 7.5 | 230/208 | 10.8-12.4 | Electric | 3 | NA | NA | \Classifications\Building System Class\D30-HVAC Systems\D3040 - Distribution SYS\Supply/Exhaust/Return fans- FAN | 1016630
19-K1 | 19-K1 Stanley Mosk Courthouse | 19-K1-D5010-200-ESD02 | Electrical Main Switchgear (Rm 322E) | Square D Company | HVL305CLG-2 | 17-4207872H | OM00040527 | NA | 3rd Floor Room 322E | NA | NA | NA | NA | DNA | DNA | ELECTRIC |  | NA | NA | \Classifications\Building System Class\D50-Electrical SYS\D5010 - Elec Service & Dist\Electical Service and Distribution - ESD | 1017440
19-K1 | 19-K1 Stanley Mosk Courthouse | 19-K1-D5010-110-MCC01 | Motor Control Center (Chiller Rm M100) | Zinsco | 152412-240 | WW10 | OM00035082 | NA | Basement Chiller Room M100 | NA | NA | NA | NA | 480/110 | 15 kva | ELECTRIC | 3 | NA | NA | \Classifications\Building System Class\D50-Electrical SYS\D5010 - Elec Service & Dist\Chiller Room Electrical Panel - MCC | 1017473
19-K1 | 19-K1 Stanley Mosk Courthouse | 19-K1-D3090-220-CMD02 | Compressor Air Dryer (Rm 334) | SpeedAir | GR050A115141009 | 3YA53A | OM00036902 |  | Loading Dock Room 334 | NA | NA | R-134a | NA | 115 | 10.97 | Electric | 1 | NA | NA | \Classifications\Building System Class\D30-HVAC Systems\D3090 - Other HVAC Systems and Equipment\Compressed Air Dryer - CMD | 1018943
19-K1 | 19-K1 Stanley Mosk Courthouse | 19-K1-D3090-114-CMP04 | Compressor Control Air (Room 334) | SpeedAir | D133742 | 1WD78 | OM00036901 |  | Mech Room 334 | B85 (2) | NA | NA | 15 | 230 | 65 | Electric | 3 | NA | NA | \Classifications\Building System Class\D30-HVAC Systems\D3090 - Other HVAC Systems and Equipment\Air Compressor - CMP | 1018944
19-K1 | 19-K1 Stanley Mosk Courthouse | 19-K1-G3060-320-DFP03 | PUMP, DIESEL FUEL TRANSFER (DEF03) | Simplex | DNA | SRD-50 | OM00040981 |  | Floor 3, ELECTRICAL ROOM | NA | NA | NA | DNA | 460 | 3.2 | Diesel | 3 | NA | NA | \Classifications\Building System Class\G30-Site Mechanical Utilities\G3060 - Fuel Distribution\Pump, Fuel, Diesel Fuel Transfer Pump - DFP | 1020461
19-K1 | 19-K1 Stanley Mosk Courthouse | 19-K1-G3063-100-DAT05 | Generator Day Tank (DAT05) | Simplex | DNA | SRS-50 | OM00040981 |  | 3rd Floor, Room 322E | NA | NA | NA | .33 | 460V | 1.2 | Diesel | DNA | NA | NA | \Classifications\Building System Class\G30-Site Mechanical Utilities\G3060 - Fuel Distribution\Tank, Fuel Storage Day - DAT | 1021685
19-L1 | 19-L1 Clara Shortridge Foltz Criminal Justice Center | 19-L1-D3041-110-AHU01 | Air Handler 1 | TRANE | UO-99422 | DNA | OM00033721 | NA | BASEMENT, SERVICE LEVEL #29 | B-112 | 16X25X2 | NA | 15 | 480 | DNA | Electric | 3 | NA | NA | \Classifications\Building System Class\D30-HVAC Systems\D3040 - Distribution SYS\Air Handling Unit - AHU | 1011457
19-L1 | 19-L1 Clara Shortridge Foltz Criminal Justice Center | 19-L1-D3041-110-AHU02 | Air Handler 2 | TRANE | 69-98324 | 35 | OM00033421 | NA | Basement SERVICE LEVEL 4 | (3) 13112/(2) B-78 | (16) 20X25X2 | NA | 5 | 480 | 6.8 | Electric | 3 | DNA | DNA | \Classifications\Building System Class\D30-HVAC Systems\D3040 - Distribution SYS\Air Handling Unit - AHU | 1011458
19-L1 | 19-L1 Clara Shortridge Foltz Criminal Justice Center | 19-L1-D3041-110-AHU03 | Air Handler 3 | TRANE | U9-98325 | 35 | OM00033371 | NA | Basement SERVICE LEVEL #60 NEXT TO FIRE PUMP ROOM | (3) B108/(2) 1371 | (8)20X25X2/(4) 16X25X2 | NA | 15 | 480 | 19.5 | Electric | 3 | NA | NA | \Classifications\Building System Class\D30-HVAC Systems\D3040 - Distribution SYS\Air Handling Unit - AHU | 1011459
19-L1 | 19-L1 Clara Shortridge Foltz Criminal Justice Center | 19-L1-D3041-110-AHU04 | Air Handler 4 | TRANE | UI-20056 | 12 | OM00033420 | NA | JUDGES PARKING | (2) A-68 | (21) 20X25X2 | NA | 5 | 480 | 6.9 | Electric | 3 | NA | NA | \Classifications\Building System Class\D30-HVAC Systems\D3040 - Distribution SYS\Air Handling Unit - AHU | 1011460
19-L1 | 19-L1 Clara Shortridge Foltz Criminal Justice Center | 19-L1-D3041-110-AHU05 | Air Handler 5 | CURTIS | 511 | CHBC - 115 | OM00033661 | NA | SHERRIFF PARKING AREA | A71 | 16X20X2 -2 | NA | 1.5 | 230 | 9.5 | Electric | 3 | NA | NA | \Classifications\Building System Class\D30-HVAC Systems\D3040 - Distribution SYS\Air Handling Unit - AHU | 1011461
19-L1 | 19-L1 Clara Shortridge Foltz Criminal Justice Center | 19-L1-D3041-110-AHU06 | Air Handler 6 | TRANE | UO-10327 | 17 | OM00033686 | NA | Floor 4 NORTH EAST CORNER | (2) 1375/(2) A62 | (8) 20X25X2 | NA | 7.5 | 480 | 11 | ELECTRIC | 3 | NA | NA | \Classifications\Building System Class\D30-HVAC Systems\D3040 - Distribution SYS\Air Handling Unit - AHU | 1011462
19-L1 | 19-L1 Clara Shortridge Foltz Criminal Justice Center | 19-L1-D3041-110-AHU07 | Air Handler 7 | TRANE | UO-10328 | 14 | OM00033779 | NA | FLOOR 4, NORTHWEST CORNER | (2) 1382/(2) A62 | (6) 16X20X2 / (1) 16X25X2 | NA | 7 1/2 | 480 | 119 | ELECTRIC | 3 | NA | NA | \Classifications\Building System Class\D30-HVAC Systems\D3040 - Distribution SYS\Air Handling Unit - AHU | 1011463
19-L1 | 19-L1 Clara Shortridge Foltz Criminal Justice Center | 19-L1-D3041-110-AHU08 | Air Handler 8 | TRANE | UO-10329 | 17 | OM00033771 | NA | Floor 4 SOUTHEAST CORNER | (2) 1370 / (2) A58 | (2) 16X25X2 / (6) 16X20X2 | NA | 7 1/2 | 480 | 1.9 | Electric | 3 | NA | NA | \Classifications\Building System Class\D30-HVAC Systems\D3040 - Distribution SYS\Air Handling Unit - AHU | 1011464
19-L1 | 19-L1 Clara Shortridge Foltz Criminal Justice Center | 19-L1-D3041-110-AHU09 | Air Handler 9 | TRANE | UO10330 | 14 | OM00033693 | NA | SOUTHWEST CORNER | (2) B82 / (2) A62 | (8) 16X25X2 | NA | 7 1/2 | 480 | 19 | ELECTRIC | 3 | NA | NA | \Classifications\Building System Class\D30-HVAC Systems\D3040 - Distribution SYS\Air Handling Unit - AHU | 1011465
19-L1 | 19-L1 Clara Shortridge Foltz Criminal Justice Center | 19-L1-D3041-110-AHU10 | Air Handler 10 | TRANE | UO-10331 | 31 | OM00033685 | NA | NORTH GATE | (3) 1393 | DNA | NA | 15 | 480 | 1 01 | ELECTRIC | 3 | NA | NA | \Classifications\Building System Class\D30-HVAC Systems\D3040 - Distribution SYS\Air Handling Unit - AHU | 1011466
19-L1 | 19-L1 Clara Shortridge Foltz Criminal Justice Center | 19-L1-D3041-110-AHU11 | Air Handler 11 | TRANE | UO-10332 | 35 | OM00033778 | NA | NORTHWEST CORNER | (3) 1395 / (2) 1376 | (16) 20X25X2 | NA | 15 | 480 | 19 | ELECTRIC | 3 | NA | NA | \Classifications\Building System Class\D30-HVAC Systems\D3040 - Distribution SYS\Air Handling Unit - AHU | 1011467
19-L1 | 19-L1 Clara Shortridge Foltz Criminal Justice Center | 19-L1-D3041-110-AHU12 | Air Handler 12 | TRANE | UO-10333 | 35 | OM00033770 |  | M4-108 | (3) 1395 / (2) 1372 | (16) 20X25X2 | NA | 15 | 480 | 19 | ELECTRIC | 3 | NA | NA | \Classifications\Building System Class\D30-HVAC Systems\D3040 - Distribution SYS\Air Handling Unit - AHU | 1011468
19-L1 | 19-L1 Clara Shortridge Foltz Criminal Justice Center | 19-L1-D3041-110-AHU13 | Air Handler 13 | TRANE | UO-10334 | 35 | OM00033695 | NA | #427 SOUTHWEST CORNER | (3) 1395 / (2) 1371 | (16) 16X25X2 | NA | 15 | 480 | 19 | ELECTRIC | 3 | NA | NA | \Classifications\Building System Class\D30-HVAC Systems\D3040 - Distribution SYS\Air Handling Unit - AHU | 1011469
19-L1 | 19-L1 Clara Shortridge Foltz Criminal Justice Center | 19-L1-D3041-110-AHU14 | Air Handler 14 | TRANE | UO-10335 | 31 | OM00033672 | NA | NORTHEAST | (3) 1393 / (2) A64 | (7) 16X20X2 / (7) 16X25X2 | NA | 15 | 480 | 19 | ELECTRIC | 3 | NA | NA | \Classifications\Building System Class\D30-HVAC Systems\D3040 - Distribution SYS\Air Handling Unit - AHU | 1011470
19-L1 | 19-L1 Clara Shortridge Foltz Criminal Justice Center | 19-L1-D3041-110-AHU15 | Air Handler 15 | TRANE | UO-10336 | 35 | OM00033777 | NA | NORTHWEST CORNER | (3) 1397 / (2) A64 | (16) 20X25X2 | NA | 15 | 480 | 19 | ELECTRIC | 3 | NA | NA | \Classifications\Building System Class\D30-HVAC Systems\D3040 - Distribution SYS\Air Handling Unit - AHU | 1011471
19-L1 | 19-L1 Clara Shortridge Foltz Criminal Justice Center | 19-L1-D3041-110-AHU16 | Air Handler 16 | TRANE | UO-10337 | 35 | OM00033769 | NA | M6-110 | (3) 1397 / (2) A64 | (16) 20X25X2 | NA | 15 | 480 | 19 | ELECTRIC | 3 | NA | NA | \Classifications\Building System Class\D30-HVAC Systems\D3040 - Distribution SYS\Air Handling Unit - AHU | 1011472
19-L1 | 19-L1 Clara Shortridge Foltz Criminal Justice Center | 19-L1-D3041-110-AHU17 | Air Handler 17 | TRANE | UO-10338 | 31 | OM00033692 | na | SOUTHWEST CORNER | (3) 1399 / (2)A66 | (8) 16X25X2 / (12) 16X20X2 | NA | 15 | 480 | 19 | ELECTRIC | 3 | NA | NA | \Classifications\Building System Class\D30-HVAC Systems\D3040 - Distribution SYS\Air Handling Unit - AHU | 1011473
19-L1 | 19-L1 Clara Shortridge Foltz Criminal Justice Center | 19-L1-D3041-110-AHU18 | Air Handler 18 | TRANE | UO-10573 | 31 | OM00033671 | NA | NORTHEAST CORNER | (3) 1399 / (2) A64 | (7) 16X20X2 / (7) 16X25X2 | NA | 15 | 480 | DNA | ELECTRIC | 3 | NA | NA | \Classifications\Building System Class\D30-HVAC Systems\D3040 - Distribution SYS\Air Handling Unit - AHU | 1011474
19-L1 | 19-L1 Clara Shortridge Foltz Criminal Justice Center | 19-L1-D3041-110-AHU19 | Air Handler 19 | TRANE | DNA | 35 | OM00033776 | NA | NORTH WEST CORNER | (3) 1390 | (18) 16X25X2 / (12) 16X20X2 | NA | 15 | 480 | 19 | Electric | 3 | NA | NA | \Classifications\Building System Class\D30-HVAC Systems\D3040 - Distribution SYS\Air Handling Unit - AHU | 1011475
19-L1 | 19-L1 Clara Shortridge Foltz Criminal Justice Center | 19-L1-D3041-110-AHU20 | Air Handler 20 | TRANE | UO-10575 | 31 | OM00033804 | NA | SOUTHEAST CORNER | (3) 1390 / (2) A64 | (8) 16X25X2 / (12) 16X20X2 | NA | 15 | 480 | 19 | ELECTRIC | 3 | NA | NA | \Classifications\Building System Class\D30-HVAC Systems\D3040 - Distribution SYS\Air Handling Unit - AHU | 1011476
19-L1 | 19-L1 Clara Shortridge Foltz Criminal Justice Center | 19-L1-D3041-110-AHU21 | Air Handler 21 | TRANE | OU-10576 | 31 | OM00033691 | NA | SOUTHWEST CORNER | (3) 1390 | (8) 16X25X2 / (12) 16X20X2 | NA | 15 | 480 | 19 | Electric | 3 | NA | NA | \Classifications\Building System Class\D30-HVAC Systems\D3040 - Distribution SYS\Air Handling Unit - AHU | 1011477
19-L1 | 19-L1 Clara Shortridge Foltz Criminal Justice Center | 19-L1-D3041-110-AHU22 | Air Handler 22 | TRANE | UO-10577 | 31 | OM00033670 | NA | NORTHEAST CORNER | (3) 1399 / (2) A64 | (7) 16X20X2 / (7) 16X25X2 | NA | 15 | 480 | 19 | ELECTRIC | 3 | NA | NA | \Classifications\Building System Class\D30-HVAC Systems\D3040 - Distribution SYS\Air Handling Unit - AHU | 1011478
19-L1 | 19-L1 Clara Shortridge Foltz Criminal Justice Center | 19-L1-D3041-110-AHU23 | Air Handler 23 | TRANE | UO-10578 | 31 | OM00033775 | NA | NORTHWEST CORNER | (3) 1390 / (2) B71 | (8) 16X25X2 / (12) 16X20X2 | NA | 15 | 480 | 19 | Electric | 3 | NA | NA | \Classifications\Building System Class\D30-HVAC Systems\D3040 - Distribution SYS\Air Handling Unit - AHU | 1011479
19-L1 | 19-L1 Clara Shortridge Foltz Criminal Justice Center | 19-L1-D3041-110-AHU24 | Air Handler 24 | TRANE | UO-10579 | 31 | OM00033803 | NA | SOUTHEAST CORNER | B90 | (8) 16X25X2 / (12) 16X20X2 | NA | 15 | 480 | 19 | Electric | 3 | NA | NA | \Classifications\Building System Class\D30-HVAC Systems\D3040 - Distribution SYS\Air Handling Unit - AHU | 1011480
19-L1 | 19-L1 Clara Shortridge Foltz Criminal Justice Center | 19-L1-D3041-110-AHU25 | Air Handler 25 | TRANE | UO-10580 | 31 | OM00033690 | NA | SOUTHWEST CORNER | (3) 1390 | (8) 16X25X2 / (12) 16X20X2 | NA | 15 | 480 | 19 | Electric | 3 | NA | NA | \Classifications\Building System Class\D30-HVAC Systems\D3040 - Distribution SYS\Air Handling Unit - AHU | 1011481
19-L1 | 19-L1 Clara Shortridge Foltz Criminal Justice Center | 19-L1-D3041-110-AHU26 | Air Handler 26 | TRANE | UO-12064 | 35 | OM00033425 | NA | NORTHEAST CORNER | (3) B96 / (2) B71 | (14) 16X25X2 | NA | 15 | 480 | 19 | Electric | 3 | NA | NA | \Classifications\Building System Class\D30-HVAC Systems\D3040 - Distribution SYS\Air Handling Unit - AHU | 1011482
19-L1 | 19-L1 Clara Shortridge Foltz Criminal Justice Center | 19-L1-D3041-110-AHU27 | Air Handler 27 | TRANE | UO-12065 | 35 | OM00033774 | NA | NORTHWEST CORNER | (3) 1397 / (2) 1371 | (16) 20X25X2 | NA | 15 | 480 | 19 | Electric | 3 | NA | NA | \Classifications\Building System Class\D30-HVAC Systems\D3040 - Distribution SYS\Air Handling Unit - AHU | 1011483
19-L1 | 19-L1 Clara Shortridge Foltz Criminal Justice Center | 19-L1-D3041-110-AHU28 | Air Handler 28 | TRANE | UO-12066 | 31 | OM00033802 | NA | SOUTHEAST CORNER | (3) 1390 / (2) 1371 | (8) 16X25X2 / (12) 16X20X2 | NA | 15 | 480 | 19 | Electric | 3 | NA | NA | \Classifications\Building System Class\D30-HVAC Systems\D3040 - Distribution SYS\Air Handling Unit - AHU | 1011484
19-L1 | 19-L1 Clara Shortridge Foltz Criminal Justice Center | 19-L1-D3041-110-AHU29 | Air Handler 29 | TRANE | UO-12067 | 37 | OM00033689 | NA | SOUTHWEST CORNER | (3) 1390 / (2) A64 | (8) 16X25X2 / (12) 16X20X2 | NA | 15 | 480 | 19 | ELECTRIC | 3 | NA | NA | \Classifications\Building System Class\D30-HVAC Systems\D3040 - Distribution SYS\Air Handling Unit - AHU | 1011485
19-L1 | 19-L1 Clara Shortridge Foltz Criminal Justice Center | 19-L1-D3041-110-AHU30 | Air Handler 30 | TRANE | UO-12068 | 31 | OM00033424 | NA | NORTHEAST CORNER | (3) B99 / A64 | (8) 16X25X2 / (12) 16X20X2 | NA | 15 | 480 | 19 | ELECTRIC | 3 | NA |  | \Classifications\Building System Class\D30-HVAC Systems\D3040 - Distribution SYS\Air Handling Unit - AHU | 1011486
19-L1 | 19-L1 Clara Shortridge Foltz Criminal Justice Center | 19-L1-D3041-110-AHU31 | Air Handler 31 | TRANE | UO-12069 | 31 | OM00033773 | NA | NORTHWEST CORNER | (3) 1390 / (2) A64 | (16) 16X25X2 | NA | 15 | 480 | 19 | ELECTRIC | 3 | NA | NA | \Classifications\Building System Class\D30-HVAC Systems\D3040 - Distribution SYS\Air Handling Unit - AHU | 1011487
19-L1 | 19-L1 Clara Shortridge Foltz Criminal Justice Center | 19-L1-D3041-110-AHU32 | Air Handler 32 | TRANE | UO-12070 | 31 | OM00033800 | NA | SOUTHEAST CORNER | (3) 1399 / (2) A58 | (7) 16X25X2 / (7) 16X20X2 | NA | 15 | 480 | 19 | ELECTRIC | 3 | NA | NA | \Classifications\Building System Class\D30-HVAC Systems\D3040 - Distribution SYS\Air Handling Unit - AHU | 1011488
19-L1 | 19-L1 Clara Shortridge Foltz Criminal Justice Center | 19-L1-D3041-110-AHU33 | Air Handler 33 | TRANE | UO-12071 | 31 | OM00033688 | NA | SOUTHWEST CORNER | (3) 13-99 / (2) 64 | (8) 16X25X2 / (12) 16X20X2 | NA | 15 | 480 | 19 | ELECTRIC | 3 | NA | NA | \Classifications\Building System Class\D30-HVAC Systems\D3040 - Distribution SYS\Air Handling Unit - AHU | 1011489
19-L1 | 19-L1 Clara Shortridge Foltz Criminal Justice Center | 19-L1-D3041-110-AHU34 | Air Handler 34 | TRANE | UO-12072 | 35 | OM00033423 | NA | NORTHEAST CORNER | (3) 1397 / (2) 1372 | (16) 20X25X2 | NA | 15 | 480 | 19 | ELECTRIC | 3 | NA | NA | \Classifications\Building System Class\D30-HVAC Systems\D3040 - Distribution SYS\Air Handling Unit - AHU | 1011490
19-L1 | 19-L1 Clara Shortridge Foltz Criminal Justice Center | 19-L1-D3041-110-AHU35 | Air Handler 35 | TRANE | UO-12073 | 35 | OM00033772 | NA | #1633 NORTHWEST CORNER | (3) 1397 | (16) 20X25X2 | NA | 15 | 480 | 19 | ELECTRIC | 3 | NA | NA | \Classifications\Building System Class\D30-HVAC Systems\D3040 - Distribution SYS\Air Handling Unit - AHU | 1011491
19-L1 | 19-L1 Clara Shortridge Foltz Criminal Justice Center | 19-L1-D3041-110-AHU36 | Air Handler 36 | Priority 2 TRANE | UO-12074 | 35 | OM00033801 | NA | SOUTHEAST CORNER | (3) 1397 / (2) B72 | (16) 20X25X2 | NA | 15 | 480 | 19 | ELECTRIC | 3 | NA | NA | \Classifications\Building System Class\D30-HVAC Systems\D3040 - Distribution SYS\Air Handling Unit - AHU | 1011492
19-L1 | 19-L1 Clara Shortridge Foltz Criminal Justice Center | 19-L1-D3041-110-AHU37 | Air Handler 37 | TRANE | UO-12075 | 35 | OM00033687 | NA | SOUTHWEST CORNER | (3) 1397 / (2) 1372 | (16) 20X25X2 | NA | 15 | 480 | 19 | ELECTRIC | 3 | NA | NA | \Classifications\Building System Class\D30-HVAC Systems\D3040 - Distribution SYS\Air Handling Unit - AHU | 1011493
19-L1 | 19-L1 Clara Shortridge Foltz Criminal Justice Center | 19-L1-D3041-110-AHU38 | Air Handler 38 | TRANE | UO-12972 | 81 | OM00033401 | NA | Floor 20 PENTHOUSE K2 | (3) 13144 / (3) 13195 | (24) 20X25X2 | NA | 15 | 480 | 26.5 | ELECTRIC | 3 | NA | NA | \Classifications\Building System Class\D30-HVAC Systems\D3040 - Distribution SYS\Air Handling Unit - AHU | 1011494
19-L1 | 19-L1 Clara Shortridge Foltz Criminal Justice Center | 19-L1-D3041-110-AHU39 | Air Handler 39 | TRANE | UO-12973 | 81 | OM00033400 | NA | Floor 20 PENHOUSE R1 | (3) 13144 / (3) 13195 | (26) 20X25X2 | NA | 40 | 480 | 26.5 | Electric | 3 | NA | NA | \Classifications\Building System Class\D30-HVAC Systems\D3040 - Distribution SYS\Air Handling Unit - AHU | 1011495
19-L1 | 19-L1 Clara Shortridge Foltz Criminal Justice Center | 19-L1-D3041-110-AHU40 | Air Handler 40 | TRANE | UO-12974 | 81 | OM00033397 | NA | Floor 20 PENTHOUSE R9 | (3) 13144 / (3) 13195 | (25) 20X25X2 | NA | 40 | 480 | 26.5 | ELECTRIC | 3 | NA | NA | \Classifications\Building System Class\D30-HVAC Systems\D3040 - Distribution SYS\Air Handling Unit - AHU | 1011496
19-L1 | 19-L1 Clara Shortridge Foltz Criminal Justice Center | 19-L1-D4022-210-FSG01 | Pump,Fire,Electric Motor Driven - FSG | DNA | DNA | DNA | OM00033370 |  | WHOLE BLDG | NA | NA | NA | 300 | 480 | 340 | ELECTRIC | 3 | NA | NA | \Classifications\Building System Class\D40-Fire Protection SYS\D4020 - Stand Pipe\Pump,Fire,Electric Motor Driven - FSG | 1011497
19-L1 | 19-L1 Clara Shortridge Foltz Criminal Justice Center | 19-L1-D5092-210-GEN01 | Emergency Generator - GEN | LAWLESS DETROIT DIESEL | 2238 | 7163-7000-350C | OM00030884 | G7095 | SERVICE LEVEL NORTHWEST | NA | NA | NA | 550 | 480 | DNA | Diesel | 3 | NA | NA | \Classifications\Building System Class\D50-Electrical SYS\D5090 - Elec SYS\Emergency Generator - GEN | 1011498
19-L1 | 19-L1 Clara Shortridge Foltz Criminal Justice Center | 19-L1-D4010-150-FMS01 | System Extinguishing,Wet Pipe - SEW | KENNEDY | DNA | DNA | OM00033669 | EXEMPT | SOUTHEAST CORNER OF BAY #5 | NA | NA | NA | NA | NA | NA | NA | NA | NA | NA | \Classifications\Building System Class\D40-Fire Protection SYS\D4010 - Sprinkler SYS\Fire Systems, stand pipes - FMS | 1011502
19-L1 | 19-L1 Clara Shortridge Foltz Criminal Justice Center | 19-L1-D4031-100-FEX300 | Fire Extinguisher - FEX | HONEYWELL | NA | NA | OM00033733 |  | Basement IN ELECT. ROOM | NA | NA | NA | NA | 120/240 | DNA | Electric | 1 | NA | NA | \Classifications\Building System Class\D40-Fire Protection SYS\D4030 - FIRE SPEC\Fire Extinguisher - FEX | 1011503
19-L1 | 19-L1 Clara Shortridge Foltz Criminal Justice Center | 19-L1-D5092-250-EML725 | EMERGENCY LIGHTING = 288, EXIT SIGNS= 437 | NA | NA | NA | OM00033734 |  | PARKING LEVEL TO ROOF | NA | NA | NA | NA | 277 | DNA | Electric | 1 | NA | NA | \Classifications\Building System Class\D50-Electrical SYS\D5090 - Elec SYS\Emergency And Exit Lighting - EML | 1011504
19-L1 | 19-L1 Clara Shortridge Foltz Criminal Justice Center | 19-L1-D1010-100-ELE12 | Elevator, #12 In-Custody | GENERAL ELECTRIC | EF-2-47 | SGTE40B7 | OM00033418 | State ID# 054264 | 16TH FLOOR ELEVATOR ROOM | NA |  | NA | 48 | 480 | 158 | electric | 3 | NA | NA | \Classifications\Building System Class\D10-Conveyance Systems\D1010 - Elevator\Elevator,Electric,Pass/Freight - ELE | 1011522
19-L1 | 19-L1 Clara Shortridge Foltz Criminal Justice Center | 19-L1-D1010-100-ELE01 | ELEVATOR #1 | GENERAL ELECTRIC | FF-2-22 | SGTE40137 | OM00033130 | State ID# 054606 | ROOF ELEVATOR ROOM | NA | NA | NA | 48 | 480 | 158 | Electric | 3 | NA | NA | \Classifications\Building System Class\D10-Conveyance Systems\D1010 - Elevator\Elevator,Electric,Pass/Freight - ELE | 1011669
19-L1 | 19-L1 Clara Shortridge Foltz Criminal Justice Center | 19-L1-D1010-100-ELE02 | ELEVATOR #2 | GENERAL ELECTRIC | FF-2-19 | SGTE40137 | OM00033412 | State ID# 053852 | ROOF ELEVATOR ROOM | NA | NA | NA | 48 | 480 | 158 | Electric | 3 | NA | NA | \Classifications\Building System Class\D10-Conveyance Systems\D1010 - Elevator\Elevator,Electric,Pass/Freight - ELE | 1011670
19-L1 | 19-L1 Clara Shortridge Foltz Criminal Justice Center | 19-L1-D1010-100-ELE03 | ELEVATOR #3 | GENERAL ELECTRIC | FF-2-17 | SGTE40137 | OM00033411 | State ID# 054602 | ROOF ELEVATOR ROOM | NA | NA | NA | 48 | 480 | 158 | Electric | 3 | NA | NA | \Classifications\Building System Class\D10-Conveyance Systems\D1010 - Elevator\Elevator,Electric,Pass/Freight - ELE | 1011671
19-L1 | 19-L1 Clara Shortridge Foltz Criminal Justice Center | 19-L1-D1010-100-ELE04 | ELEVATOR #4 | GENERAL ELECTRIC | FF 2 49 | SGTE40137 | OM00033410 | State ID# 053294 | ROOF ELEVATOR ROOM | NA | NA | NA | 48 | 480 | 158 | ELECTRIC | 3 | NA | NA | \Classifications\Building System Class\D10-Conveyance Systems\D1010 - Elevator\Elevator,Electric,Pass/Freight - ELE | 1011672
19-L1 | 19-L1 Clara Shortridge Foltz Criminal Justice Center | 19-L1-D1010-100-ELE05 | ELEVATOR #5 | GENERAL ELECTRIC | FF-2-84 | SGTE40137 | OM00033409 | State ID# 053295 | ROOF ELEVATOR ROOM | NA | NA | NA | 48 | 480 | 158 | ELECTRIC | 3 | NA | NA | \Classifications\Building System Class\D10-Conveyance Systems\D1010 - Elevator\Elevator,Electric,Pass/Freight - ELE | 1011673
19-L1 | 19-L1 Clara Shortridge Foltz Criminal Justice Center | 19-L1-D1010-100-ELE06 | ELEVATOR #6 | GENERAL ELECTRIC | EF-2-102 | SGTE40137 | OM00033404 | State ID# 053879 | ROOF ELEVATOR ROOM | NA | NA | NA | 48 | 480 | 158 | ELECTRIC | 2 | NA | NA | \Classifications\Building System Class\D10-Conveyance Systems\D1010 - Elevator\Elevator,Electric,Pass/Freight - ELE | 1011674
19-L1 | 19-L1 Clara Shortridge Foltz Criminal Justice Center | 19-L1-D1010-100-ELE07 | ELEVATOR #7 | GENERAL ELECTRIC | FF-2-20 | SGTE40137 | OM00033405 | State ID# 053880 | ROOF ELEVATOR ROOM | NA | NA | NA | 48 | 480 | 158 | ELECTRIC | 3 | NA | NA | \Classifications\Building System Class\D10-Conveyance Systems\D1010 - Elevator\Elevator,Electric,Pass/Freight - ELE | 1011675
19-L1 | 19-L1 Clara Shortridge Foltz Criminal Justice Center | 19-L1-D1010-100-ELE08 | ELEVATOR #8 | GENERAL ELECTRIC | FF-2-88 | SGTE40137 | OM00033406 | State ID# 054263 | ROOF ELEVATOR ROOM | NA | NA | NA | 48 | 480 | 158 | ELECTRIC | 3 | NA | NA | \Classifications\Building System Class\D10-Conveyance Systems\D1010 - Elevator\Elevator,Electric,Pass/Freight - ELE | 1011676
19-L1 | 19-L1 Clara Shortridge Foltz Criminal Justice Center | 19-L1-D1010-100-ELE09 | ELEVATOR #9 | GENERAL ELECTRIC | FF-2-83 | SGTE40137 | OM00033407 | State ID# 054242 | ROOF ELEVATOR ROOM | NA | NA | NA | 48 | 480 | 158 | ELECTRIC | 3 | NA | NA | \Classifications\Building System Class\D10-Conveyance Systems\D1010 - Elevator\Elevator,Electric,Pass/Freight - ELE | 1011677
19-L1 | 19-L1 Clara Shortridge Foltz Criminal Justice Center | 19-L1-D1010-100-ELE10 | ELEVATOR #10 | GENERAL ELECTRIC | EF-2-46 | SGTE40137 | OM00033408 | State ID# 054243 | ROOF ELEVATOR ROOM | NA | NA | NA | 48 | 480 | 158 | ELECTRIC | 3 | NA | NA | \Classifications\Building System Class\D10-Conveyance Systems\D1010 - Elevator\Elevator,Electric,Pass/Freight - ELE | 1011678
19-L1 | 19-L1 Clara Shortridge Foltz Criminal Justice Center | 19-L1-D1010-100-ELE11 | ELEVATOR #11 | GENERAL ELECTRIC | FF-2-112 | SGTE40137 | OM00033417 | State ID# 054603 | 16TH FLOOR ELEVATOR ROOM | NA | NA | NA | 48 | 480 | 158 | ELECTRIC | 3 | NA | NA | \Classifications\Building System Class\D10-Conveyance Systems\D1010 - Elevator\Elevator,Electric,Pass/Freight - ELE | 1011679
19-L1 | 19-L1 Clara Shortridge Foltz Criminal Justice Center | 19-L1-D1010-100-ELE13 | ELEVATOR #13 | GENERAL ELECTRIC | EF-2-35 | SGTE40B7 | OM00033761 | State ID# 054251 | 17TH FLOOR ELEVATOR ROOM | NA | NA | NA | 48 | 480 | 158 | ELECTRIC | 3 | NA | NA | \Classifications\Building System Class\D10-Conveyance Systems\D1010 - Elevator\Elevator,Electric,Pass/Freight - ELE | 1011680
19-L1 | 19-L1 Clara Shortridge Foltz Criminal Justice Center | 19-L1-D1010-100-ELE14 | ELEVATOR #14 | GENERAL ELECTRIC | EF-2-49 | SGTE40B7 | OM00033415 | State ID# 054652 | ROOF ELEVATOR ROOM | NA | NA | NA | 48 | 480 | 158 | ELECTRIC | 3 | NA | NA | \Classifications\Building System Class\D10-Conveyance Systems\D1010 - Elevator\Elevator,Electric,Pass/Freight - ELE | 1011681
19-L1 | 19-L1 Clara Shortridge Foltz Criminal Justice Center | 19-L1-D1010-100-ELE15 | ELEVATOR #15 | GENERAL ELECTRIC | EF-2-48 | SGTE40B7 | OM00033414 | State ID# 054653 | ROOF ELEVATOR ROOM | NA | NA | NA | 48 | 480 | 158 | ELECTRIC | 3 | NA | NA | \Classifications\Building System Class\D10-Conveyance Systems\D1010 - Elevator\Elevator,Electric,Pass/Freight - ELE | 1011682
19-L1 | 19-L1 Clara Shortridge Foltz Criminal Justice Center | 19-L1-D1010-100-ELE16 | ELEVATOR #16 | GENERAL ELECTRIC | BF-2-20 | SGTE25A14 | OM00033763 | State ID# 053850 | ROOF ELEVATOR ROOM | NA | NA | NA | 30 | 480 | 146 | ELECTRIC | 3 | NA | NA | \Classifications\Building System Class\D10-Conveyance Systems\D1010 - Elevator\Elevator,Electric,Pass/Freight - ELE | 1011683
19-L1 | 19-L1 Clara Shortridge Foltz Criminal Justice Center | 19-L1-D1010-100-ELE17 | ELEVATOR #17 | GENERAL ELECTRIC | BF-2-19 | SGTE25A14 | OM00033762 | State ID# 053848 | 17TH FLOOR ELEVATOR ROOM | NA | NA | NA | 30 | 480 | 146 | Electric | 3 | NA | NA | \Classifications\Building System Class\D10-Conveyance Systems\D1010 - Elevator\Elevator,Electric,Pass/Freight - ELE | 1011684
19-L1 | 19-L1 Clara Shortridge Foltz Criminal Justice Center | 19-L1-D1010-100-ELE18 | ELEVATOR #18 | GENERAL ELECTRIC | BF-2-22 | SGTE40B7 | OM00033764 | State ID# 053849 | 17TH FLOOR ELEVATOR ROOM | NA | NA | NA | 30 | 480 | 146 | ELECTRIC | 3 | NA | NA | \Classifications\Building System Class\D10-Conveyance Systems\D1010 - Elevator\Elevator,Electric,Pass/Freight - ELE | 1011685
19-L1 | 19-L1 Clara Shortridge Foltz Criminal Justice Center | 19-L1-D1010-100-ELE19 | ELEVATOR #19 | GENERAL ELECTRIC | BF-2-18 | SGTE25A14 | OM00033765 | State ID# 054604 | 17TH FLOOR ELEVATOR ROOM | NA | NA | NA | 48 | 480 | 158 | ELECTRIC | 3 | NA | NA | \Classifications\Building System Class\D10-Conveyance Systems\D1010 - Elevator\Elevator,Electric,Pass/Freight - ELE | 1011686
19-L1 | 19-L1 Clara Shortridge Foltz Criminal Justice Center | 19-L1-D1010-100-ELE21 | ELEVATOR #21 | GENERAL ELECTRIC | DF-1-961 | SCD286E1098 | OM00033416 | State ID# 053851 | 19TH FLOOR ELEVATOR ROOM | NA | NA | NA | 10 | 480 | 36 | ELECTRIC | 3 | NA | NA | \Classifications\Building System Class\D10-Conveyance Systems\D1010 - Elevator\Elevator,Electric,Pass/Freight - ELE | 1011687
19-L1 | 19-L1 Clara Shortridge Foltz Criminal Justice Center | 19-L1-B2034-400-DOH01 | DOOR OVERHEAD #1 | LIFT MASTER | DNA | DNA | OM00033735 |  | SERVICE LEVEL | NA | NA | NA | 2-Jan | 220 | DNA | Electric | 3 | NA | NA | \Classifications\Building System Class\B20-General Building Exterior\B2030 - Exterior Doors\Door,Overhead-Shutter,Manual,Elec,Roll-up - DOH | 1014006
19-L1 | 19-L1 Clara Shortridge Foltz Criminal Justice Center | 19-L1-B2034-400-DOH02 | DOOR OVERHEAD #2 | LIFT MASTER | DNA | DNA | OM00033736 |  | SERVICE LEVEL | NA | NA | NA | 2-Jan | 220 | DNA | Electric | 3 | NA | NA | \Classifications\Building System Class\B20-General Building Exterior\B2030 - Exterior Doors\Door,Overhead-Shutter,Manual,Elec,Roll-up - DOH | 1014007
19-L1 | 19-L1 Clara Shortridge Foltz Criminal Justice Center | 19-L1-B2034-400-DOH03 | DOOR OVERHEAD #3 | LIFT MASTER | DNA | DNA | OM00033737 |  | SERVICE LEVEL | NA | NA | NA | 2-Jan | 220 | DNA | Electric | 3 | NA | NA | \Classifications\Building System Class\B20-General Building Exterior\B2030 - Exterior Doors\Door,Overhead-Shutter,Manual,Elec,Roll-up - DOH | 1014008
19-L1 | 19-L1 Clara Shortridge Foltz Criminal Justice Center | 19-L1-B2034-400-DOH04 | DOOR OVERHEAD #4 | LIFT MASTER | DNA | DNA | OM00033738 |  | SERVICE LEVEL | NA | NA | NA | 2-Jan | 220 | DNA | Electric | 3 | NA | NA | \Classifications\Building System Class\B20-General Building Exterior\B2030 - Exterior Doors\Door,Overhead-Shutter,Manual,Elec,Roll-up - DOH | 1014009
19-L1 | 19-L1 Clara Shortridge Foltz Criminal Justice Center | 19-L1-B2034-400-DOH05 | DOOR OVERHEAD #5 | LIFT MASTER | DNA | DNA | OM00033739 |  | SERVICE LEVEL | NA | NA | NA | 2-Jan | 220 | DNA | Electric | 3 | NA | NA | \Classifications\Building System Class\B20-General Building Exterior\B2030 - Exterior Doors\Door,Overhead-Shutter,Manual,Elec,Roll-up - DOH | 1014010
19-L1 | 19-L1 Clara Shortridge Foltz Criminal Justice Center | 19-L1-B2034-400-DOH06 | DOOR OVERHEAD #6 | LIFT MASTER | DNA | DNA | OM00033740 |  | SERVICE LEVEL | NA | NA | NA | 2-Jan | 220 | DNA | Electric | 3 | NA | NA | \Classifications\Building System Class\B20-General Building Exterior\B2030 - Exterior Doors\Door,Overhead-Shutter,Manual,Elec,Roll-up - DOH | 1014011
19-L1 | 19-L1 Clara Shortridge Foltz Criminal Justice Center | 19-L1-B2034-400-DOH09 | DOOR OVERHEAD #9 | WAYNE DALTON | DNA | 822 | OM00033793 |  | JUDGES PARKING ENTRY | NA | NA | NA | 2-Jan | 460 | DNA | Electric | 3 | NA | NA | \Classifications\Building System Class\B20-General Building Exterior\B2030 - Exterior Doors\Door,Overhead-Shutter,Manual,Elec,Roll-up - DOH | 1014014
19-L1 | 19-L1 Clara Shortridge Foltz Criminal Justice Center | 19-L1-B2034-400-DOH10 | DOOR OVERHEAD #10 | WAYNE DALTON | DNA | 822 | OM00033794 |  | JUDGES PARKING ENTRY LL | NA | NA | NA | 2-Jan | 460 | DNA | Electric | 3 | NA | NA | \Classifications\Building System Class\B20-General Building Exterior\B2030 - Exterior Doors\Door,Overhead-Shutter,Manual,Elec,Roll-up - DOH | 1014015
19-L1 | 19-L1 Clara Shortridge Foltz Criminal Justice Center | 19-L1-B3010-100-RUF01 | ROOF | DNA | DNA | DNA | OM00033461 |  | AT THE TOP OF THE BUILDING | NA | NA | NA | NA | NA | NA | NA | NA | NA | NA | \Classifications\Building System Class\B30-Roofing\B3010 - Roof Types\Roof - RUF | 1014017
19-L1 | 19-L1 Clara Shortridge Foltz Criminal Justice Center | 19-L1-D1092-120-PTS01 | PNEUMATIC TUBE SYSTEMS | DNA | DNA | DNA | OM00033459 | NA | THRU OUT THE BUILDING | NA | NA | NA | NA | NA | NA | NA | NA | NA | NA | \Classifications\Building System Class\D10-Conveyance Systems\D1090 - Other Conveyance Systems\Pneumatic Tube System -PTS | 1014018
19-L1 | 19-L1 Clara Shortridge Foltz Criminal Justice Center | 19-L1-D2023-310-HWP01 | HOT WATER CIR PUMP #1, HCP 1 | GRUNDFOS | DNA | 4375-BJ-216 | OM00033730 |  | BEHIND HEAT EXCHANGER | NA | NA | NA | DNA | 115 | DNA | Electric | 1 | NA | NA | \Classifications\Building System Class\D20-Plumbing\D2020 - Domestic Water\Domestic Hot Water Circulating Pump - HWP | 1014021
19-L1 | 19-L1 Clara Shortridge Foltz Criminal Justice Center | 19-L1-D2023-310-HWP02 | HOT WATER CIR PUMP #2 HCP-2 | GRUNDFOS | DNA | 4375-BF 216 | OM00033731 |  | BEHIND HEAT EXCHANGER | NA | NA | NA | DNA | 115 | DNA | Electric | 1 | NA | NA | \Classifications\Building System Class\D20-Plumbing\D2020 - Domestic Water\Domestic Hot Water Circulating Pump - HWP | 1014022
19-L1 | 19-L1 Clara Shortridge Foltz Criminal Justice Center | 19-L1-D2023-310-HWP03 | HOT WATER CIR PUMP #3, HCP-3 | BELL & GOSSETT | DNA | DNA | OM00033796 |  | NEAR ENTRY TO MECH ROOM | NA | NA | NA | DNA | 115 | DNA | Electric | 1 | NA | NA | \Classifications\Building System Class\D20-Plumbing\D2020 - Domestic Water\Domestic Hot Water Circulating Pump - HWP | 1014023
19-L1 | 19-L1 Clara Shortridge Foltz Criminal Justice Center | 19-L1-D2023-310-HWP04 | HOT WATER CIR PUMP #4, HCP-4 | GRUNDFOS | DNA | DNA | OM00033759 |  | JANITOR CLOSET OUTSIDE ELEV | NA | NA | NA | DNA | 115 | DNA | Electric | 1 | NA | NA | \Classifications\Building System Class\D20-Plumbing\D2020 - Domestic Water\Domestic Hot Water Circulating Pump - HWP | 1014024
19-L1 | 19-L1 Clara Shortridge Foltz Criminal Justice Center | 19-L1-D2023-310-HWP05 | CIR PUMP HOT WATER, AHU #16-3 HWP05 | BELL & GOSSETT | DNA | DNA | OM00033799 |  | NEAR AH 16-3 | NA | NA | NA | 12-Jan | 115 | DNA | Electric | 1 | NA | NA | \Classifications\Building System Class\D20-Plumbing\D2020 - Domestic Water\Domestic Hot Water Circulating Pump - HWP | 1014025
19-L1 | 19-L1 Clara Shortridge Foltz Criminal Justice Center | 19-L1-D2023-310-WBS01 | PUMP, DOMESTIC WATER BOOSTER SYSTEM (HOT WATER) | PACO | DNA | H95126912-A10930673 | OM00033396 |  | JUDGES PARKING | NA | NA | NA | 7.5 | 480 | 8.6 | Electric | 3 | NA | NA | \Classifications\Building System Class\D20-Plumbing\D2020 - Domestic Water\Domestic Water Booster System - WBS | 1014026
19-L1 | 19-L1 Clara Shortridge Foltz Criminal Justice Center | 19-L1-D2023-310-WBS02 | DOMESTIC WATER BOOSTER SYSTEM WBS02 | JDL PUMP SYSTEMS | 27A1625 | JDL 3E-390-155-VS-RT | OM00033727 |  | NEAR CHILLER PUMPS | NA | NA | NA | 15/15/15 | 480 | 17/17/17 | Electric | 3 | NA | NA | \Classifications\Building System Class\D20-Plumbing\D2020 - Domestic Water\Domestic Water Booster System - WBS | 1014027
19-L1 | 19-L1 Clara Shortridge Foltz Criminal Justice Center | 19-L1-D2040-100-PSU01 | SUMP PUMP PSU01 | BALDOR / US MOTORS | DNA | VM3710T | OM00033728 |  | NEAR PANEL | NA | NA | NA | 7 1/2 / 7 1/2 | 480 | 10.1 | Electric | 3 | NA | NA | \Classifications\Building System Class\D20-Plumbing\D2040 - Rain Drain\Sump Pump - PSU | 1014029
19-L1 | 19-L1 Clara Shortridge Foltz Criminal Justice Center | 19-L1-D2040-100-PSU02 | SUMP PUMP PSU02 | ESSCO | 11120-1 / 11120-2 | 493TF | OM00033696 |  | NEAR ROLL-UP GATES | NA | NA | NA | 5 | 460 | DNA | Electric | 3 | NA | NA | \Classifications\Building System Class\D20-Plumbing\D2040 - Rain Drain\Sump Pump - PSU | 1014030
19-L1 | 19-L1 Clara Shortridge Foltz Criminal Justice Center | 19-L1-D3020-100-HET01 | EXPANSION TANK HET01 | DOWNEY WELDING CO | 3143 | A-285-C | OM00033751 |  | PENTHOUSE NW CENTER | NA | NA | NA | NA | NA | NA | NA | NA | NA | NA | \Classifications\Building System Class\D30-HVAC Systems\D3020 - Heat SYS\Heater Water Expansion Tank - HET | 1014031
19-L1 | 19-L1 Clara Shortridge Foltz Criminal Justice Center | 19-L1-D3020-100-HET02 | GENERATOR ENGINE COOLANT HET02 | DNA | DNA | DNA | OM00033364 |  | SERVICE LEVEL NORTHWEST | NA | NA | NA | NA | NA | NA | NA | NA | NA | NA | \Classifications\Building System Class\D30-HVAC Systems\D3020 - Heat SYS\Heater Water Expansion Tank - HET | 1014032
19-L1 | 19-L1 Clara Shortridge Foltz Criminal Justice Center | 19-L1-D3044-125-PHW02 | HOT WATER PUMP #2 | AMERICAN MARSH PUMPS | DNA | 4X5-15-HD-RH | OM00033385 |  | JUDGES PARKING | NA | NA | NA | 40 | 480 | 48.9 | Electric | 3 | NA | NA | \Classifications\Building System Class\D30-HVAC Systems\D3040 - Distribution SYS\Hot Water Pump - PHW | 1014034
19-L1 | 19-L1 Clara Shortridge Foltz Criminal Justice Center | 19-L1-D3031-100-PCH01 | CHILLED WATER PUMP #1 | AURORA PUMPS | DNA | OJPA-BF | OM00033393 |  | JUDGES PARKING | NA | NA | NA | 75 | 480 | 95.3 | Electric | 3 | NA | NA | \Classifications\Building System Class\D30-HVAC Systems\D3030 - Cooling SYS\Chilled Water Pump - PCH | 1014036
19-L1 | 19-L1 Clara Shortridge Foltz Criminal Justice Center | 19-L1-D3031-100-PCH02 | CHILLED WATER PUMP #2 | AURORA PUMPS | DNA | OJPA-BF | OM00033394 |  | JUDGE'S PARKING | NA | NA | NA | 75 | 480 | 95.3 | Electric | 3 | NA | NA | \Classifications\Building System Class\D30-HVAC Systems\D3030 - Cooling SYS\Chilled Water Pump - PCH | 1014037
19-L1 | 19-L1 Clara Shortridge Foltz Criminal Justice Center | 19-L1-D3031-100-PCH03 | CHILLED WATER PUMP #3 | AURORA PUMPS | IMQF34091-G2-ZN | OJPA-BJ | OM00033395 |  | JUDGES PARKING | NA | NA | NA | 75 | 480 | 95.3 | Electric | 3 | NA | NA | \Classifications\Building System Class\D30-HVAC Systems\D3030 - Cooling SYS\Chilled Water Pump - PCH | 1014038
19-L1 | 19-L1 Clara Shortridge Foltz Criminal Justice Center | 19-L1-D3031-100-PCH04 | CONDENSER TOWER PUMP #1 (DCP-1 DEISEL COOLANT PUMP) PCH04 | AURORA PUMPS | 2-14186-1 | GBHA | OM00033365 |  | SERVICE LEVEL NORTHWEST | NA | NA | NA | 5 | 460 | 6.8 | Electric | 3 | NA | NA | \Classifications\Building System Class\D30-HVAC Systems\D3030 - Cooling SYS\Chilled Water Pump - PCH | 1014039
19-L1 | 19-L1 Clara Shortridge Foltz Criminal Justice Center | 19-L1-D3031-100-PCH05 | CONDENSER TOWER PUMP #2 (DCP-2 DIESEL COOLANT PUMP 2) PCH05 | AURORA PUMPS | 2-14186-2 | GBHA | OM00033366 |  | SERVICE LEVEL NORTH WEST | NA | NA | NA | 5 | 480 | 6.8 | Electric | 3 | NA | NA | \Classifications\Building System Class\D30-HVAC Systems\D3030 - Cooling SYS\Chilled Water Pump - PCH | 1014040
19-L1 | 19-L1 Clara Shortridge Foltz Criminal Justice Center | 19-L1-D3041-110-AHU41 | AIR HANDLING UNIT #19-4 | TRANE | UO-12975 | 81 | OM00033384 |  | PENTHOUSE R8 | (3) 13144 / (3) 13195 | (25) 20X25X2 | NA | 40 | 480 | 26.5 | Electric | 3 | NA | NA | \Classifications\Building System Class\D30-HVAC Systems\D3040 - Distribution SYS\Air Handling Unit - AHU | 1014041
19-L1 | 19-L1 Clara Shortridge Foltz Criminal Justice Center | 19-L1-D3041-110-AHU42 | AIR HANDLING UNIT #20-1 | TRANE | UO-12692 | 81 | OM00033398 |  | ELEVATOR MACHINE ROOM | (2) 1381 | (7) 16X20X2 / (7) 16X25X2 | NA | 7.5 | 480 | 10.8 | Electric | 3 | NA | NA | \Classifications\Building System Class\D30-HVAC Systems\D3040 - Distribution SYS\Air Handling Unit - AHU | 1014042
19-L1 | 19-L1 Clara Shortridge Foltz Criminal Justice Center | 19-L1-D3040-120-FCU01 | FAN COIL UNIT | US AIR CO | 419 | HBC-112 | OM00033419 |  | SERVICE LEVEL | DNA | DNA | DNA | DNA | 460 | 1.7 | Electric | 3 | NA | NA | \Classifications\Building System Class\D30-HVAC Systems\D3040 - Distribution SYS\Fan Coil Unit - FCU | 1014043
19-L1 | 19-L1 Clara Shortridge Foltz Criminal Justice Center | 19-L1-D3040-120-FCU02 | FAN COIL #2 | MAGIC AIRE | W020844155 | 60-BVW-13 | OM00033429 |  | NEXT TO STEAM ROOM | 4L460 | DNA | DNA | 4-Mar | 480 | 13.2 | Electric | 3 | NA | NA | \Classifications\Building System Class\D30-HVAC Systems\D3040 - Distribution SYS\Fan Coil Unit - FCU | 1014044
19-L1 | 19-L1 Clara Shortridge Foltz Criminal Justice Center | 19-L1-D3042-220-EFN01 | ELEV EX FAN #1 | BALDOR | DNA | DNA | OM00033768 |  | ELEV MECH PENTHOUSE | A-46 | NA | NA | DNA | 480 | DNA | Electric | 3 | NA | NA | \Classifications\Building System Class\D30-HVAC Systems\D3040 - Distribution SYS\Supply/Exhaust/Return fans- FAN | 1014045
19-L1 | 19-L1 Clara Shortridge Foltz Criminal Justice Center | 19-L1-D3042-220-EFN02 | EXHAUST FAN #2 | CONTROL AIR | DNA | LAA-0111-1 | OM00033374 |  | PARKING LEVEL | A-68 | NA | NA | 3 | 480 | DNA | Electric | 3 | NA | NA | \Classifications\Building System Class\D30-HVAC Systems\D3040 - Distribution SYS\Supply/Exhaust/Return fans- FAN | 1014046
19-L1 | 19-L1 Clara Shortridge Foltz Criminal Justice Center | 19-L1-D3042-220-EFN03 | EXHAUST FAN #3 | CENTRAL LINE | DNA | LAA-0111-2 | OM00033375 |  | PARKING LEVEL | A-55 | NA | NA | 2 | 480 | 2.8 | Electric | 3 | NA | NA | \Classifications\Building System Class\D30-HVAC Systems\D3040 - Distribution SYS\Supply/Exhaust/Return fans- FAN | 1014047
19-L1 | 19-L1 Clara Shortridge Foltz Criminal Justice Center | 19-L1-D3042-220-EFN04 | EXHAUST FAN #4 | BALDOR | DNA | M31575 | OM00033745 |  | PARKING LEVEL | AZ-60 | NA | NA | 2 | 480 | 2.8 | Electric | 3 | NA | NA | \Classifications\Building System Class\D30-HVAC Systems\D3040 - Distribution SYS\Supply/Exhaust/Return fans- FAN | 1014048
19-L1 | 19-L1 Clara Shortridge Foltz Criminal Justice Center | 19-L1-D3042-220-EFN05 | EXHAUST FAN #5 | WESTINGHOUSE | DNA | DNA | OM00037907 |  | PARKING LEVEL | B-97 | NA | NA | 7 1/2 | 480 | DNA | Electric | 3 | NA | NA | \Classifications\Building System Class\D30-HVAC Systems\D3040 - Distribution SYS\Supply/Exhaust/Return fans- FAN | 1014049
19-L1 | 19-L1 Clara Shortridge Foltz Criminal Justice Center | 19-L1-D3042-220-EFN07 | EXHAUST FAN #7 | TRANE | UO-99501 | 81 | OM00033662 |  | NEAR PARKING ON SERVICE LEVEL | DNA | NA | NA | 5 | 480 | DNA | Electric | 3 | NA | NA | \Classifications\Building System Class\D30-HVAC Systems\D3040 - Distribution SYS\Supply/Exhaust/Return fans- FAN | 1014051
19-L1 | 19-L1 Clara Shortridge Foltz Criminal Justice Center | 19-L1-D3042-220-EFN08 | EXHAUST FAN #8 | TRANE | UO-10345 | 81 | OM00033664 |  | SERVICE LEVEL, COMPLEX MANAGER ROOM | B-158 | NA | NA | 5 | 480 | DNA | Electric | 3 | NA | NA | \Classifications\Building System Class\D30-HVAC Systems\D3040 - Distribution SYS\Supply/Exhaust/Return fans- FAN | 1014052
19-L1 | 19-L1 Clara Shortridge Foltz Criminal Justice Center | 19-L1-D3042-220-EFN09 | EXHAUST FAN #9 | TRANE | U9-98218 | 18-L4 | OM00033722 |  | SERVICE LEVEL NEAR MECH ROOM/AC 1-1 | 4L-410 | NA | NA | 4-Mar | 480 | DNA | Electric | 3 | NA | NA | \Classifications\Building System Class\D30-HVAC Systems\D3040 - Distribution SYS\Supply/Exhaust/Return fans- FAN | 1014053
19-L1 | 19-L1 Clara Shortridge Foltz Criminal Justice Center | 19-L1-D3042-220-EFN10 | EXHAUST FAN #10 | TRANE | K84L46016 | U13H3-FC | OM00033723 |  | SERVICE LEVEL NEAR AC 1-1 | 4L-370 | NA | NA | 3-Jan | 120 | DNA | Electric | 1 | NA | NA | \Classifications\Building System Class\D30-HVAC Systems\D3040 - Distribution SYS\Supply/Exhaust/Return fans- FAN | 1014054
19-L1 | 19-L1 Clara Shortridge Foltz Criminal Justice Center | 19-L1-D3042-220-EFN11 | EXHAUST FAN #11 | TRANE | U9-98220 | 27M2 | OM00033665 |  | SERVICE LEVEL NEAR MAIN ELEV BANK | A-66 | NA | NA | 1 | 480 | DNA | Electric | 3 | NA | NA | \Classifications\Building System Class\D30-HVAC Systems\D3040 - Distribution SYS\Supply/Exhaust/Return fans- FAN | 1014055
19-L1 | 19-L1 Clara Shortridge Foltz Criminal Justice Center | 19-L1-D3042-220-EFN12 | EXHAUST FAN #12 | TRANE | U9-98221 | DNA | OM00033725 |  | SERVICE LEVEL, STAIR #10 | B-48 | NA | NA | 4-Mar | 480 | DNA | Electric | 3 | NA | NA | \Classifications\Building System Class\D30-HVAC Systems\D3040 - Distribution SYS\Supply/Exhaust/Return fans- FAN | 1014056
19-L1 | 19-L1 Clara Shortridge Foltz Criminal Justice Center | 19-L1-D3042-220-EFN13 | EXHAUST FAN #13 | TRANE | UO-12703 | 18L4 | OM00033753 |  | PENTHOUSE EQ RM #R-2 | 4L 410 | NA | NA | 4-Mar | 480 | DNA | Electric | 3 | NA | NA | \Classifications\Building System Class\D30-HVAC Systems\D3040 - Distribution SYS\Supply/Exhaust/Return fans- FAN | 1014057
19-L1 | 19-L1 Clara Shortridge Foltz Criminal Justice Center | 19-L1-D3042-220-EFN14 | EXHAUST FAN #14 | TRANE | UO-12980 | 81 | OM00033754 |  | PENTHOUSE | B-95 | NA | NA | 7 1/2 | 480 | DNA | Electric | 3 | NA | NA | \Classifications\Building System Class\D30-HVAC Systems\D3040 - Distribution SYS\Supply/Exhaust/Return fans- FAN | 1014058
19-L1 | 19-L1 Clara Shortridge Foltz Criminal Justice Center | 19-L1-D3042-220-EFN15 | EXHAUST FAN #15 | TRANE | UO-12704 | 20M6 | OM00033752 |  | PENTHOUSE ROOF, EQ RM R-1 | 4L490 | NA | NA | 1 | 480 | DNA | Electric | 3 | NA | NA | \Classifications\Building System Class\D30-HVAC Systems\D3040 - Distribution SYS\Supply/Exhaust/Return fans- FAN | 1014059
19-L1 | 19-L1 Clara Shortridge Foltz Criminal Justice Center | 19-L1-D3042-220-EFN16 | EXHAUST FAN #16 | TRANE | UO-12705 | 3658 | OM00033755 |  | PENTHOUSE | B-105 | NA | NA | 5 | 480 | DNA | Electric | 3 | NA | NA | \Classifications\Building System Class\D30-HVAC Systems\D3040 - Distribution SYS\Supply/Exhaust/Return fans- FAN | 1014060
19-L1 | 19-L1 Clara Shortridge Foltz Criminal Justice Center | 19-L1-D3042-220-EFN17 | EXHAUST FAN #17 | TRANE | UO-12706 | 36T8 | OM00033749 |  | PENTHOUSE ROOF | B-95 | NA | NA | 7 1/2 | 480 | DNA | Electric | 3 | NA | NA | \Classifications\Building System Class\D30-HVAC Systems\D3040 - Distribution SYS\Supply/Exhaust/Return fans- FAN | 1014061
19-L1 | 19-L1 Clara Shortridge Foltz Criminal Justice Center | 19-L1-D3042-220-EFN18 | EXHAUST FAN #18 | TRANE | UO-12707 | 18M5 | OM00033747 |  | PENTHOUSE R-9 | 4L460 | NA | NA | 1 | 480 | DNA | Electric | 3 | NA | NA | \Classifications\Building System Class\D30-HVAC Systems\D3040 - Distribution SYS\Supply/Exhaust/Return fans- FAN | 1014062
19-L1 | 19-L1 Clara Shortridge Foltz Criminal Justice Center | 19-L1-D3042-220-EFN19 | EXHAUST FAN #19 | TRANE | UO-12981 | 81 | OM00033402 |  | PENTHOUSE ROOF | B85 | NA | NA | 7 1/2 | 480 | DNA | Electric | 3 | NA | NA | \Classifications\Building System Class\D30-HVAC Systems\D3040 - Distribution SYS\Supply/Exhaust/Return fans- FAN | 1014063
19-L1 | 19-L1 Clara Shortridge Foltz Criminal Justice Center | 19-L1-D3042-220-EFN20 | EXHAUST FAN #20 | TRANE | UO-12708 | 18M5 | OM00033746 |  | PENTHOUSE R-8 | 4L460 | NA | NA | 1 | 480 | DNA | Electric | 3 | NA | NA | \Classifications\Building System Class\D30-HVAC Systems\D3040 - Distribution SYS\Supply/Exhaust/Return fans- FAN | 1014064
19-L1 | 19-L1 Clara Shortridge Foltz Criminal Justice Center | 19-L1-D3042-220-EFN22 | EXHAUST FAN #22 | TRANE | UO-12709 | 9-F2 | OM00033757 |  | PENTHOUSE ROOF | 4L320 | NA | NA | DNA | 120 | DNA | Electric | 1 | NA | NA | \Classifications\Building System Class\D30-HVAC Systems\D3040 - Distribution SYS\Supply/Exhaust/Return fans- FAN | 1014066
19-L1 | 19-L1 Clara Shortridge Foltz Criminal Justice Center | 19-L1-D3042-220-EFN23 | EXHAUST FAN #23 | BALDOR | DNA | DNA | OM00033732 |  | PARKING LEVEL | A-53 | NA | NA | 1 1/2 | 480 | DNA | Electric | 3 | NA | NA | \Classifications\Building System Class\D30-HVAC Systems\D3040 - Distribution SYS\Supply/Exhaust/Return fans- FAN | 1014067
19-L1 | 19-L1 Clara Shortridge Foltz Criminal Justice Center | 19-L1-D3042-220-EFN24 | EXHAUST FAN #24 | TRANE | UO-99500 | 81 | OM00033666 |  | PARKING LEVEL ELEV. #19 | B-140 | NA | NA | 7 1/2 | 480 | DNA | Electric | 3 | NA | NA | \Classifications\Building System Class\D30-HVAC Systems\D3040 - Distribution SYS\Supply/Exhaust/Return fans- FAN | 1014068
19-L1 | 19-L1 Clara Shortridge Foltz Criminal Justice Center | 19-L1-D3042-220-EFN25 | #2 ELEV EX FAN EFN25 | BALDOR | DNA | DNA | OM00033766 |  | ROOF ELEV ROOM | A-46 | NA | NA | DNA | 480 | DBA | Electric | 3 | NA | NA | \Classifications\Building System Class\D30-HVAC Systems\D3040 - Distribution SYS\Supply/Exhaust/Return fans- FAN | 1014069
19-L1 | 19-L1 Clara Shortridge Foltz Criminal Justice Center | 19-L1-D3042-220-EFN26 | ELEV EX FAN #3 EFN26 | BALDOR | DNA | DNA | OM00033767 |  | ELEV MECH ROOM | A-46 | NA | NA | DNA | 480 | DNA | Electric | 3 | NA | NA | \Classifications\Building System Class\D30-HVAC Systems\D3040 - Distribution SYS\Supply/Exhaust/Return fans- FAN | 1014070
19-L1 | 19-L1 Clara Shortridge Foltz Criminal Justice Center | 19-L1-G3060-320-DFP01 | DIESEL OIL TRANSFER PUMP | G.E. | DNA | 5K42HG2575 | OM00033724 | NA | JUDGES PARKING GARAGE NORTH WEST | NA | NA | NA | 1/3 / 1/3 | 480 | 0.92 | Electric | 3 | NA | NA | \Classifications\Building System Class\G30-Site Mechanical Utilities\G3060 - Fuel Distribution\Pump, Fuel, Diesel Fuel Transfer Pump - DFP | 1014076
19-L1 | 19-L1 Clara Shortridge Foltz Criminal Justice Center | 19-L1-D3090-114-CMP01 | COMPRESSOR (SHOP) CMP01 | WORTHINGTON | DNA | F-1068-01-170 | OM00033663 | 09396-72-045749 - Two compressor motors share same tank | NEAR ENGINEER SHOP PARKING | DNA | NA | NA | 2 | 460 | 3.8 | Electric | 3 | NA | NA | \Classifications\Building System Class\D30-HVAC Systems\D3090 - Other HVAC Systems and Equipment\Air Compressor - CMP | 1014079
19-L1 | 19-L1 Clara Shortridge Foltz Criminal Justice Center | 19-L1-D3090-220-CMD01 | AIR DRYER (CONTROL AIR) CMD01 | SPEED FIRE | 2452201-050 | 5658C | OM00033428 |  | NEAR SUMP PUMP | NA | NA | R-22 | 4-Mar | 115 | 15.1 | Electric | 1 | NA | NA | \Classifications\Building System Class\D30-HVAC Systems\D3090 - Other HVAC Systems and Equipment\Compressed Air Dryer - CMD | 1014081
19-L1 | 19-L1 Clara Shortridge Foltz Criminal Justice Center | 19-L1-D2023-100-BFP01 | BACKFLOW PREVENTER #1 (FIRE SYSTEM) | HERSEY | 3233 | 5004586-587 10"DC | OM00033668 | Service#:236952 Meter#:90122198 ID#5171 | PARKING BAY #5 SHERRIFF - NEAR LOCKUP ENTRANCE FOR BAY #5 | NA | NA | NA | NA | NA | NA | NA | NA | NA | NA | \Classifications\Building System Class\D20-Plumbing\D2020 - Domestic Water\Backflow Preventer - BFP | 1014082
19-L1 | 19-L1 Clara Shortridge Foltz Criminal Justice Center | 19-L1-D2023-100-BFP02 | BACKFLOW PREVENTER #2 (2" GENERATOR COOLING SYSTEM MAKEUP) | FEBCO | A166111 | 825Y | OM00033362 | OW0209916-FA0234828-BD0038681-FEBRUARY | SERVICE LEVEL ROOM S-201 DIESEL COOLING WATER (ORIGINAL BLUE FORM REQUIRED) | NA | NA | NA | NA | NA | NA | NA | NA | NA | NA | \Classifications\Building System Class\D20-Plumbing\D2020 - Domestic Water\Backflow Preventer - BFP | 1014083
19-L1 | 19-L1 Clara Shortridge Foltz Criminal Justice Center | 19-L1-D2023-100-BFP04 | BACKFLOW PREVENTER (GENERATOR COOLING SYSTEM) | FEBCO | H26358 | 825Y | OM00033363 | OW0209916-FA0234828-BD0038682-FEBRUARY | SERVICE LEVEL ROOM S-201 CHILLED WATER MAKE-UP (LAPHD FORM REQUIRED) | NA | NA | NA | NA | NA | NA | NA | NA | NA | NA | \Classifications\Building System Class\D20-Plumbing\D2020 - Domestic Water\Backflow Preventer - BFP | 1014085
19-L1 | 19-L1 Clara Shortridge Foltz Criminal Justice Center | 19-L1-D4022-210-JPM01 | FIRE JOCKEY PUMP | GRUNDFOS | DNA | A96084287-P51132062 | OM00033369 |  | JUDGES PARKING | NA | NA | NA | 7.5 | 480 | 8.6 | Electric | 3 | NA | NA | \Classifications\Building System Class\D40-Fire Protection SYS\D4020 - Stand Pipe\Jockey Pump - JPM | 1014087
19-L1 | 19-L1 Clara Shortridge Foltz Criminal Justice Center | 19-L1-D4024-100-FHS01 | FIRE HOSE SYSTEM |  | DNA | U85UG | OM00033744 |  | ENTIRE BUILDING | NA | NA | NA | NA | NA | NA | NA | NA | NA | NA | \Classifications\Building System Class\D40-Fire Protection SYS\D4020 - Stand Pipe\Other Stand Pipe Hose Systems - FHS | 1014088
19-L1 | 19-L1 Clara Shortridge Foltz Criminal Justice Center | 19-L1-D5010-200-ESD08 | ELECTRICAL SWITCHBOARD #1 | G.E. | DNA | DNA | OM00033380 |  | PARKING NEAR BOILER MECH ROOM | NA | NA | NA | NA | 480 | DNA | Electric | 3 | NA | NA | \Classifications\Building System Class\D50-Electrical SYS\D5010 - Elec Service & Dist\Electical Service and Distribution - ESD | 1014089
19-L1 | 19-L1 Clara Shortridge Foltz Criminal Justice Center | 19-L1-D5010-200-ESD02 | ELECTRICAL SWITCHBOARD #2 | G.E. | DNA | DNA | OM00033381 |  | PARKING NEAR BOILER MECH ROOM | NA | NA | NA | NA | 480 | DNA | Electric | 3 | NA | NA | \Classifications\Building System Class\D50-Electrical SYS\D5010 - Elec Service & Dist\Electical Service and Distribution - ESD | 1014090
19-L1 | 19-L1 Clara Shortridge Foltz Criminal Justice Center | 19-L1-D5036-200-CSY01 | CLOCK SYSTEM | MIDWEST TIME CONTROL | 990301 | MTC-600 | OM00033382 |  | MAIN ELECT ROOM | NA | NA | NA | NA | 120 | DNA | Electric | 1 | NA | NA | \Classifications\Building System Class\D50-Electrical SYS\D5030 - Comm & Security\Clock Systems - CSY | 1014092
19-L1 | 19-L1 Clara Shortridge Foltz Criminal Justice Center | 19-L1-D5092-210-GEN02 | GENERATOR, EMERGENCY #2 | LAWLESS DETROIT DIESEL | 2239 | 7163-7000-3500 | OM00030885 | G7096 | SERVICE LEVEL NORTH WEST | NA | NA | NA | 565 | 480 | DNA | Diesel | 3 | NA | NA | \Classifications\Building System Class\D50-Electrical SYS\D5090 - Elec SYS\Emergency Generator - GEN | 1014093
19-L1 | 19-L1 Clara Shortridge Foltz Criminal Justice Center | 19-L1-G3010-210-PWT01 | POTABLE WATER STORAGE TANK PWT01 | WESSELS | 140550 | CRNL8228/ | OM00033403 |  | JANITORS CLOSET | NA | NA | NA | NA | NA | NA | NA | NA | NA | NA | \Classifications\Building System Class\G30-Site Mechanical Utilities\G3010 - Water Supply\Potable Water Storage Tank - PWT | 1014095
19-L1 | 19-L1 Clara Shortridge Foltz Criminal Justice Center | 19-L1-D2030-410-PMS01 | SEWER EJECTOR PUMP PMS01 | TOSHIBA | SA5236299 | 0056FTSA21A-P | OM00033729 |  | NEAR HEAT EXCHANGERS | NA | NA | NA | DNA | 480 | 7.3 | Electric | 3 | NA | NA | \Classifications\Building System Class\D20-Plumbing\D2030 - Sani Waste\Sewage Ejector Pump - PMS | 1014096
19-L1 | 19-L1 Clara Shortridge Foltz Criminal Justice Center | 19-L1-G3063-100-DAT01 | DAY TANK, FUEL STORAGE | DOWNEY WELDING & MFG | DNA | DNA | OM00030887 |  | SERVICE LEVEL NORTHWEST | NA | NA | NA | NA | NA | NA | Diesel | NA | NA | NA | \Classifications\Building System Class\G30-Site Mechanical Utilities\G3060 - Fuel Distribution\Tank, Fuel Storage Day - DAT | 1014097
19-L1 | 19-L1 Clara Shortridge Foltz Criminal Justice Center | 19-L1-G3063-100-AST01 | TANK, FUEL STORAGE ABOVE GROUND | HOOVER CONTAINMENT | UL2085 | LDP2000P | OM00033368 |  | JUGES PARKING NORTHWEST | NA | NA | NA | NA | NA | NA | Diesel | NA | NA | NA | \Classifications\Building System Class\G30-Site Mechanical Utilities\G3060 - Fuel Distribution\Tank, Fuel Storage, Above Ground - AST | 1014098
19-L1 | 19-L1 Clara Shortridge Foltz Criminal Justice Center | 19-L1-G2050-200-LSC01 | LANDSCAPING | DNA | DNA | DNA | OM00033458 |  | OUTSIDE | NA | NA | NA | NA | NA | NA | NA | NA | NA | NA | \Classifications\Building System Class\G20-Other Systems\G2050 - Landscaping\Landscaping - LSC | 1014099
19-L1 | 19-L1 Clara Shortridge Foltz Criminal Justice Center | 19-L1-D5092-250-ELT2285 | LIGHTING, EXTERIOR | NA | NA | NA | OM00033460 |  | OUTSIDE OF BUILDING | NA | NA | NA | NA | 277 | DNA | Electric | 1 | NA | NA | \Classifications\Building System Class\D50-Electrical SYS\D5090 - Elec SYS\Exterior Lighting - ELT | 1014100
19-L1 | 19-L1 Clara Shortridge Foltz Criminal Justice Center | 19-L1-G2049-300-HSC01 | HARDSCAPE | NA | NA | NA | OM00033457 |  | OUTSIDE OF BUILDING | NA | NA | NA | NA | NA | NA | NA | NA | NA | NA | \Classifications\Building System Class\G20-Other Systems\G2040 - Site Development\Hardscape - HSC | 1014101
19-L1 | 19-L1 Clara Shortridge Foltz Criminal Justice Center | 19-L1-D1010-100-ELE20 | Elevator #20 | DNA | DNA | DNA | OM00033422 | State ID# 054605 | Roof, Elevator Mach. Room | NA | NA | NA | DNA | DNA | DNA | Hydraulic | 3 | NA | NA | \Classifications\Building System Class\D10-Conveyance Systems\D1010 - Elevator\Elevator,Hydraulic,Pass/Freight - ELE | 1014577
19-L1 | 19-L1 Clara Shortridge Foltz Criminal Justice Center | 19-L1-D2023-100-BFP06 | BACKFLOW PREVENTER #6 (1") | FEBCO | H19099 | 825Y | OM00036337 | OW0209916-FA0234828-BD0045169-FEBRUARY | CRIMINAL COURTS MB-312 - BASEMENT (LAPHD FORM REQUIRED) | NA | NA | NA | NA | NA | NA | NA | NA | NA | NA | \Classifications\Building System Class\D20-Plumbing\D2020 - Domestic Water\Backflow Preventer - BFP | 1015415
19-L1 | 19-L1 Clara Shortridge Foltz Criminal Justice Center | 19-L1-D2023-100-BFP07 | BACKFLOW PREVENTER #7 (2") | WILKINS | 485898 | 975 | OM00036338 | OW0209916-FA0234828-BD0049742-FEBRUARY | Basement -CRIMINAL COURTS MB-312 A (LAPHD FORM REQUIRED) | NA | NA | NA | NA | NA | NA | NA | NA | NA | NA | \Classifications\Building System Class\D20-Plumbing\D2020 - Domestic Water\Backflow Preventer - BFP | 1015416
19-L1 | 19-L1 Clara Shortridge Foltz Criminal Justice Center | 19-L1-D2023-100-BFP09 | BACKFLOW PREVENTER #9 (2") | FEBCO | 1003342 | 825Y | OM00037908 | OW0209916-FA0234828-BD0038683-J 1003342-FEBRUARY | Basement -SERVICE LEVEL ROOM S-204 NW & WEST SIDE HOSE BIBB (LAPHD FORM REQUIRED) | NA | NA | NA | NA | NA | NA | NA | NA | NA | NA | \Classifications\Building System Class\D20-Plumbing\D2020 - Domestic Water\Backflow Preventer - BFP | 1015418
19-L1 | 19-L1 Clara Shortridge Foltz Criminal Justice Center | 19-L1-D5010-234-ATS02 | ELECTRICAL, AUTOMATIC TRANSFER SWITCH #2 | ASCO | 4746Y | 906166 | OM00036594 |  | GENERATOR RM SERVICE LVL (TRANSF SWITCH #2) | NA | NA | NA | NA | 480 | 400 | Electric | 3 | NA | NA | \Classifications\Building System Class\D50-Electrical SYS\D5010 - Elec Service & Dist\Automatic Transfer Switch - ATS | 1015931
19-L1 | 19-L1 Clara Shortridge Foltz Criminal Justice Center | 19-L1-D4095-230-HBL01 | VENT HOOD (JUDGES' KITCHEN, WET) | ANSUL | S323383 | R-102 | OM00035688 | NA | JUDGES LOUNGE KITCHEN ON 6TH FLOOR | NA | NA | NA | NA | DNA | DNA | Electric | DNA | NA | NA | \Classifications\Building System Class\D40-Fire Protection SYS\D4090 - Other Fire Protection Systems\Hood and Blower - HBL | 1016190
19-L1 | 19-L1 Clara Shortridge Foltz Criminal Justice Center | 19-L1-B2010-100-BLD01 | Building | NA | NA | NA | OM00037890 | FA0013241 | [11 empty] | \Classifications\Building System Class\B20-General Building Exterior\B2010 - Exterior Walls\Building - BLD | 1016546
19-L1 | 19-L1 Clara Shortridge Foltz Criminal Justice Center | 19-L1-D5010-234-ATS03 | AUTOMATIC TRANSFER SWITCH #1 | ASCO | 1027351RE | DNA | OM00037906 |  | GENERATOR RM SERVICE LVL (TRANSF SWITCH #1) | NA | NA | NA | NA | 480 | 600 | Electric | 3 | NA | NA | \Classifications\Building System Class\D50-Electrical SYS\D5010 - Elec Service & Dist\Automatic Transfer Switch - ATS | 1017277
19-L1 | 19-L1 Clara Shortridge Foltz Criminal Justice Center | 19-L1-D3042-220-EFN27 | Exhaust Fan #21 (Roof) | Twin City | H14000000126261 | BCRUR360BHP | OM00036890 | NA | Roof | A46 | NA | NA | 3 | 230/460 | DNA | NA | 3 | NA | NA | \Classifications\Building System Class\D30-HVAC Systems\D3040 - Distribution SYS\Supply/Exhaust/Return fans- FAN | 1018489
19-L1 | 19-L1 Clara Shortridge Foltz Criminal Justice Center | 19-L1-D5010-200-ESD03 | Electrical, Switchboard, under 560 volts #03 | General Electric | DNA | AV-Line | OM00002500 |  | Basement | NA | NA | NA | NA | 227/480 | 600 | Electric | 3 | NA | NA | \Classifications\Building System Class\D50-Electrical SYS\D5010 - Elec Service & Dist\Electical Service and Distribution - ESD | 1019302
19-L1 | 19-L1 Clara Shortridge Foltz Criminal Justice Center | 19-L1-D5010-200-ESD04 | Electrical, Switchboard, under 560 volts #04 | General Electric | DNA | AV-Line | OM00002514 |  | Basement, RM B-112 | NA | NA | NA | NA | 120/208 | 800 | Electric | 3 | NA | NA | \Classifications\Building System Class\D50-Electrical SYS\D5010 - Elec Service & Dist\Electical Service and Distribution - ESD | 1019303
19-L1 | 19-L1 Clara Shortridge Foltz Criminal Justice Center | 19-L1-D5010-200-ESD05 | Electrical, Switchboard, under 560 volts #05 | General Electric | DNA | AV-Line | OM00002516 |  | Basement, B-110 | NA | NA | NA | NA | 277/180 | 1600 | Electric | 3 | NA | NA | \Classifications\Building System Class\D50-Electrical SYS\D5010 - Elec Service & Dist\Electical Service and Distribution - ESD | 1019304
19-L1 | 19-L1 Clara Shortridge Foltz Criminal Justice Center | 19-L1-D5010-200-ESD06 | Electrical, Switchboard, under 560 volts #06 | General Electric | DNA | AV-Line | OM00002517 |  | Basement, RM B-110 | NA | NA | NA | NA | 277/480 | 600 | Electric | 3 | NA | NA | \Classifications\Building System Class\D50-Electrical SYS\D5010 - Elec Service & Dist\Electical Service and Distribution - ESD | 1019305
19-L1 | 19-L1 Clara Shortridge Foltz Criminal Justice Center | 19-L1-D5010-200-ESD07 | Electrical, Switchboard SBR07 | General Electric | DNA | AV-Line | OM00002518 |  | Basement, Basement Lower Level | NA | NA | NA | NA | 277/480 | 2500 | Electric | 3 | NA | NA | \Classifications\Building System Class\D50-Electrical SYS\D5010 - Elec Service & Dist\Electical Service and Distribution - ESD | 1019306
19-L1 | 19-L1 Clara Shortridge Foltz Criminal Justice Center | 19-L1-B2033-120-DOR01 | Door, Automatic Sliding DOR01 | Cookson Doors Inc. | DNA | DNA | OM00002513 |  | Basement Lower Level, Evidence Room | NA | NA | NA | NA | 208/220 | 4.2 | Electric | 3 | NA | NA | \Classifications\Building System Class\B20-General Building Exterior\B2030 - Exterior Doors\Door,Automatic-Sliding,Revolving - DOR | 1019307
19-L1 | 19-L1 Clara Shortridge Foltz Criminal Justice Center | 19-L1-D3041-230-RFN01 | Fan Return Main Service Area RFN01 | Trane Centrifugal Fan |  | S1 | OM00002501 |  | Basement Lower Level, Evidence Room | B-78 | NA | NA | NA | 230/460 | 13.6/6.8 | Electric | 3 | NA | NA | \Classifications\Building System Class\D30-HVAC Systems\D3040 - Distribution SYS\Supply/Exhaust/Return fans- FAN | 1019308
19-L1 | 19-L1 Clara Shortridge Foltz Criminal Justice Center | 19-L1-D3041-230-RFN02 | Fan Return MS-103 | Trane Centrifugal Fan | U0-10343 | OM00002498 | OM00002498 |  | Basement Lower Level, Evidence Room | AX-46 (2) | NA | NA | NA | 230/460 | 8.7/4.35 | Electric | 3 | NA | NA | \Classifications\Building System Class\D30-HVAC Systems\D3040 - Distribution SYS\Supply/Exhaust/Return fans- FAN | 1019309
19-L1 | 19-L1 Clara Shortridge Foltz Criminal Justice Center | 19-L1-D3041-230-RFN03 | Fan Return 1-3 Lower Level - RFN03 | Trane Centrifugal Fan | U0-10344 | 80 | OM00002511 |  | Basement Lower Level, Judges parking Area | B-71 (2) | NA | NA | NA | 208-230/460 | 15.0-13/6.79 | NA | 3 | NA | NA | \Classifications\Building System Class\D30-HVAC Systems\D3040 - Distribution SYS\Supply/Exhaust/Return fans- FAN | 1019310
19-L1 | 19-L1 Clara Shortridge Foltz Criminal Justice Center | 19-L1-D5010-110-MCC01 | Motor Control Center Main Service Level Basement MCC01 | General Electric | DJB1A2T4 | DNA | OM00002497 |  | Emergency Generator Room, Main Service Level Basement | NA | NA | NA | NA | DNA | DNA | Electric | DNA | NA | NA | \Classifications\Building System Class\D50-Electrical SYS\D5010 - Elec Service & Dist\Chiller Room Electrical Panel - MCC | 1019311
19-L1 | 19-L1 Clara Shortridge Foltz Criminal Justice Center | 19-L1-D5010-110-MCC02 | Motor Control Center Lower Basement MCC02 | General Electric | DJ-B1A2T4-37 | DNA | OM00002512 |  | Basement, Judges Parking Area | NA | NA | NA | NA | 480/120 | 400 | Electric | DNA | NA | NA | \Classifications\Building System Class\D50-Electrical SYS\D5010 - Elec Service & Dist\Chiller Room Electrical Panel - MCC | 1019312
19-L1 | 19-L1 Clara Shortridge Foltz Criminal Justice Center | 19-L1-D5010-110-MCC03 | Motor Control Center Main Service Area Basement MCC03 | General Electric | DJ-B1A2T4 | DNA | OM00002502 |  | Basement, Main Service Area Basement | NA | NA | NA | NA | 480/120 | 400 | Electric | DNA | NA | NA | \Classifications\Building System Class\D50-Electrical SYS\D5010 - Elec Service & Dist\Chiller Room Electrical Panel - MCC | 1019313
19-L1 | 19-L1 Clara Shortridge Foltz Criminal Justice Center | 19-L1-D5010-110-MCC04 | Motor Control Center Main Service Area MCC04 | General Electric | DJB1A2T4 | DNA | OM00002499 |  | MS-103, Main Service Area | NA | NA | NA | NA | 480/120 | 400 | Electric | DNA | NA | NA | \Classifications\Building System Class\D50-Electrical SYS\D5010 - Elec Service & Dist\Chiller Room Electrical Panel - MCC | 1019314
19-L1 | 19-L1 Clara Shortridge Foltz Criminal Justice Center | 19-L1-D5010-200-ESD01 | Main Distribution Center - MCE01 | General Electric | EF | 9T26Y5321_G7 | OM00002515 |  | Lower Basement , Judges Parking Area | NA | NA | NA | NA | 4160, low 208/120 | DNA | Electric | 3 | NA | NA | \Classifications\Building System Class\D50-Electrical SYS\D5010 - Elec Service & Dist\Electical Service and Distribution - ESD | 1019316
19-L1 | 19-L1 Clara Shortridge Foltz Criminal Justice Center | 19-L1-D3041-160-FDP01 | Fire Damper-FDP01 | DNA | DNA | DNA | OM00002510 |  | Lower Basement , Fuel Storage Room | NA | NA | NA | NA | NA | NA | NA | NA | NA | NA | \Classifications\Building System Class\D30-HVAC Systems\D3040 - Distribution SYS\Fire Dampers - FDP | 1019317
19-L1 | 19-L1 Clara Shortridge Foltz Criminal Justice Center | 19-L1-D3041-160-FDP02 | Fire Damper-FDP02 | DNA | DNA | DNA | OM00002507 |  | Lower Level Basement, Judges Parking Area | NA | NA | NA | NA | NA | NA | NA | NA | NA | NA | \Classifications\Building System Class\D30-HVAC Systems\D3040 - Distribution SYS\Fire Dampers - FDP | 1019318
19-L1 | 19-L1 Clara Shortridge Foltz Criminal Justice Center | 19-L1-D3041-160-FDP03 | Fire Damper-FDP03 | DNA | DNA | DNA | OM00002509 |  | Basement, RM B-107 Exhaust Fan | NA | NA | NA | NA | NA | NA | NA | NA | NA | NA | \Classifications\Building System Class\D30-HVAC Systems\D3040 - Distribution SYS\Fire Dampers - FDP | 1019319
19-L1 | 19-L1 Clara Shortridge Foltz Criminal Justice Center | 19-L1-D3041-160-FDP04 | Fire Damper-FDP04 | DNA | DNA | DNA | OM00002506 |  | Basement, Judges Parking Area, Fuel Storage Room | NA | NA | NA | NA | NA | NA | NA | NA | NA | NA | \Classifications\Building System Class\D30-HVAC Systems\D3040 - Distribution SYS\Fire Dampers - FDP | 1019320
19-L1 | 19-L1 Clara Shortridge Foltz Criminal Justice Center | 19-L1-D2023-100-BFP12 | Backflow Preventer, Fan Rm Parallel North 6" (BFP12) | Febco | N1306070520 | LF850, 6" | OM00036863 | Service#:236952 Meter#:96168278 ID#5170 | S-Level | NA | NA | NA | NA | NA | NA | NA | NA | NA | NA | \Classifications\Building System Class\D20-Plumbing\D2020 - Domestic Water\Backflow Preventer - BFP | 1019771
19-L1 | 19-L1 Clara Shortridge Foltz Criminal Justice Center | 19-L1-D2023-100-BFP13 | Backflow Preventer, North Wall-In Parallel 6" (BFP13) | Febco | N1211150712 | LF850 | OM00036862 | Service#:236952 Meter#:96168278 ID#5169 | SERVICE LEVEL | NA | NA | NA | NA | NA | NA | NA | NA | NA | NA | \Classifications\Building System Class\D20-Plumbing\D2020 - Domestic Water\Backflow Preventer - BFP | 1019772
19-L1 | 19-L1 Clara Shortridge Foltz Criminal Justice Center | 19-L1-G3063-100-DFS02 | Leak Detection System, Diesel Fuel (DFS02) | Veeder-Root | Q12242461205001 | TLS-300C | OM00036566 |  | Service Level Northwest | NA | NA | NA | NA | NA | NA | Electric | NA | NA | NA | \Classifications\Building System Class\G30-Site Mechanical Utilities\G3060 - Fuel Distribution\Diesel Fuel Leak Detection System - DFS | 1020447
19-L1 | 19-L1 Clara Shortridge Foltz Criminal Justice Center | 19-L1-D2023-100-BFP14 | BACKFLOW PREVENTER #14 (1") | FEBCO | J006902 | LF825Y | OM00036565 | OW0209916-FA0234828-BD0038685-FEBRUARY | ROOF MECHANICAL ROOM R-3 CARD #9 (ORIGINAL BLUE FORM REQUIRED) | NA | NA | NA | NA | NA | NA | NA | NA | NA | NA | \Classifications\Building System Class\D20-Plumbing\D2020 - Domestic Water\Backflow Preventer - BFP | 1020448
19-L1 | 19-L1 Clara Shortridge Foltz Criminal Justice Center | 19-L1-B2034-400-DOH11 | DOOR OVERHEAD #7 (DOH11) | Albany | 62980-1-1 | Ultrasecure | OM00036949 |  | BASEMENT SERVICE LEVEL | NA | NA | NA | DNA | DNA | DNA | Electric | DNA |  |  | \Classifications\Building System Class\B20-General Building Exterior\B2030 - Exterior Doors\Door,Overhead-Shutter,Manual,Elec,Roll-up - DOH | 1020493
19-L1 | 19-L1 Clara Shortridge Foltz Criminal Justice Center | 19-L1-B2034-400-DOH12 | DOOR OVERHEAD #8 (DOH12) | Albany | 45951-1-1 | Ultrasecure | OM00036950 |  | SERVICE LEVEL | NA | NA | NA | DNA | DNA | DNA | Electric | NA |  |  | \Classifications\Building System Class\B20-General Building Exterior\B2030 - Exterior Doors\Door,Overhead-Shutter,Manual,Elec,Roll-up - DOH | 1020494
19-L1 | 19-L1 Clara Shortridge Foltz Criminal Justice Center | 19-L1-D5010-234-ATS04 | AUTOMATIC TRANSFER SWITCH #4 | GE | 3314940 | I-DC-01 | OM00036567 |  | Elevator Machine Room | NA | NA | NA | DNA | DNA | DNA | Electric | DNA |  |  | \Classifications\Building System Class\D50-Electrical SYS\D5010 - Elec Service & Dist\Automatic Transfer Switch - ATS | 1020495
19-L1 | 19-L1 Clara Shortridge Foltz Criminal Justice Center | 19-L1-D5010-234-ATS05 | AUTOMATIC TRANSFER SWITCH #5 | GE | 3313143THRU3313170 | I-DC-01 | OM00036568 |  | Roof Electrical Equipment Room | NA | NA | NA | DNA | DNA | DNA | Electric | DNA | NA | NA | \Classifications\Building System Class\D50-Electrical SYS\D5010 - Elec Service & Dist\Automatic Transfer Switch - ATS | 1020496
19-L1 | 19-L1 Clara Shortridge Foltz Criminal Justice Center | 19-L1-D5037-710-FAP02 | Fire Alarm Panel - FAP | PYR-A-LARM | DNA | ZIU-6 | OM00036951 |  | Judges Parking Level, Adjacent to Room B-110 | NA | NA | NA | NA | DNA | DNA | DNA | DNA | NA | NA | \Classifications\Building System Class\D50-Electrical SYS\D5030 - Comm & Security\Fire Alarm Panel - FAP | 1020509
19-L1 | 19-L1 Clara Shortridge Foltz Criminal Justice Center | 19-L1-D5037-710-FAP03 | Fire Alarm Panel - FAP (Lock-Up Floors 4, 8, 10 and 14) | Pyrotronics | NA | CP-35 | OM00036570 |  | Service Level Lock-Up | NA | NA | NA | DNA | 120/240 | 15 | Electric | 1 | NA | NA | \Classifications\Building System Class\D50-Electrical SYS\D5030 - Comm & Security\Fire Alarm Panel - FAP | 1021329
19-L1 | 19-L1 Clara Shortridge Foltz Criminal Justice Center | 19-L1-D5037-710-FAP04 | Fire Alarm Panel (FAP04) | Honey Well | NA | W728A123A | OM00036569 |  | P Level, Room B110 | NA | NA | NA | DNA | 120/240 | 20 | Electric | 1 | NA | NA | \Classifications\Building System Class\D50-Electrical SYS\D5030 - Comm & Security\Fire Alarm Panel - FAP | 1021330
19-L1 | 19-L1 Clara Shortridge Foltz Criminal Justice Center | 19-L1-D2023-100-BFP11 | BACKFLOW PREVENTER #8 (2") | Zurn | 4019455 | 975XL2 | OM00036571 | OW0209916-FA0234828-BD0038684-FEBRUARY | Basement - Stair 10 NEXT DOOR TO ROOM B-110 (LAPHD FORM REQUIRED) | NA | NA | NA | NA | NA | NA | NA | NA | NA | NA | \Classifications\Building System Class\D20-Plumbing\D2020 - Domestic Water\Backflow Preventer - BFP | 1021334
19-L1 | 19-L1 Clara Shortridge Foltz Criminal Justice Center | 19-L1-D3044-125-PHW03 | HOT WATER PUMP #1 (PHW03) | American Marsh Pumps | 305599 | EX5-15 | OM00036959 |  | Basement, JUDGES PARKING, MB-312 | NA | NA | NA | NA | 208-230/460 | 102.00-91.00/46.00 | Electric | 3 | NA | NA | \Classifications\Building System Class\D30-HVAC Systems\D3040 - Distribution SYS\Hot Water Pump - PHW | 1021711
19-L1 | 19-L1 Clara Shortridge Foltz Criminal Justice Center | 19-L1-D3030-110-CTW02 | COOLING TOWER (GENERATOR ENGINE COOLANT) | B.A.C. | U190142502-01-01 | VF1-027-31K | OM00036958 |  | BASEMENT,SERVICE LEVEL NORTHWEST | B073 | NA | NA | DNA | 600V | 30amp | Electric | 3 | NA | NA | \Classifications\Building System Class\D30-HVAC Systems\D3030 - Cooling SYS\Cooling Tower - CTW | 1022861
19-L1 | 19-L1 Clara Shortridge Foltz Criminal Justice Center | 19-L1-D3040-600-HES06 | HEAT EXCHANGER, STEAM #1 (DOMESTIC HOT WATER) | Stonesteel | 70979 | V12SEH1236DW | OM00036954 |  | JUDGES PARKING | NA | NA | NA | NA | NA | NA | Other | NA | NA | NA | \Classifications\Building System Class\D30-HVAC Systems\D3040 - Distribution SYS\Heat Exchanger,Steam - HES | 1022866
19-L1 | 19-L1 Clara Shortridge Foltz Criminal Justice Center | 19-L1-D3040-600-HES07 | HEAT EXCHANGER, STEAM #2 (DOMESTIC HOT WATER) | Stonesteel | 70980 | V12SEH1236DW | OM00036955 |  | JUDGES PARKING | NA | NA | NA | NA | NA | NA | Other | NA | NA | NA | \Classifications\Building System Class\D30-HVAC Systems\D3040 - Distribution SYS\Heat Exchanger,Steam - HES | 1022867
19-L1 | 19-L1 Clara Shortridge Foltz Criminal Justice Center | 19-L1-D3040-600-HES08 | HEAT EXCHANGER, STEAM #3 (HOT WATER CONDENSER #1) | Bell & Gossett | 272961-01-2 | 306280 | OM00046749 |  | Basement, JUDGES PARKING | NA | NA | NA | NA | NA | NA | Other | NA | NA | NA | \Classifications\Building System Class\D30-HVAC Systems\D3040 - Distribution SYS\Heat Exchanger,Steam - HES | 1022868
19-L1 | 19-L1 Clara Shortridge Foltz Criminal Justice Center | 19-L1-D3040-600-HES09 | HEAT EXCHANGER, STEAM #4 (HOT WATER CONDENSER #2) | Bell & Gossett | 272961-01-1 | 306279 | OM00046750 |  | Basement, JUDGES PARKING | NA | NA | NA | NA | NA | NA | Other | NA | NA | NA | \Classifications\Building System Class\D30-HVAC Systems\D3040 - Distribution SYS\Heat Exchanger,Steam - HES | 1022869
19-L1 | 19-L1 Clara Shortridge Foltz Criminal Justice Center | 19-L1-D3040-600-HES10 | HEAT EXCHANGER, STEAM #5, HOT WATER CONDENSER #3 | Bell & Gossett | 272961-013 | 306281 | OM00046751 |  | JUDGES PARKING | NA | NA | NA | NA | NA | NA | Other | NA | NA | NA | \Classifications\Building System Class\D30-HVAC Systems\D3040 - Distribution SYS\Heat Exchanger,Steam - HES | 1022870
19-N1 | 19-N1 Monrovia Training Center | 19-N1-B3010-100-RUF01 | Building Roof - RUF01 | NA | NA | NA | OM00026577 |  | roof | NA | NA | NA | NA | NA | NA | NA | NA | NA | NA | \Classifications\Building System Class\B30-Roofing\B3010 - Roof Types\Roof - RUF | 1010225
19-N1 | 19-N1 Monrovia Training Center | 19-N1-D2022-260-HWG01 | Domestic Water Heater, Gas - (40gl) | American Water Heaters | E5250R045 | 9507304831 | OM00026165 |  | Janitor storage next to Dept 2 | NA | NA | NA | NA | 208/240 | NA | Gas | 1 | 3375 | 4500 | \Classifications\Building System Class\D20-Plumbing\D2020 - Domestic Water\Domestic Water Heater, Gas - HWG | 1011209
19-N1 | 19-N1 Monrovia Training Center | 19-N1-D3041-110-AHU01 | Air Handling Unit - AHU01 | Master Fan Corp | 02378 | FCD | OM00026186 |  | Equipment Room | B128 (2) | 20x20x2 (8), 20x20x8 (8) | NA | 1-1/2 | 240 | 14.5 | Electric | 3 | NA | NA | \Classifications\Building System Class\D30-HVAC Systems\D3040 - Distribution SYS\Air Handling Unit - AHU | 1011219
19-N1 | 19-N1 Monrovia Training Center | 19-N1-D5010-200-ESD01 | Main Electrical Panel - MCE01 | Zinsco | 35555 | NA | OM00026185 |  | Equipment Room | NA | NA | NA | NA | 240 | 225 | Electric | DNA | NA | NA | \Classifications\Building System Class\D50-Electrical SYS\D5010 - Elec Service & Dist\Electical Service and Distribution - ESD | 1011220
19-N1 | 19-N1 Monrovia Training Center | 19-N1-D3040-120-FCU01 | Fan Coil Unit (Rm B5) | Carrier | 1867A37498 | 40AQ018300BU | OM00026181 |  | B5 | NA | NA | R-22 | 1/8 | 208/230 | 10.8 | Electric | 1 | NA | NA | \Classifications\Building System Class\D30-HVAC Systems\D3040 - Distribution SYS\Fan Coil Unit - FCU | 1011224
19-N1 | 19-N1 Monrovia Training Center | 19-N1-D3050-250-ACU08 | Air Conditioning,Split System - ACU08 | Carrier | 3002Y40324 | 40QNB018 | OM00026180 |  | B3 | NA | NA | R-22 | 1/28 | 208-230 | 15 | Electric | 1 | NA | NA | \Classifications\Building System Class\D30-HVAC Systems\D3050 - Package SYS\Air Conditioning,Split System - ACU | 1011225
19-N1 | 19-N1 Monrovia Training Center | 19-N1-D5092-250-EML16 | Emergency And Exit Lighting - EML16 | NA | NA | NA | OM00026179 |  | Basement Room B-4 | NA | NA | NA | NA | 110 | DNA | Electric | 1 | NA | NA | \Classifications\Building System Class\D50-Electrical SYS\D5090 - Elec SYS\Emergency And Exit Lighting - EML | 1011226
19-N1 | 19-N1 Monrovia Training Center | 19-N1-D4031-100-FEX17 | Fire Extinguisher - FEX17 | Amerex | XE-980862 | B456 | OM00026178 |  | Basement Room B-4 | NA | NA | NA | NA | NA | NA | NA | NA | NA | NA | \Classifications\Building System Class\D40-Fire Protection SYS\D4030 - FIRE SPEC\Fire Extinguisher - FEX | 1011227
19-N1 | 19-N1 Monrovia Training Center | 19-N1-D3050-210-PKU02 | Package Unit- PKU02 | Carrier | 0607G41143 | 50SZ048301 | OM00028299 |  | Roof | NA | 20x25x1 (1) | R-22 | NA | 208-230 | 28.5 | Electric | 1 | NA | NA | \Classifications\Building System Class\D30-HVAC Systems\D3050 - Package SYS\Package Unit - PKU | 1011228
19-N1 | 19-N1 Monrovia Training Center | 19-N1-D3050-210-PKU10 | Package Unit- PKU10 | Carrier | 781897 | 50NQ0303 | OM00028300 |  | Roof | NA | 16x25x2 (1) | R-22 | NA | 240 | 28.5 | Electric | 1 | NA | NA | \Classifications\Building System Class\D30-HVAC Systems\D3050 - Package SYS\Package Unit - PKU | 1011229
19-N1 | 19-N1 Monrovia Training Center | 19-N1-D3050-210-PKU03 | Package Unit- PKU03 | Carrier | 00607G41144 | 50SZ048301 | OM00028298 |  | Roof | NA | 20x25x1 (1) | R-22 | NA | 208-230 | 18.3 | Electric | 1 | NA | NA | \Classifications\Building System Class\D30-HVAC Systems\D3050 - Package SYS\Package Unit - PKU | 1011230
19-N1 | 19-N1 Monrovia Training Center | 19-N1-D3031-210-CDR01 | Condenser air cooled CDR01 | NA | NA | NA | OM00028296 |  | Roof | NA | NA | R-22 | NA | 480 | DNA | Electric | DNA | NA | NA | \Classifications\Building System Class\D30-HVAC Systems\D3030 - Cooling SYS\Condensing Unit, Air Cooled - CDR | 1011232
19-N1 | 19-N1 Monrovia Training Center | 19-N1-D3050-210-PKU04 | Package Unit- PKU04 | Carrier | NA | NA | OM00028295 |  | ROOF Lock up | NA | 24x24x2 (1) | R-22 | NA | 240 | 60 | Electric | 3 | NA | NA | \Classifications\Building System Class\D30-HVAC Systems\D3050 - Package SYS\Package Unit - PKU | 1011233
19-N1 | 19-N1 Monrovia Training Center | 19-N1-D3050-210-PKU05 | Package Unit- PKU05 | Carrier | 1391067123 | 50QJ004310 | OM00028290 |  | Roof | NA | E35-16252 | R-22 | NA | 208-230 | 17.9 | Electric | 3 | NA | NA | \Classifications\Building System Class\D30-HVAC Systems\D3050 - Package SYS\Package Unit - PKU | 1011234
19-N1 | 19-N1 Monrovia Training Center | 19-N1-D3050-210-PKU06 | Package Unit- PKU06 | Carrier | 1391067116 | 50QJ004310 | OM00028291 |  | Roof | NA | E35-16252 | R-22 | NA | 208-230 | 17.9 | Electric | 3 | NA | NA | \Classifications\Building System Class\D30-HVAC Systems\D3050 - Package SYS\Package Unit - PKU | 1011235
19-N1 | 19-N1 Monrovia Training Center | 19-N1-D3050-210-PKU07 | Package Unit- PKU07 | Carrier | 1391067121 | 50QJ004310 | OM00028292 |  | Roof | NA | 16x25x2 (2) | R-22 | NA | 208-230 | 17.9 | Electric | 3 | NA | NA | \Classifications\Building System Class\D30-HVAC Systems\D3050 - Package SYS\Package Unit - PKU | 1011236
19-N1 | 19-N1 Monrovia Training Center | 19-N1-D3050-210-PKU08 | Package Unit- PKU08 | Carrier | 1391067122 | 50QJ004310 | OM00028293 |  | Roof | NA | 16x25x2 (2) | R-22 | NA | 208-230 | 17.9 | Electric | 3 | NA | NA | \Classifications\Building System Class\D30-HVAC Systems\D3050 - Package SYS\Package Unit - PKU | 1011237
19-N1 | 19-N1 Monrovia Training Center | 19-N1-D3050-210-PKU09 | Package Unit- PKU09 | Carrier | 1391067120 | 50QJ004310 | OM00028294 |  | Roof | NA | 16x25x2 (2) | R-22 | NA | 208-230 | 17.9 | Electric | 3 | NA | NA | \Classifications\Building System Class\D30-HVAC Systems\D3050 - Package SYS\Package Unit - PKU | 1011238
19-N1 | 19-N1 Monrovia Training Center | 19-N1-D3090-114-CMP01 | Control Air Compressor - CMP01 | US Falcon | F23661 | VA65 | OM00028287 | State ID# A008155-15 | Equipment Room | NA | NA | NA | NA | 240 | 19 | Electric | 1 | NA | NA | \Classifications\Building System Class\D30-HVAC Systems\D3090 - Other HVAC Systems and Equipment\Air Compressor - CMP | 1011241
19-N1 | 19-N1 Monrovia Training Center | 19-N1-D3021-130-BLR02 | Boiler | Lochinvar | L11H10207821 | KBN400 | OM00036447 |  | Basement - Boiler Room | NA | NA | NA | NA | 110 | DNA | Gas | 3 | 399,000 | 324,000 | \Classifications\Building System Class\D30-HVAC Systems\D3020 - Heat SYS\Boiler,Hot Water,Oil/Gas/Comb. - BLR | 1013548
19-N1 | 19-N1 Monrovia Training Center | 19-N1-B2010-100-BLD01 | Building structure | NA | NA | NA | OM00026584 |  | All | NA | NA | NA | NA | NA | NA | NA | NA | NA | NA | \Classifications\Building System Class\B20-General Building Exterior\B2010 - Exterior Walls\Building - BLD | 1014102
19-N1 | 19-N1 Monrovia Training Center | 19-N1-D2030-150-MWL01 | MAIN/BRANCH WASTE SYSTEMS | NA | NA | NA | OM00026582 |  | ABM Engineer office. | NA | NA | NA | NA | NA | NA | NA | NA | NA | NA | \Classifications\Building System Class\D20-Plumbing\D2030 - Sani Waste\Main/Branch Waste System - MWL | 1014103
19-N1 | 19-N1 Monrovia Training Center | 19-N1-D5037-710-FAP02 | FIRE ALARM PANEL 2 | SILENT NIGHT | NA | NA | OM00033105 |  | B5 | NA | NA | NA | NA | DNA | DNA | Electric | DNA | NA | NA | \Classifications\Building System Class\D50-Electrical SYS\D5030 - Comm & Security\Fire Alarm Panel - FAP | 1014106
19-N1 | 19-N1 Monrovia Training Center | 19-N1-G2050-200-LSC01 | LANDSCAPING | NA | NA | NA | OM00026580 |  | ABM office. | NA | na | NA | na | NA | NA | Electric | NA | NA | na | \Classifications\Building System Class\G20-Other Systems\G2050 - Landscaping\Landscaping - LSC | 1014107
19-N1 | 19-N1 Monrovia Training Center | 19-N1-D5092-250-ELT01 | Lighting exterior | NA | NA | NA | OM00033108 |  | Tag located inside electrical. 1st floor on back of door. | NA | NA | NA | NA | 120V | DNA | Electric | 1 | NA | NA | \Classifications\Building System Class\D50-Electrical SYS\D5090 - Elec SYS\Exterior Lighting - ELT | 1014108
19-N1 | 19-N1 Monrovia Training Center | 19-N1-G2049-300-HSC01 | HARDSCAPE | NA | NA | NA | OM00026581 |  | ABM Engineer office. | NA | NA | NA | NA | NA | NA | NA | NA | NA | NA | \Classifications\Building System Class\G20-Other Systems\G2040 - Site Development\Hardscape - HSC | 1014109
19-N1 | 19-N1 Monrovia Training Center | 19-N1-D2040-100-PSU03 | PUMP, SUMP #3 | LIBERTY | B59634077 | 287HV CODE 1012 | OM00026187 | OM00028289 | IN FLOOR SUMP | NA | NA | NA | 2-Jan | 240 | 4.6 | Electric | 1 | NA | NA | \Classifications\Building System Class\D20-Plumbing\D2040 - Rain Drain\Sump Pump - PSU | 1015592
19-N1 | 19-N1 Monrovia Training Center | 19-N1-D2040-100-PSU04 | PUMP, SUMP #4 | LIBERTY | B60341626 | 257 CODE 1011 | OM00026188 | OM00028288 | IN FLOOR SUMP | NA | NA | NA | 3-Jan | 110 | 5.2 | Electric | 1 | NA | NA | \Classifications\Building System Class\D20-Plumbing\D2040 - Rain Drain\Sump Pump - PSU | 1015593
19-N1 | 19-N1 Monrovia Training Center | 19-N1-D2023-100-BFP02 | Backflow preveneter, 3/4 INCH, Boiler Room | FEBCO | J046850 | 825-Y, 3/4 INCH | OM00005604 | OW0209916-FA0234857-BD0005058-H 27415-MARCH | Boiler Room (LAPHD FORM REQUIRED) | NA | NA | NA | NA | NA | NA | NA | NA | NA | NA | \Classifications\Building System Class\D20-Plumbing\D2020 - Domestic Water\Backflow Preventer - BFP | 1015774
19-N1 | 19-N1 Monrovia Training Center | 19-N1-D2023-310-HWP02 | Domestic Hot Water Circulating Pump (Rm B-1A) | Grundfos | 52722334-P1 | UP26-96-BF | OM00036818 |  | BOILER ROOM IN BASEMENT | NA | NA | NA | 2.5 | 230 | DNA | Electric | 1 |  |  | \Classifications\Building System Class\D20-Plumbing\D2020 - Domestic Water\Domestic Hot Water Circulating Pump - HWP | 1016231
19-N1 | 19-N1 Monrovia Training Center | 19-N1-D2023-310-HWP03 | Domestic Hot Water Circulating Pump (Rm B-1A) | Paco Pump | 1915C1E1 | 57 | OM00036819 |  | BOILER ROOM IN BASEMENT | NA | NA | NA | 3/4 | 115/230 | 10.2/5.1 | Electric | 1 |  |  | \Classifications\Building System Class\D20-Plumbing\D2020 - Domestic Water\Domestic Hot Water Circulating Pump - HWP | 1016232
19-N1 | 19-N1 Monrovia Training Center | 19-N1-D3020-100-HET02 | HEATER WATER EXPANSION TANK | Wessels Company | NA | NA | OM00036820 |  | BOILER ROOM IN BASEMENT | NA | NA | NA | NA | NA | NA | NA | NA | NA |  | \Classifications\Building System Class\D30-HVAC Systems\D3020 - Heat SYS\Heater Water Expansion Tank - HET | 1016233
19-N1 | 19-N1 Monrovia Training Center | 19-N1-D3090-220-CMD01 | Compressor Air Dryer (Rm B-1) | Johnson Controls | M9842 | A4412-1 | OM00030788 |  | Basement Room B-1 | NA | NA | R-134a | NA | 115 | 5.75 | Electric | 1 | NA | NA | \Classifications\Building System Class\D30-HVAC Systems\D3090 - Other HVAC Systems and Equipment\Compressed Air Dryer - CMD | 1017767
19-N1 | 19-N1 Monrovia Training Center | 19-N1-D3042-220-EFN02 | Exhaust Fan (Roof) | Exit Aire | NA | CX-1220 | OM00040593 |  | Roof | 4L230 (1) | NA | NA | 1/4 | 115 | 4.8 | Electric | 1 | NA | NA | \Classifications\Building System Class\D30-HVAC Systems\D3040 - Distribution SYS\Supply/Exhaust/Return fans- FAN | 1017769
19-N1 | 19-N1 Monrovia Training Center | 19-N1-D3042-220-EFN01 | Exhaust Fan (Roof) | Exit Aire | NA | CXX1220 | OM00040594 |  | Roof | 4L240 (1) | NA | NA | 1/6 | 115 | 4.4 | Electric | 1 | NA | NA | \Classifications\Building System Class\D30-HVAC Systems\D3040 - Distribution SYS\Supply/Exhaust/Return fans- FAN | 1017768
19-N1 | 19-N1 Monrovia Training Center | 19-N1-C1020-110-FRD01 | Fire Door Overhead (Rm 105) | Pacific Rolling Door Co | 419581 | 44430_1 | OM00030800 |  | 1st Floor Rm 105 | NA | NA | NA | NA | NA | NA | NA |  | NA | NA | \Classifications\Building System Class\C10-General Building Interior\C1020 - Fire Doors\Fire Doors - FRD | 1017770
19-N1 | 19-N1 Monrovia Training Center | 19-N1-D5010-200-ESD02 | Main Electrical Panel (Rm B-1) | Zinsco | 36232 | NA | OM00030786 |  | Basement Room B-1 | NA | NA | NA | NA | 120/240 | 400 | Electric | 1 | NA | NA | \Classifications\Building System Class\D50-Electrical SYS\D5010 - Elec Service & Dist\Electical Service and Distribution - ESD | 1017771
19-N1 | 19-N1 Monrovia Training Center | 19-N1-D3041-230-RFN01 | Return Fan (Rm B-1) | Master Fan Corp | 02379 | FCS | OM00030793 |  | Basement Room B-1 | BP128 (2) | NA | NA | 1.5 | 220/440 | 6/3 | Electric | 1 | NA | NA | \Classifications\Building System Class\D30-HVAC Systems\D3040 - Distribution SYS\Supply/Exhaust/Return fans- FAN | 1017772
19-N1 | 19-N1 Monrovia Training Center | 19-N1-G2023-150-PEG02 | Secured Parking Gate PEG02 | Power Master | AAL 565920 | SG103 | OM00026159 |  | South Secured Parking | NA | NA | NA | 1 | 240/208 | 1.8 | Electric | DNA | NA | 38,000 | \Classifications\Building System Class\G20-Other Systems\G2020 - Parking Lots\Secured Parking Gate - PEG | 1019769
19-N1 | 19-N1 Monrovia Training Center | 19-N1-D2022-260-HWG03 | Domestic Water Heater Gas 38 Gal | Rheem | M441407457 | PROG38-38U RH60 | OM00026160 |  | Basement Boiler Room B-1A | NA | NA | NA | NA | DNA | DNA | Gas | NA | 38000 | NA | \Classifications\Building System Class\D20-Plumbing\D2020 - Domestic Water\Domestic Water Heater, Gas - HWG | 1020280
19-N1 | 19-N1 Monrovia Training Center | 19-N1-D3031-180-RCM02 | Refrigeration Compressor - RCM02 | Carrier | 1656351-2 | 5H40 | OM00026162 |  | Basement, Mechanical Room | NA | NA | R-22 | NA | NA | DNA | Electric | DNA | NA | NA | \Classifications\Building System Class\D30-HVAC Systems\D3030 - Cooling SYS\Refrigeration Compressor - RCM | 1021583
19-O1 | 19-O1 El Monte Courthouse | 19-O1-D5010-200-ESD01 | MAIN SWITCH BOARD | ITE imperial | 12-60821 | 1260826 | OM00028258 | DNA | Electrical room | NA | NA | NA | NA | 277/480V | 4000 | Electric | DNA | NA | NA | \Classifications\Building System Class\D50-Electrical SYS\D5010 - Elec Service & Dist\Electical Service and Distribution - ESD | 1009908
19-O1 | 19-O1 El Monte Courthouse | 19-O1-D5010-234-ATS01 | AUTOMATIC TRANSFER SWITCH #1 | ASCO | 72804Y | 932E124-00 | OM00005571 |  |  | NA | NA | NA | NA | 480 | 400 | Electric | DNA | NA | NA | \Classifications\Building System Class\D50-Electrical SYS\D5010 - Elec Service & Dist\Automatic Transfer Switch - ATS | 1009909
19-O1 | 19-O1 El Monte Courthouse | 19-O1-D5036-200-CSY01 | Clock Systems - CSY | Simplex Master Clock | NA | 941-6 | OM00028259 |  | Electrical room | NA | NA | NA | NA | 115 | DNA | Electric | 1 | NA | NA | \Classifications\Building System Class\D50-Electrical SYS\D5030 - Comm & Security\Clock Systems - CSY | 1010080
19-O1 | 19-O1 El Monte Courthouse | 19-O1-D5010-234-ATS02 | AUTOMATIC TRANSFER SWITCH #2 | ASCO | NA | 72803Y | OM00005570 |  | Electric room | NA | NA | NA | NA | 277/480V | 400 | Electric | DNA | NA | NA | \Classifications\Building System Class\D50-Electrical SYS\D5010 - Elec Service & Dist\Automatic Transfer Switch - ATS | 1010113
19-O1 | 19-O1 El Monte Courthouse | 19-O1-B3010-100-RUF01 | Building Roof - RUF01 | NA | NA | NA | OM00026583 |  | Roof | NA | NA | NA | NA | NA | NA | NA | NA | NA | NA | \Classifications\Building System Class\B30-Roofing\B3010 - Roof Types\Roof - RUF | 1010226
19-O1 | 19-O1 El Monte Courthouse | 19-O1-D3030-110-CTW01 | Cooling Tower - CTW | Evapco | 988252W | AT8518B | OM00028255 | NA | Roof | 3B148 | NA | NA | 10 | 480 | 26 | electric | 3 | NA | NA | \Classifications\Building System Class\D30-HVAC Systems\D3030 - Cooling SYS\Cooling Tower - CTW | 1010559
19-O1 | 19-O1 El Monte Courthouse | 19-O1-D3040-120-FCU02 | FAN COIL UNIT #2 | Air Therm MFG Co | 1598416 | L0613 | OM00028253 | NA | Judges Elevator Room | 1-AP42 | 24x24x2-(2) | NA | 1.5 | 230/460V | 5.2/2.5 | electric | 3 | NA | NA | \Classifications\Building System Class\D30-HVAC Systems\D3040 - Distribution SYS\Fan Coil Unit - FCU | 1010560
19-O1 | 19-O1 El Monte Courthouse | 19-O1-D3040-120-FCU01 | FAN COIL UNIT #1 | Air Therm MFG Co | 0282G01 | L0613 | OM00028252 | NA | Public Elevator Room | 1-AP46 | 24x24x2-(2) | NA | 1.5 | 208-230-460v | 4.8-4.7-2.35 | electric | 3 | NA | NA | \Classifications\Building System Class\D30-HVAC Systems\D3040 - Distribution SYS\Fan Coil Unit - FCU | 1010561
19-O1 | 19-O1 El Monte Courthouse | 19-O1-D3041-110-AHU03 | Air Handling Unit 3 | Barry Blower Inc | 761568 | 7402 DW (Type) | OM00028251 | NA | Mechanical Room | 3-B128 | 24x24x2 | NA | 20 | 460 | 26 | electric | 3 | NA | NA | \Classifications\Building System Class\D30-HVAC Systems\D3040 - Distribution SYS\Air Handling Unit - AHU | 1010562
19-O1 | 19-O1 El Monte Courthouse | 19-O1-D3041-110-AHU05 | Air Handling Unit 5 | Barry Blower Inc | 761657 | 7365DW | OM00028249 |  | Mechanical Room | 3-B128 | 24x24x2 | NA | 20 | 480 | 40 | electric | 3 | NA | NA | \Classifications\Building System Class\D30-HVAC Systems\D3040 - Distribution SYS\Air Handling Unit - AHU | 1010564
19-O1 | 19-O1 El Monte Courthouse | 19-O1-D3041-110-AHU07 | Air Handling Unit 7 | Barry Blower Inc | 761566 | 46970 | OM00028246 |  | Mechanical Room | 6-B162 | 24x24x | NA | 40 | 480 | 40 | electric | 3 | NA | NA | \Classifications\Building System Class\D30-HVAC Systems\D3040 - Distribution SYS\Air Handling Unit - AHU | 1010566
19-O1 | 19-O1 El Monte Courthouse | 19-O1-D2023-310-HWP01 | Domestic Hot Water Circulating Pump | Bell & Gossett Company | 172706 | 6055 | OM00028188 | NA | Basement Mechanical Room | NA | NA | NA | 1.25 | 480 | DNA | electric | 3 | NA | NA | \Classifications\Building System Class\D20-Plumbing\D2020 - Domestic Water\Domestic Hot Water Circulating Pump - HWP | 1010568
19-O1 | 19-O1 El Monte Courthouse | 19-O1-D3090-114-CMP01 | Control Air Compressor | Quincy | 20080424-0057 | QT7CCST00025 | OM00028189 | State ID# A008458-10 | Basement Mechanical Room | BX58 | NA | NA | 5 | 480V | 14 | electric | 3 | NA | NA | \Classifications\Building System Class\D30-HVAC Systems\D3090 - Other HVAC Systems and Equipment\Air Compressor - CMP | 1010571
19-O1 | 19-O1 El Monte Courthouse | 19-O1-D3090-114-CMP02 | Control Air Compressor | Speed Aire Dayton | L12/11/2007-00079 | 4B237C | OM00028190 | State ID# A008459-10 | Basement Mechanical Room | A48 | NA | NA | 3 | 480 | 9 | electric | 3 | NA | NA | \Classifications\Building System Class\D30-HVAC Systems\D3090 - Other HVAC Systems and Equipment\Air Compressor - CMP | 1010572
19-O1 | 19-O1 El Monte Courthouse | 19-O1-D3031-100-PCH02 | Condenser Water Pump 2 | Bell & Gossett | 754845HT | 4BB (Size 9.5 BF) | OM00005656 | NA | Chiller Room | NA | NA | NA | 15 | 480 | 40 | electric | 3 | NA | NA | \Classifications\Building System Class\D30-HVAC Systems\D3030 - Cooling SYS\Chilled Water Pump - PCH | 1010574
19-O1 | 19-O1 El Monte Courthouse | 19-O1-D3031-100-PCH03 | Condenser Water Pump 3 | Bell & Gossett/Lincoln | 754846HT | 4BB (Size 9.5 BF) | OM00005659 | NA | Chiller Room | NA | NA | NA | 15 | 480 | 40 | electric | 3 | NA | NA | \Classifications\Building System Class\D30-HVAC Systems\D3030 - Cooling SYS\Chilled Water Pump - PCH | 1010575
19-O1 | 19-O1 El Monte Courthouse | 19-O1-D3031-100-PCH04 | Chilled Water Pump 1, PCH04 | Bell & Gossett/Lincoln | 754808 | 4BB (Size 9.5 BF) | OM00033102 | NA | Chiller Room | NA | NA | NA | 15 | 230/460V | 40/20 | electric | 3 | NA | NA | \Classifications\Building System Class\D30-HVAC Systems\D3030 - Cooling SYS\Chilled Water Pump - PCH | 1010576
19-O1 | 19-O1 El Monte Courthouse | 19-O1-D3031-130-CLR01 | Chiller 2 | Carrier | 3798J58619 | 19XR-3030232BEH64 | OM00005654 | NA | Chiller Room | NA | NA | R-134a | DNA | 480 | 350 | electric | 3 | NA | NA | \Classifications\Building System Class\D30-HVAC Systems\D3030 - Cooling SYS\Chiller, Water Cooled - CLR | 1010577
19-O1 | 19-O1 El Monte Courthouse | 19-O1-D3031-130-CLR02 | Chiller 1 | Carrier | 1599J59548 | 19XR-3030232BEH64 | OM00005653 |  | Chiller Room | NA | NA | R-134a | NA | 480 | 350 | electric | 3 | NA | NA | \Classifications\Building System Class\D30-HVAC Systems\D3030 - Cooling SYS\Chiller, Water Cooled - CLR | 1010578
19-O1 | 19-O1 El Monte Courthouse | 19-O1-D3021-130-BLR01 | Boiler 1 | RBI | 030745504 | DB1500 | OM00005607 | DNA | Boiler Room | NA | NA | NA | 3/4 | 110 | 12 | Natural gas | DNA | 1,500,000 | 1,275,000 | \Classifications\Building System Class\D30-HVAC Systems\D3020 - Heat SYS\Boiler,Hot Water,Oil/Gas/Comb. - BLR | 1010579
19-O1 | 19-O1 El Monte Courthouse | 19-O1-D3021-130-BLR02 | Boiler 2 | RBI | 030745505 | DB1500 | OM00005606 | DNA | Boiler Room | NA | NA | NA | 3/4 | 110 | 12 | Natural gas | DNA | 1,500,000 | 1,275,000 | \Classifications\Building System Class\D30-HVAC Systems\D3020 - Heat SYS\Boiler,Hot Water,Oil/Gas/Comb. - BLR | 1010580
19-O1 | 19-O1 El Monte Courthouse | 19-O1-D2023-310-HWP03 | Hot Water Pump 3 | WEG | NA | NA | OM00005615 |  | Boiler Room | NA | NA | NA | 1.5 | 480 | DNA | electric | 3 | NA | NA | \Classifications\Building System Class\D20-Plumbing\D2020 - Domestic Water\Domestic Hot Water Circulating Pump - HWP | 1010583
19-O1 | 19-O1 El Monte Courthouse | 19-O1-D4022-210-FSG01 | Pump,Fire,Electric Motor Driven - FSG | Pacific | FNR33245 | 10-15501-100061-1561 | OM00005616 | DNA | Boiler Room | NA | NA | NA | 2 | 480 | 5.8 | electric | 1 | NA | NA | \Classifications\Building System Class\D40-Fire Protection SYS\D4020 - Stand Pipe\Pump,Fire,Electric Motor Driven - FSG | 1010585
19-O1 | 19-O1 El Monte Courthouse | 19-O1-D2090-230-WIP01 | Water Treatment Inhibitor Pump - WIP | LMI Milton Roy | 07102445445-3 | AA151-392SI | OM00028261 |  | Chiller Room | NA | NA | NA | NA | 110 | 1.4 | electric | 1 | NA | NA | \Classifications\Building System Class\D20-Plumbing\D2090 - Other Plumbing SYS\Water Treatment Inhibitor Pump - WIP | 1010586
19-O1 | 19-O1 El Monte Courthouse | 19-O1-D2090-230-WIP02 | Water Treatment Biocide Pump - WIP02 | LMI Milton Roy | 90116285 | A151-1925 | OM00028260 |  | Chiller Room | NA | NA | NA | NA | 110 | 1 | electric | 1 | NA | NA | \Classifications\Building System Class\D20-Plumbing\D2090 - Other Plumbing SYS\Water Treatment Inhibitor Pump - WIP | 1010587
19-O1 | 19-O1 El Monte Courthouse | 19-O1-G2050-200-LSC01 | Landscaping - LSC | NA | NA | NA | OM00033856 | DNA | Landscaping | NA | NA | NA | NA | NA | NA | NA | NA | NA | NA | \Classifications\Building System Class\G20-Other Systems\G2050 - Landscaping\Landscaping - LSC | 1010588
19-O1 | 19-O1 El Monte Courthouse | 19-O1-D5092-250-ELT01 | Exterior Lighting - ELT "35" | NA | NA | NA | OM00033857 | DNA | Exterior Lighting | NA | NA | NA | NA | 110 | DNA | electric | 1 | NA | NA | \Classifications\Building System Class\D50-Electrical SYS\D5090 - Elec SYS\Exterior Lighting - ELT | 1010589
19-O1 | 19-O1 El Monte Courthouse | 19-O1-G2049-300-HSC01 | Hardscape - HSC | FIRE NET | 007-06395 | HA963400251 | OM00033373 | NA | JUDGE'S PARKING GARAGE | NA | NA | NA | NA | NA | NA | NA | NA | NA | NA | \Classifications\Building System Class\G20-Other Systems\G2040 - Site Development\Hardscape - HSC | 1010590
19-O1 | 19-O1 El Monte Courthouse | 19-O1-D2017-100-SHW01 | Eye Washes & Emergency Showers - SHW | Haws Corporation | T01R03M22 | 8300 | OM00033100 |  | Chiller Room | NA | NA | NA | NA | NA | NA | NA | NA | NA | NA | \Classifications\Building System Class\D20-Plumbing\D2010 - Plumb Fix\Showers - SHW | 1010591
19-O1 | 19-O1 El Monte Courthouse | 19-O1-G3063-100-AST01 | Fuel Storage, above ground - FSA | ConVault | M651239 | RN10003SF | OM00028267 |  | Fuel Storage | NA | NA | NA | NA | 110 | DNA | Diesel | 1 | NA | NA | \Classifications\Building System Class\G30-Site Mechanical Utilities\G3060 - Fuel Distribution\Tank, Fuel Storage, Above Ground - AST | 1010593
19-O1 | 19-O1 El Monte Courthouse | 19-O1-D3050-250-ACU01 | Air Conditioning,Split System 1 | United Technologies | 3799X77948 | 38HDC024331 | OM00033078 |  | Computer Room | NA | NA | R-22 | NA | 240 | 15 | electric | 1 | NA | NA | \Classifications\Building System Class\D30-HVAC Systems\D3050 - Package SYS\Air Conditioning,Split System - ACU | 1010597
19-O1 | 19-O1 El Monte Courthouse | 19-O1-G3060-320-DFP01 | Diesel Fuel Transfer Pump - DFP | Teel | 205921 | IP777 | OM00028271 |  | Air Handler Room | NA | NA | NA | 1 | 110 | DNA | electric | 1 | NA | NA | \Classifications\Building System Class\G30-Site Mechanical Utilities\G3060 - Fuel Distribution\Pump, Fuel, Diesel Fuel Transfer Pump - DFP | 1010598
19-O1 | 19-O1 El Monte Courthouse | 19-O1-D5011-240-TRN01 | Transformer 1 | ITE Imperial Corporation | 10-4915-4 | 3F3Y500 | OM00028273 |  | Electrical Room | NA | NA | NA | NA | 480 | 612 | electric | 3 | NA | NA | \Classifications\Building System Class\D50-Electrical SYS\D5010 - Elec Service & Dist\Transformer - TRN | 1010599
19-O1 | 19-O1 El Monte Courthouse | 19-O1-D5011-240-TRN02 | Transformer 2 | ITE Imperial Corporation | 10-4923-10 | 3F3Y075 | OM00028272 |  | Electrical Room | NA | NA | NA | NA | 480 | 90.3 | electric | 3 | NA | NA | \Classifications\Building System Class\D50-Electrical SYS\D5010 - Elec Service & Dist\Transformer - TRN | 1010600
19-O1 | 19-O1 El Monte Courthouse | 19-O1-D3090-220-CMD01 | COMPRESSOR, AIR DRYER | Arrow Pneumatics | SC506 | A-20 | OM00040540 |  | Air Handler Room | NA | NA | R-134a | 1/6 | 110 | 3.3-18 | electric | 1 | NA | NA | \Classifications\Building System Class\D30-HVAC Systems\D3090 - Other HVAC Systems and Equipment\Compressed Air Dryer - CMD | 1010601
19-O1 | 19-O1 El Monte Courthouse | 19-O1-D1010-100-ELE01 | Elevator 1 | Montgomery Elevator Co | CT36338 | Style VVL | OM00028275 | State ID# 063707 | Public Elevator Room - 4 Roof | NA | NA | NA | 40 | 240 | 104 | electric | 3 | NA | NA | \Classifications\Building System Class\D10-Conveyance Systems\D1010 - Elevator\Elevator,Electric,Pass/Freight - ELE | 1010602
19-O1 | 19-O1 El Monte Courthouse | 19-O1-D1010-100-ELE02 | Elevator 2 | Montgomery Elevator Co | CT36339 | Style VVL | OM00028276 | State ID# 063708 | Public Elevator Room - 4 Roof | NA | NA | NA | 40 | 240 | 104 | electric | 3 | NA | NA | \Classifications\Building System Class\D10-Conveyance Systems\D1010 - Elevator\Elevator,Electric,Pass/Freight - ELE | 1010603
19-O1 | 19-O1 El Monte Courthouse | 19-O1-D1010-100-ELE03 | Elevator 3 | Montgomery Elevator Co | CT36340 | Style VVL | OM00028277 | State ID# 063709 | Public Elevator Room - 4 Roof | NA | NA | NA | 40 | 240 | 104 | electric | 3 | NA | NA | \Classifications\Building System Class\D10-Conveyance Systems\D1010 - Elevator\Elevator,Electric,Pass/Freight - ELE | 1010604
19-O1 | 19-O1 El Monte Courthouse | 19-O1-D1010-100-ELE04 | Elevator 4 - In Custody Elevator | Montgomery Elevator Co | CT36341 | Style VVL | OM00028278 | State ID# 063067 | In Custody Elevator - 4 Roof | NA | NA | NA | 40 | 240/460V | 104 | electric | 3 | NA | NA | \Classifications\Building System Class\D10-Conveyance Systems\D1010 - Elevator\Elevator,Electric,Pass/Freight - ELE | 1010605
19-O1 | 19-O1 El Monte Courthouse | 19-O1-D1010-100-ELE05 | Elevator 5 | Montgomery Elevator Co | CT36342 | Style P16484 | OM00028279 | State ID# 063710 | Judges Elevator Room - 4 Roof | NA | NA | NA | 40 | 240 | 83.4 | electric | 3 | NA | NA | \Classifications\Building System Class\D10-Conveyance Systems\D1010 - Elevator\Elevator,Electric,Pass/Freight - ELE | 1010606
19-O1 | 19-O1 El Monte Courthouse | 19-O1-E1097-100-WDO01 | WINDOW WASHING UNIT | Citadel | NA | 1403C-C5 (Part#) | OM00033074 |  | 4 Roof | NA | NA | NA | NA | 240 | DNA | Electric | 3 | NA | NA | \Classifications\Building System Class\E10-Equipment\E1090 - Other Equipment\Window Washing Unit - WDO | 1010608
19-O1 | 19-O1 El Monte Courthouse | 19-O1-D2040-100-PSU01 | Sump Pump 1 | Baldor | 5010191087 | VM3154 | OM00033083 | NA | Mechanical room | NA | NA | NA | 1.5 | 240 | 5 | electric | 3 | NA | NA | \Classifications\Building System Class\D20-Plumbing\D2040 - Rain Drain\Sump Pump - PSU | 1010719
19-O1 | 19-O1 El Monte Courthouse | 19-O1-D2040-100-PSU02 | Sump Pump 2 | Baldor | F587 | VM3154 | OM00040654 |  | Lower Parking Area | NA | NA | NA | 1.5 | 240 | 5 | electric | 3 | NA | NA | \Classifications\Building System Class\D20-Plumbing\D2040 - Rain Drain\Sump Pump - PSU | 1010720
19-O1 | 19-O1 El Monte Courthouse | 19-O1-D3042-220-EFN01 | Exhaust Fan (over 5hp)- EFN | Barry Blower | 7C1572 | 7270AF (Size) | OM00005575 | NA | Lower Parking Area | B-103 | NA | NA | 10 | 480 | 26 | electric | 3 | NA | NA | \Classifications\Building System Class\D30-HVAC Systems\D3040 - Distribution SYS\Supply/Exhaust/Return fans- FAN | 1010721
19-O1 | 19-O1 El Monte Courthouse | 19-O1-D5092-250-EML36 | Emergency And Exit Lighting (36) | Elite Lighting U.S.A | NA | ELX-613-R | OM00033855 | NA | Jacobs' Shop | NA | NA | NA | NA | 240 | DNA | Electric | 3 | NA | NA | \Classifications\Building System Class\D50-Electrical SYS\D5090 - Elec SYS\Emergency And Exit Lighting - EML | 1011280
19-O1 | 19-O1 El Monte Courthouse | 19-O1-D2023-100-BFP03 | Irrigation back flow BFP 3 | FEBCO | 16844 | 825-YD 3" | OM00033082 | OW0209916-FA0234850-BD0026658-MARCH | Irrigation - E Side Parkin Structure (LAPHD FORM REQUIRED) | NA | NA | NA | NA | NA | NA | NA | NA | NA | NA | \Classifications\Building System Class\D20-Plumbing\D2020 - Domestic Water\Backflow Preventer - BFP | 1014110
19-O1 | 19-O1 El Monte Courthouse | 19-O1-D2030-150-MWL02 | Main /Branch waste system MWL02 | NA | NA | NA | OM00033853 |  | Engineer shop. | NA | na | NA | na | NA | NA | NA | NA | NA | na | \Classifications\Building System Class\D20-Plumbing\D2030 - Sani Waste\Main/Branch Waste System - MWL | 1014111
19-O1 | 19-O1 El Monte Courthouse | 19-O1-D2040-100-PSU03 | Sump pump 1 PSU03 | Baldor | NA | NA | OM00033079 |  | Lower parking area. | NA | na | NA | 1.5 | 240V | 5 | Electric | 3 | NA | na | \Classifications\Building System Class\D20-Plumbing\D2040 - Rain Drain\Sump Pump - PSU | 1014112
19-O1 | 19-O1 El Monte Courthouse | 19-O1-D3020-100-HET01 | Heater water expansion tank 1 | Roy E Hanson Tank Co | 152151 | NA | OM00035331 |  | Above near wall. | NA | NA | NA | NA | NA | NA | NA | NA | NA | NA | \Classifications\Building System Class\D30-HVAC Systems\D3020 - Heat SYS\Heater Water Expansion Tank - HET | 1014113
19-O1 | 19-O1 El Monte Courthouse | 19-O1-D3020-100-HET02 | Heat water expansion tank 2 | Roy E Hanson Tank Co | 151096 | NA | OM00033104 |  | Above boiler near wall. | NA | NA | NA | NA | NA | NA | NA | NA | NA | NA | \Classifications\Building System Class\D30-HVAC Systems\D3020 - Heat SYS\Heater Water Expansion Tank - HET | 1014114
19-O1 | 19-O1 El Monte Courthouse | 19-O1-D2023-310-HWP07 | Hot Water Pump (Attached to Boiler) | Armstrong Pump | NA | 2B1050AB | OM00033099 |  | Boiler room | NA | NA | NA | 5 | 480V | 8.8 | Electric | 3 | NA | NA | \Classifications\Building System Class\D20-Plumbing\D2020 - Domestic Water\Domestic Hot Water Circulating Pump - HWP | 1014115
19-O1 | 19-O1 El Monte Courthouse | 19-O1-D2023-100-BFP01 | BACKFLOW PREVENTER (NORTHWEST DRIVEWAY, MAIN 4") | FEBCO | 9612311416 | 860 TYPE RP | OM00033080 | ID#:2 | WEST SIDE OF NORTHWEST DRIVEWAY AT THE ENTRANCE TO THE COURT. | NA | NA | NA | NA | NA | NA | NA | NA | NA | NA | \Classifications\Building System Class\D20-Plumbing\D2020 - Domestic Water\Backflow Preventer - BFP | 1014116
19-O1 | 19-O1 El Monte Courthouse | 19-O1-D4031-100-FEX50 | Fire Extinguisher (50) | NA | Multiple | NA | OM00033854 |  | Engineer office. | NA | NA | NA | NA | NA | NA | NA | NA | NA | NA | \Classifications\Building System Class\D40-Fire Protection SYS\D4030 - FIRE SPEC\Fire Extinguisher - FEX | 1014118
19-O1 | 19-O1 El Monte Courthouse | 19-O1-D5037-710-FAP02 | Fire alarm panel 2 | Hochiki America Corp | 912-40232 | Fire Net Plus | OM00033097 |  | Electric room | NA | NA | NA | NA | 480V | 5 | Electric | DNA | NA | NA | \Classifications\Building System Class\D50-Electrical SYS\D5030 - Comm & Security\Fire Alarm Panel - FAP | 1014120
19-O1 | 19-O1 El Monte Courthouse | 19-O1-D2023-100-BFP04 | BACKFLOW PREVENTER #4 (3" BOILER ROOM) | FEBCO | B13832 | 805-YD 3" | OM00005593 | OW0209916-FA0234850-BD0026657-13832-MARCH | BASEMENT BOILER ROOM-STAND PIPE SYSTEM (LAPHD FORM REQUIRED)) | NA | NA | NA | NA | NA | NA | NA | NA | NA | NA | \Classifications\Building System Class\D20-Plumbing\D2020 - Domestic Water\Backflow Preventer - BFP | 1015475
19-O1 | 19-O1 El Monte Courthouse | 19-O1-D2023-100-BFP05 | BACKFLOW PREVENTER #5 (1 1/2" BOILER ROOM) | FEBCO | L5660 | 825-Y 1-1/2" | OM00005603 | OW0209916-FA0234850-BD0026656-L 5660-MARCH | BASEMENT BOILER ROOM-W WALL BY CEILING (ORIGINAL BLUE FORM REQUIRED) | NA | NA | NA | NA | NA | NA | NA | NA | NA | NA | \Classifications\Building System Class\D20-Plumbing\D2020 - Domestic Water\Backflow Preventer - BFP | 1015476
19-O1 | 19-O1 El Monte Courthouse | 19-O1-D2023-310-HWP05 | PUMP, DOMESTIC RECIRCULATION PUMP #5 | ARMSTRONG | C12K270103 | 2B 1050 AB | OM00005596 |  | BOILER ROOM IN BASEMENT | NA | NA | NA | 2-Jan | 240 | 5.8/2.8 | Electric | DNA | NA | NA | \Classifications\Building System Class\D20-Plumbing\D2020 - Domestic Water\Domestic Hot Water Circulating Pump - HWP | 1015637
19-O1 | 19-O1 El Monte Courthouse | 19-O1-D2022-260-HWG03 | WATER HEATER, DOMESTIC (GAS) | Bradford White | PF39706256 | UCG100H2703N | OM00026164 |  | BOILER ROOM IN BASEMENT | NA | NA | NA | NA | 110 | 1.5 | Gas | 1 | 270,000 | NA | \Classifications\Building System Class\D20-Plumbing\D2020 - Domestic Water\Domestic Water Heater, Gas - HWG | 1015638
19-O1 | 19-O1 El Monte Courthouse | 19-O1-B2033-120-DOR01 | DOOR, AUTOMATIC #1 (SINGLE/SWING OUT) | Motor Access | NA | MA81000-901 | OM00005598 |  | WEST EXIT DOOR | NA | NA | NA | NA | 110 | DNA | Electric | 1 | NA | NA | \Classifications\Building System Class\B20-General Building Exterior\B2030 - Exterior Doors\Door,Automatic-Sliding,Revolving - DOR | 1015686
19-O1 | 19-O1 El Monte Courthouse | 19-O1-B2033-120-DOR02 | DOOR, AUTOMATIC #2 (DOUBLE/SWING OUT) | Motor Access | NA | MA81000-901 | OM00005599 |  | WEST ADA ENTRANCE DOORS | NA | NA | NA | NA | 110 | DNA | Electric | 1 | NA | NA | \Classifications\Building System Class\B20-General Building Exterior\B2030 - Exterior Doors\Door,Automatic-Sliding,Revolving - DOR | 1015687
19-O1 | 19-O1 El Monte Courthouse | 19-O1-B2033-120-DOR03 | DOOR, AUTOMATIC #3 (DOUBLE/SWING OUT) | Dorma | NA | NA | OM00005600 |  | EAST ADA ENTRANCE DOORS | NA | NA | NA | NA | 110 | DNA | Electric | 1 | NA | NA | \Classifications\Building System Class\B20-General Building Exterior\B2030 - Exterior Doors\Door,Automatic-Sliding,Revolving - DOR | 1015688
19-O1 | 19-O1 El Monte Courthouse | 19-O1-D4010-150-FMS01 | FIRE SYSTEMS, STAND PIPE (SPRINKLER) | Viking | NA | Sprinkler System Control | OM00005595 |  | ELECTRICAL ROOM IN BASEMENT | NA | NA | NA | NA | NA | NA | NA | NA | NA | NA | \Classifications\Building System Class\D40-Fire Protection SYS\D4010 - Sprinkler SYS\Fire Systems, stand pipes - FMS | 1015689
19-O1 | 19-O1 El Monte Courthouse | 19-O1-D4024-100-FHS01 | FIRE, OTHER STAND PIPE (WET) | NA | NA | NA | OM00005594 |  | ABOVE BOOSTER PUMP IN BASEMENT | NA | NA | NA | NA | NA | NA | NA | NA | NA | NA | \Classifications\Building System Class\D40-Fire Protection SYS\D4020 - Stand Pipe\Other Stand Pipe Hose Systems - FHS | 1015690
19-O1 | 19-O1 El Monte Courthouse | 19-O1-B2010-100-BLD01 | Building | NA | NA | NA | OM00037891 | NA | [11 empty] | \Classifications\Building System Class\B20-General Building Exterior\B2010 - Exterior Walls\Building - BLD | 1016547
19-O1 | 19-O1 El Monte Courthouse | 19-O1-D2023-100-BFP06 | Backflow Main 6" | Febco 860 | 9607231457 | 860 TYPE RP | OM00026153 | ID#:1 | [11 empty] | \Classifications\Building System Class\D20-Plumbing\D2020 - Domestic Water\Backflow Preventer - BFP | 1016576
19-O1 | 19-O1 El Monte Courthouse | 19-O1-D4010-150-FMS02 | Deluge Fire Systerm Extinguishing (Sprinkler System) | VIKING CORP | 1745 | D-4 | OM00026154 | NA | SOUTHWEST CORNER OF CHILLER ROOM IN BASEMENT | NA | NA | NA | NA | NA | NA | NA | NA | NA | NA | \Classifications\Building System Class\D40-Fire Protection SYS\D4010 - Sprinkler SYS\Fire Systems, stand pipes - FMS | 1016937
19-O1 | 19-O1 El Monte Courthouse | 19-O1-D2023-310-HWP06 | DOMESTIC HOT WATER PUMP #4 | BELL & GOSSETT | 187001LFD21 | 1531 | OM00026155 | NA | BASEMENT BOILER ROOM B-27 | NA | NA | NA | 1.5 | 480 | DNA | Electric | 3 | NA | NA | \Classifications\Building System Class\D20-Plumbing\D2020 - Domestic Water\Domestic Hot Water Circulating Pump - HWP | 1017278
19-O1 | 19-O1 El Monte Courthouse | 19-O1-B2034-400-DOH02 | Overhead Rollup Door (Sally Port) (Electric) DOH02 | Rolling Door Products | NA | NA | OM00028194 |  | Rear Of Building | NA | NA | NA | 1/2 | 208-230/460 | 2.4/1.2 | Electric | 3 | NA | NA | \Classifications\Building System Class\B20-General Building Exterior\B2030 - Exterior Doors\Door,Overhead-Shutter,Manual,Elec,Roll-up - DOH | 1017555
19-O1 | 19-O1 El Monte Courthouse | 19-O1-D5010-110-MCC01 | Motor Control Center (Generator Rm) | ITE Imperial Corp | 5640VI-0-0C109C10912-60826-RMC-CO1-A | DNA | OM00036175 |  | Emergency Generator Room on Roof | NA | NA | NA | NA | 480 | 600 | NA | 3 | NA | NA | \Classifications\Building System Class\D50-Electrical SYS\D5010 - Elec Service & Dist\Chiller Room Electrical Panel - MCC | 1017556
19-O1 | 19-O1 El Monte Courthouse | 19-O1-G3010-210-PWT01 | Potable Water Storage Tank (Room B20) | Bell & Gossett Company | 112071 | 458711 | OM00037961 |  | Basement Chiller Room B20 | NA | NA | NA | NA | NA | NA | NA | NA | NA | NA | \Classifications\Building System Class\G30-Site Mechanical Utilities\G3010 - Water Supply\Potable Water Storage Tank - PWT | 1017561
19-O1 | 19-O1 El Monte Courthouse | 19-O1-D3041-230-RFN01 | Return Fan (Room B19) (Belt Driven) | Dayton | DNA | 5N792 | OM00040542 |  | Basement Air Handler Room B19 | B144 (4) | NA | NA | 20 | 230/460 | 51/25.5 | NA | 3 | NA | NA | \Classifications\Building System Class\D30-HVAC Systems\D3040 - Distribution SYS\Supply/Exhaust/Return fans- FAN | 1017562
19-O1 | 19-O1 El Monte Courthouse | 19-O1-D3041-230-RFN02 | Return Fan (Room 318) (Belt Driven) | Barry Blower Inc | 761571 | EM33137 | OM00036173 |  | Air Handler Room 318 on 3rd Floor | B124 (2) | NA | NA | 10 | 208-230/460 | 27.2/25.8/12.9 | NA | 3 | NA | NA | \Classifications\Building System Class\D30-HVAC Systems\D3040 - Distribution SYS\Supply/Exhaust/Return fans- FAN | 1017563
19-O1 | 19-O1 El Monte Courthouse | 19-O1-D3041-230-RFN03 | Return Fan #5 (Room 230) (Belt Driven) | Barry Blower Inc | 761570 | 3CW | OM00036172 |  | Air Handler Room 230 on 2nd Floor | B120 (2) | NA | NA | 10 | 230/460 | 26/13 | NA | 3 | NA | NA | \Classifications\Building System Class\D30-HVAC Systems\D3040 - Distribution SYS\Supply/Exhaust/Return fans- FAN | 1017564
19-O1 | 19-O1 El Monte Courthouse | 19-O1-D5010-200-ESD02 | Electrical Switchboard (Main Electrical Rm) SBR02 | ITE Imperial Corp | 720025 | 1260826 | OM00036171 |  | Main Electrical Room | NA | NA | NA | NA | 277/480 | 1600 | Electric | 3 | NA | NA | \Classifications\Building System Class\D50-Electrical SYS\D5010 - Elec Service & Dist\Electical Service and Distribution - ESD | 1017566
19-O1 | 19-O1 El Monte Courthouse | 19-O1-D5010-200-ESD03 | Electrical Switchboard (Main Electrical Rm) SBR03 | ITE Imperial Corp | 720026 | 1260826 | OM00036170 |  | Main Electrical Room | NA | NA | NA | NA | 277/480 | 1600 | Electric | 3 | NA | NA | \Classifications\Building System Class\D50-Electrical SYS\D5010 - Elec Service & Dist\Electical Service and Distribution - ESD | 1017567
19-O1 | 19-O1 El Monte Courthouse | 19-O1-D5010-200-ESD04 | Electrical Switchboard (Main Electrical Rm) SBR04 | ITE Imperial Corp | NA | 1260826 | OM00036169 |  | Main Electrical Room | NA | NA | NA | NA | 277/480 | 2000 | Electric | 3 | NA | NA | \Classifications\Building System Class\D50-Electrical SYS\D5010 - Elec Service & Dist\Electical Service and Distribution - ESD | 1017568
19-O1 | 19-O1 El Monte Courthouse | 19-O1-D3030-110-CTW02 | Cooling Tower #2 | Evapco | 988252W | AT8518B | OM00036174 |  | Roof | B148 (3) | NA | NA | 10 | 230/460 | 2 | Electric | 3 | NA | NA | \Classifications\Building System Class\D30-HVAC Systems\D3030 - Cooling SYS\Cooling Tower - CTW | 1017551
19-O1 | 19-O1 El Monte Courthouse | 19-O1-G3063-100-DFS01 | Leak Detection System (Rm B19) | Omntec MFG Co Inc | 102198EL981157 | ELP21LU2 | OM00040541 |  | Basement Air Handler Room B19 | NA | NA | NA | NA | NA | DNA | Electric | DNA | NA | NA | \Classifications\Building System Class\G30-Site Mechanical Utilities\G3060 - Fuel Distribution\Diesel Fuel Leak Detection System - DFS | 1017552
19-O1 | 19-O1 El Monte Courthouse | 19-O1-B2034-400-DOH01 | Overhead Rollup Door (Sally Port) (Electric) DOH01 | Rolling Door Products | NA | NA | OM00028193 |  | Rear Of Building | NA | NA | NA | 1 | 208-230/460 | 3.6/1.8 | Electric | 3 | NA | NA | \Classifications\Building System Class\B20-General Building Exterior\B2030 - Exterior Doors\Door,Overhead-Shutter,Manual,Elec,Roll-up - DOH | 1017553
19-O1 | 19-O1 El Monte Courthouse | 19-O1-D3042-220-EFN02 | Exhaust Fan (Main Electrical Rm) (Belt Driven) | Barry Blower Inc | 48729 | NA | OM00040544 |  | Main Electrical Room | A62 (2) | NA | NA | 2 | 230/460 | 6.6/2.8 | Electric | 3 | NA | NA | \Classifications\Building System Class\D30-HVAC Systems\D3040 - Distribution SYS\Supply/Exhaust/Return fans- FAN | 1017557
19-O1 | 19-O1 El Monte Courthouse | 19-O1-D5010-110-MCC02 | Motor Control Center (Air Handler Rm B19) | ITE Imperial Corp | NA | 12-60826-BMC-002-A-B-C | OM00005655 |  | Basement Air Handler Room B19 | NA | NA | NA | NA | 480 | 600 | NA | 3 | NA | NA | \Classifications\Building System Class\D50-Electrical SYS\D5010 - Elec Service & Dist\Chiller Room Electrical Panel - MCC | 1017559
19-O1 | 19-O1 El Monte Courthouse | 19-O1-D3031-100-PCH05 | Chilled Water Pump (Room B20) | Bell & Gossett Company | 754800HT | 4BB (Size 9.5 BF) | OM00033101 |  | Basement Chiller Room B20 | NA | NA | NA | 15 | 230/460 | 40/20 | NA | 3 | NA | NA | \Classifications\Building System Class\D30-HVAC Systems\D3030 - Cooling SYS\Chilled Water Pump - PCH | 1017558
19-O1 | 19-O1 El Monte Courthouse | 19-O1-G3010-210-PWT02 | Potable Water Storage Tank (Room B27) | Roy E Hanson Tank Co | 151987 | 160761 | OM00033103 |  | Basement Boiler Room B27 | NA | NA | NA | NA | NA | NA | NA | NA | NA | NA | \Classifications\Building System Class\G30-Site Mechanical Utilities\G3010 - Water Supply\Potable Water Storage Tank - PWT | 1017560
19-O1 | 19-O1 El Monte Courthouse | 19-O1-D2023-100-BFP08 | Backflow Preventer (10" Fire East Side Parking) | Wilkins | E00851 | 350 DCDA (10") | OM00026157 | EMAIL INTO LAPHD | NE Corner of Parking Structure | NA | NA | NA | NA | NA | NA | NA |  | NA | NA | \Classifications\Building System Class\D20-Plumbing\D2020 - Domestic Water\Backflow Preventer - BFP | 1018484
19-O1 | 19-O1 El Monte Courthouse | 19-O1-D2023-100-BFP09 | Backflow Preventer (3/4" E. Side Parking) | Wilkins | 3960091XLD | 950 XLD (3/4") | OM00026158 | EMAIL INTO LAPHD | NE Corner of Parking Structure | NA | NA | NA | NA | NA | NA | NA |  | NA | NA | \Classifications\Building System Class\D20-Plumbing\D2020 - Domestic Water\Backflow Preventer - BFP | 1018485
19-O1 | 19-O1 El Monte Courthouse | 19-O1-D3042-220-EFN03 | Exhaust Fan (Roof) | Barry Blower | 48730 | NA | OM00037609 |  | Roof | BP 57 (2) | NA | NA | 5 | 230/460 | 12.4/6.2 | Electric | 3 | NA | NA | \Classifications\Building System Class\D30-HVAC Systems\D3040 - Distribution SYS\Supply/Exhaust/Return fans- FAN | 1018932
19-O1 | 19-O1 El Monte Courthouse | 19-O1-D5092-210-GEN02 | Emergency Generator | IVECO | F2CE9685A | E002-042593 | OM00037610 | G33404 | Roof Generator Room | IVECO 260 1725 K 500328020 (1) | NA | NA | 389 | 277/480 | 300.7 | Diesel | 3 | NA | NA | \Classifications\Building System Class\D50-Electrical SYS\D5090 - Elec SYS\Emergency Generator - GEN | 1018934
19-O1 | 19-O1 El Monte Courthouse | 19-O1-G3063-100-DAT02 | Diesel Fuel Day Tank (DAT02) | Tramont | 86135170316 | UTRX 50 | OM00026161 |  |  | NA | NA | NA | NA | NA | NA | Diesel | NA | NA | NA | \Classifications\Building System Class\G30-Site Mechanical Utilities\G3060 - Fuel Distribution\Tank, Fuel Storage Day - DAT | 1021368
19-O2 | 19-O2 Parking Structure-El Monte Courthouse- | 19-O2-B2034-400-DOH01 | Overhead Roll-Up Door | Robbins & Meyers | 77-60499 | 2225-1-02-08 | OM00028268 |  | Parking Structure | NA | NA | NA | NA | 240 | 5.1 | electric | 1 | NA | NA | \Classifications\Building System Class\B20-General Building Exterior\B2030 - Exterior Doors\Door,Overhead-Shutter,Manual,Elec,Roll-up - DOH | 1010594
19-O2 | 19-O2 Parking Structure-El Monte Courthouse- | 19-O2-B2034-400-DOH02 | Overhead Roll-Up Door | Robbins & Meyers | NA | 2225-1-02-08 | OM00028269 |  | Parking Structure | NA | NA | NA | NA | 240 | 5.1 | electric | 1 | NA | NA | \Classifications\Building System Class\B20-General Building Exterior\B2030 - Exterior Doors\Door,Overhead-Shutter,Manual,Elec,Roll-up - DOH | 1010595
19-O2 | 19-O2 Parking Structure-El Monte Courthouse- | 19-O2-B2034-400-DOH03 | Overhead Roll-Up Door | Robbins & Meyers | NA | 2225-1-02-08 | OM00028270 |  | Parking Structure | NA | NA | NA | NA | 240 | 5.1 | electric | 1 | NA | NA | \Classifications\Building System Class\B20-General Building Exterior\B2030 - Exterior Doors\Door,Overhead-Shutter,Manual,Elec,Roll-up - DOH | 1010596
19-P1 | 19-P1 Mental Health Court | 19-P1-D3041-230-RFN01 | Air Handling Unit 2 | ACME INDUSTRIAL PRODUCTS | F0206255024 | 3030RCL/1 | OM00026038 |  | Floor 2, AIR HANDLER RF-1 | NA | NA | NA | 5 | 240/480 | 13/6.5 | Electric | 3 | NA | NA | \Classifications\Building System Class\D30-HVAC Systems\D3040 - Distribution SYS\Supply/Exhaust/Return fans- FAN | 1011083
19-P1 | 19-P1 Mental Health Court | 19-P1-D3042-220-EFN02 | EXHAUST FAN #2 (RM 102-M) (BELT DRIVEN) | CENTRI MASTER VINSET | O2E483103 | QBR270 | OM00026041 |  | Floor 2, AIR HANDLER RF-2 | A-39 (1) | NA | NA | 1/2 | 230/460 | 4.4/2.2 | Electric | 3 | NA | NA | \Classifications\Building System Class\D30-HVAC Systems\D3040 - Distribution SYS\Supply/Exhaust/Return fans- FAN | 1011084
19-P1 | 19-P1 Mental Health Court | 19-P1-D3021-130-BLR01 | Boiler 1 | Parker Boiler | 54236 | T970L | OM00026046 |  | BASEMENT, BOILER ROOM | NA | NA | NA | 1 | 110 | 6 | Natural gas | 1 | 970,000 | 861,000 | \Classifications\Building System Class\D30-HVAC Systems\D3020 - Heat SYS\Boiler,Hot Water,Oil/Gas/Comb. - BLR | 1011085
19-P1 | 19-P1 Mental Health Court | 19-P1-D3021-130-BLR02 | Boiler 2 | PARKER BOILER | 54237 | T970L | OM00026047 |  | FLoor 1, BOILER ROOM | NA | NA | NA | 1/3 | 110 | 6 | Gas | 1 | 970000 | 861,000 | \Classifications\Building System Class\D30-HVAC Systems\D3020 - Heat SYS\Boiler,Hot Water,Oil/Gas/Comb. - BLR | 1011086
19-P1 | 19-P1 Mental Health Court | 19-P1-D3031-130-CLR01 | Chiller 1 | YORK | RFJM2860AA | YCAL0050SC46 | OM00026052 |  | Floor 4 BOILER ROOM | NA | NA | R-22 | NA | 480 | 116 | Electric | 3 | NA | NA | \Classifications\Building System Class\D30-HVAC Systems\D3030 - Cooling SYS\Chiller, Water Cooled - CLR | 1011087
19-P1 | 19-P1 Mental Health Court | 19-P1-D3031-130-CLR02 | Chiller 2 | YORK | RFJM2870AA | YCAL0050SC46 | OM00026053 |  | NORTH EXTERIOR | NA | NA | R-22 | NA | 480 | 116 | Electric | 3 | NA | NA | \Classifications\Building System Class\D30-HVAC Systems\D3030 - Cooling SYS\Chiller, Water Cooled - CLR | 1011088
19-P1 | 19-P1 Mental Health Court | 19-P1-D3050-250-ACU01 | Split System 1 | Mitsubishi Electric | 02098040 | PUGH36CKB | OM00026076 |  | Floor 1, NORTH EXTERIOR | NA | NA | R-22 | 1/4 | 230 | 16 | Electric | 1 | NA | NA | \Classifications\Building System Class\D30-HVAC Systems\D3050 - Package SYS\Air Conditioning,Split System - ACU | 1011089
19-P1 | 19-P1 Mental Health Court | 19-P1-D3050-250-ACU02 | Split System 2 | Mitsubishi Electric | PSA011F26F | FDC210HA1 | OM00026077 |  | Floor 1, NORTH EXTERIOR | NA | NA | R-22 | NA | 240 | 1 | Electric | 1 | NA | NA | \Classifications\Building System Class\D30-HVAC Systems\D3050 - Package SYS\Air Conditioning,Split System - ACU | 1011091
19-P1 | 19-P1 Mental Health Court | 19-P1-B3010-100-RUF01 | ROOF | NA | NA | NA | OM00033784 |  | AT THE TOP OF THE BUILDING | NA | NA | NA | NA | NA | NA | NA | NA | NA | NA | \Classifications\Building System Class\B30-Roofing\B3010 - Roof Types\Roof - RUF | 1014122
19-P1 | 19-P1 Mental Health Court | 19-P1-D3044-125-PHW01 | PUMP HOT WATER PHW 1 | PACO PUMPS | 910701A | NA | OM00030999 |  | BOILER ROOM | NA | NA | NA | 3 | 230 | 8.6 | Electric | 3 | NA | NA | \Classifications\Building System Class\D30-HVAC Systems\D3040 - Distribution SYS\Hot Water Pump - PHW | 1014126
19-P1 | 19-P1 Mental Health Court | 19-P1-D3044-125-PHW02 | PUMP HOT WATER PHW 2 | PACO PUMPS | 910701B | NA | OM00026049 |  | BOILER ROOM | NA | NA | NA | 3 | 230 | 8.2 | Electric | 3 | NA | NA | \Classifications\Building System Class\D30-HVAC Systems\D3040 - Distribution SYS\Hot Water Pump - PHW | 1014127
19-P1 | 19-P1 Mental Health Court | 19-P1-D3031-100-PCH01 | CHILLED WATER PUMP #1 | BELL & GOSSETT | 187076L | 281/422 | OM00030998 |  | BOILER ROOM | NA | NA | NA | 7.5 | 230 | 19.5 | Electric | 3 | NA | NA | \Classifications\Building System Class\D30-HVAC Systems\D3030 - Cooling SYS\Chilled Water Pump - PCH | 1014128
19-P1 | 19-P1 Mental Health Court | 19-P1-D3031-100-PCH02 | CHILLED WATER PUMP 2 | BELL & GOSSETT | 187077L | 281/422 | OM00030997 |  | BOILER ROOM | NA | NA | NA | 7.5 | 280 | 19.5 | Electric | 3 | NA | NA | \Classifications\Building System Class\D30-HVAC Systems\D3030 - Cooling SYS\Chilled Water Pump - PCH | 1014129
19-P1 | 19-P1 Mental Health Court | 19-P1-D3041-110-AHU09 | AIR HANDLER 1 | YORK | 13684D | AP360 | OM00031000 |  | ATTIC | BX-83 (3) | 24X24X2 (12) | NA | 20 | 240/480 | 47/29.3 | Electric | 3 | NA | NA | \Classifications\Building System Class\D30-HVAC Systems\D3040 - Distribution SYS\Air Handling Unit - AHU | 1014130
19-P1 | 19-P1 Mental Health Court | 19-P1-D3041-110-AHU10 | AIR HANDLER 2 | YORK | CHLM13683-D | AP60 | OM00026498 |  | LADDER IN SECURE HALLWAY | AX-43 (1) | 12X24X4 (1) & 12X24X4 (1) | NA | 3 | 240/480 | 8.2/4.1 | Electric | 3 | NA | NA | \Classifications\Building System Class\D30-HVAC Systems\D3040 - Distribution SYS\Air Handling Unit - AHU | 1014131
19-P1 | 19-P1 Mental Health Court | 19-P1-D3041-110-AHU11 | AIR HANDLER 3 | YORK | CHLM13788D | AP120 | OM00029496 |  | LADDER IN SECURE HALLWAY | B-56 (1) | 16X20X4 (6) | NA | 7.5 | 240/480 | 8.2/4.1 | Electric | 3 | NA | NA | \Classifications\Building System Class\D30-HVAC Systems\D3040 - Distribution SYS\Air Handling Unit - AHU | 1014132
19-P1 | 19-P1 Mental Health Court | 19-P1-D3041-110-AHU12 | AIR HANDLER 4 | YORK | CKLM13964D | CS01SM2 | OM00026080 |  | LADDER IN SECURE AREA TO ATTIC | BX-47 (1) | 24X24X4 / 12X24X4 | NA | 5 | 240/480 | 13/6.5 | Electric | 3 | NA | NA | \Classifications\Building System Class\D30-HVAC Systems\D3040 - Distribution SYS\Air Handling Unit - AHU | 1014133
19-P1 | 19-P1 Mental Health Court | 19-P1-D3040-120-FCU01 | FAN COIL UNIT 1 | MAGIC AIRE | W020844832 | 48-VWB | OM00026494 |  | SECURE HALLWAY NEAR STAIRS | A-46 | 22X22X1 | NA | 1 | 240/480 | 3.2/3.0/1.5 | Electric | 3 | NA | NA | \Classifications\Building System Class\D30-HVAC Systems\D3040 - Distribution SYS\Fan Coil Unit - FCU | 1014134
19-P1 | 19-P1 Mental Health Court | 19-P1-D3040-120-FCU02 | FAN COIL UNIT 2 | MAGIC AIRE | W020844830 | 48-VWB | OM00026495 |  | SECURE HALLWAY NEAR STAIRS | A-46 | 22X22X1 | NA | 1 | 240/480 | 3.2/3.0-1.5 | Electric | 3 | NA | NA | \Classifications\Building System Class\D30-HVAC Systems\D3040 - Distribution SYS\Fan Coil Unit - FCU | 1014135
19-P1 | 19-P1 Mental Health Court | 19-P1-D3042-220-EFN03 | EXHAUST FAN #3 (ATTIC HALLWAY) (BELT DRIVEN) | CENTRI MASTER VINSET | 02E483101 | QBR270 | OM00026497 |  | 2ND FLOOR ATTIC SECURE HALLWAY | AX-40 (1) | NA | NA | NA | 240/480 | 8.6-4.3 | Electric | 3 | NA | NA | \Classifications\Building System Class\D30-HVAC Systems\D3040 - Distribution SYS\Supply/Exhaust/Return fans- FAN | 1014136
19-P1 | 19-P1 Mental Health Court | 19-P1-D2023-100-BFP01 | BACKFLOW PREVENTER #1 (3/4" BOILER ROOM) | WILKINS ZURN | W236244 | 975XL 3/4" | OM00026044 | OW0209916-FA0234829-BD0018490-W 236244 | 1ST FLOOR BOILER ROOM (LAPHD FORM REQUIRED) | NA | NA | NA | NA | NA | NA | NA | NA | NA | NA | \Classifications\Building System Class\D20-Plumbing\D2020 - Domestic Water\Backflow Preventer - BFP | 1014137
19-P1 | 19-P1 Mental Health Court | 19-P1-D4031-100-FEX21 | FIRE EXTINGUISHERS (21) | NA | Multiple | NA | OM00026035 |  | THROUGHOUT BUILDING | NA | NA | NA | NA | NA | NA | NA | NA | NA | NA | \Classifications\Building System Class\D40-Fire Protection SYS\D4030 - FIRE SPEC\Fire Extinguisher - FEX | 1014138
19-P1 | 19-P1 Mental Health Court | 19-P1-D5010-200-ESD01 | MAIN ELECTRICAL PANEL | G.E. | NA | SPECTRA | OM00026033 |  | BOILER ROOM | NA | NA | NA | NA | 480 | 800 | Electric | 3 | NA | NA | \Classifications\Building System Class\D50-Electrical SYS\D5010 - Elec Service & Dist\Electical Service and Distribution - ESD | 1014139
19-P1 | 19-P1 Mental Health Court | 19-P1-D5037-710-FAP01 | FIRE PANEL | HOCHIKI | 883 | HCP-1008ES | OM00031001 |  | 1ST FLOOR SHERIFFS LOCK UP | NA | NA | NA | NA | 115 | DNA | NA | 1 | NA | NA | \Classifications\Building System Class\D50-Electrical SYS\D5030 - Comm & Security\Fire Alarm Panel - FAP | 1014140
19-P1 | 19-P1 Mental Health Court | 19-P1-D5092-250-EML19 | EMERGENCY LIGHTING | NA | NA | NA | OM00026036 |  | THROUGHTOUT BUILDING | NA | NA | NA | NA | 120/277 | DNA | Electric | DNA | NA | NA | \Classifications\Building System Class\D50-Electrical SYS\D5090 - Elec SYS\Emergency And Exit Lighting - EML | 1014141
19-P1 | 19-P1 Mental Health Court | 19-P1-G2050-200-LSC01 | LANDSCAPING | NA | NA | NA | OM00033781 |  | OUTSIDE OF BUILDING | NA | NA | NA | NA | NA | NA | NA | NA | NA | NA | \Classifications\Building System Class\G20-Other Systems\G2050 - Landscaping\Landscaping - LSC | 1014142
19-P1 | 19-P1 Mental Health Court | 19-P1-D5092-250-ELT01 | LIGHTING, EXTERIOR | NA | NA | NA | OM00033702 |  | OUTSIDE OF BUILDING | NA | NA | NA | NA | 277 | DNA | Electric | 1 | NA | NA | \Classifications\Building System Class\D50-Electrical SYS\D5090 - Elec SYS\Exterior Lighting - ELT | 1014143
19-P1 | 19-P1 Mental Health Court | 19-P1-G2049-300-HSC01 | HARDSCAPE | NA | NA | NA | OM00033468 |  | OUTSIDE OF BUILDING | NA | NA | NA | NA | NA | NA | NA | NA | NA | NA | \Classifications\Building System Class\G20-Other Systems\G2040 - Site Development\Hardscape - HSC | 1014144
19-P1 | 19-P1 Mental Health Court | 19-P1-D2023-100-BFP02 | BACKFLOW PREVENTER #2 (2" IRRIGATION) | WILKINS ZURN | 2082177 | 975XL 2" | OM00026043 | OW0209916-FA0234829-BD0008604 | SUPERIOR COURTS - FRONT PATIO- IRRIGATION (LAPHD FORM REQUIRED) | NA | NA | NA | NA | NA | NA | NA | NA | NA | NA | \Classifications\Building System Class\D20-Plumbing\D2020 - Domestic Water\Backflow Preventer - BFP | 1015477
19-P1 | 19-P1 Mental Health Court | 19-P1-D3068-100-BAS01 | BUILDING AUTOMATION SYSTEM | YORK CONTROLS | NA | NA | OM00035603 |  | SERVER/COMMUNITCATIONS ROOM | NA | NA | NA | NA | NA | DNA | Electric | DNA | NA | NA | \Classifications\Building System Class\D30-HVAC Systems\D3060 - Control & Inst Air\Building Automation System - BAS | 1015741
19-P1 | 19-P1 Mental Health Court | 19-P1-B2010-100-BLD01 | Building | NA | NA | NA | OM00037892 | [12 empty] | \Classifications\Building System Class\B20-General Building Exterior\B2010 - Exterior Walls\Building - BLD | 1016548
19-P1 | 19-P1 Mental Health Court | 19-P1-D3050-250-ACU03 | AIR CONDITIONING, SPLIT SYSTEM (SERVER RM) | MITSUBISHI ELECTRIC | 11G0047 | PK12FK | OM00040485 |  | 1ST FLOOR SERVER ROOM | NA | NA | R-22 | NA | 110 | 15 | Electric | 1 | NA | NA | \Classifications\Building System Class\D30-HVAC Systems\D3050 - Package SYS\Air Conditioning,Split System - ACU | 1017218
19-P1 | 19-P1 Mental Health Court | 19-P1-C1020-110-FRD01 | FIRE ROLLUP WINDOW #1 (ENTRANCE) (OVERHEAD MANUAL) | COOKSON COMPANY | E451620 | NA | OM00040483 |  | SECURITY OFFICE ON 1ST FLOOR ENTRANCE CHECKPOINT | NA | NA | NA | NA | NA | NA |  |  | NA | NA | \Classifications\Building System Class\C10-General Building Interior\C1020 - Fire Doors\Fire Doors - FRD | 1017219
19-P1 | 19-P1 Mental Health Court | 19-P1-D3042-210-FAN04 | EXHAUST FAN (EXTERIOR N WALL) (DIRECT DRIVE) | NA | NA | NA | OM00040491 |  | EXTERIOR NORTH WALL | NA | NA | NA | 1/16 | 110 | 1.6 | Electric | 1 | NA | NA | \Classifications\Building System Class\D30-HVAC Systems\D3040 - Distribution SYS\Fan,Axial - FAN | 1017223
19-P1 | 19-P1 Mental Health Court | 19-P1-D3042-210-FAN01 | EXHAUST FAN (EXTERIOR N SIDE) (DIRECT DRIVE) | NA | NA | NA | OM00040486 |  | LOCKUP EXTERIOR NORTH SIDE WALL | NA | NA | NA | 1/16 | 110 | 1.6 | Electric | 1 | NA | NA | \Classifications\Building System Class\D30-HVAC Systems\D3040 - Distribution SYS\Fan,Axial - FAN | 1017220
19-P1 | 19-P1 Mental Health Court | 19-P1-D3042-210-FAN02 | EXHAUST FAN (EXTERIOR N SIDE) (DIRECT DRIVE) | NA | NA | NA | OM00040489 |  | SECURITY OFFICE ON 1ST FLOOR ENTRANCE CHECKPOINT | NA | NA | NA | NA | NA | NA | NA |  | NA | NA | \Classifications\Building System Class\D30-HVAC Systems\D3040 - Distribution SYS\Fan,Axial - FAN | 1017221
19-P1 | 19-P1 Mental Health Court | 19-P1-D3042-210-FAN03 | EXHAUST FAN (EXTERIOR N SIDE) (DIRECT DRIVE) | NA | NA | NA | OM00040490 |  | SALLY PORT EXTERIOR NORTH SIDE WALL | NA | NA | NA | 1/16 | 110 | 1.6 | Electric | 1 | NA | NA | \Classifications\Building System Class\D30-HVAC Systems\D3040 - Distribution SYS\Fan,Axial - FAN | 1017222
19-P1 | 19-P1 Mental Health Court | 19-P1-D3042-210-FAN05 | EXHAUST FAN (EXTERIOR N WALL) (DIRECT DRIVE) | NA | NA | NA | OM00040494 |  | EXTERIOR NORTH WALL | NA | NA | NA | 1/16 | 110 | 1.6 | Electric | 1 | NA | NA | \Classifications\Building System Class\D30-HVAC Systems\D3040 - Distribution SYS\Fan,Axial - FAN | 1017224
19-P1 | 19-P1 Mental Health Court | 19-P1-C1020-110-FRD04 | DOUBLE MANUAL FIRE DOORS | LOS ANGELES FIRE PROOF CO | 158745 | NA | OM00040488 |  | 1ST FLOOR DEPT 95A JURY RM 38 | NA | NA | NA | NA | NA | NA | NA |  | NA | NA | \Classifications\Building System Class\C10-General Building Interior\C1020 - Fire Doors\Fire Doors - FRD | 1017228
19-P1 | 19-P1 Mental Health Court | 19-P1-D3020-100-HET01 | HEATER WATER EXPANSION TANK | TACO INC | NA | NA | OM00040492 |  | 1ST FLOOR BOILER ROOM | NA | NA | NA | NA | NA | NA | NA |  | NA | NA | \Classifications\Building System Class\D30-HVAC Systems\D3020 - Heat SYS\Heater Water Expansion Tank - HET | 1017229
19-P1 | 19-P1 Mental Health Court | 19-P1-D2023-310-HWP01 | DOMESTIC HOT WATER PUMP | GRUNDFOS | 59896771-P1 | VP15-29SF | OM00040478 |  | 1ST FLOOR BOILER ROOM | NA | NA | NA | NA | 110 | .75 | NA | 1 | NA | NA | \Classifications\Building System Class\D20-Plumbing\D2020 - Domestic Water\Domestic Hot Water Circulating Pump - HWP | 1017230
19-P1 | 19-P1 Mental Health Court | 19-P1-C1020-110-FRD02 | FIRE ROLLUP WINDOW #2 (OVERHEAD MANUAL) | COOKSON COMPANY | E451664 | NA | OM00040481 |  | 1ST FLOOR CLERK'S OFFICE | NA | NA | NA | NA | NA | NA | NA |  | NA | NA | \Classifications\Building System Class\C10-General Building Interior\C1020 - Fire Doors\Fire Doors - FRD | 1017225
19-P1 | 19-P1 Mental Health Court | 19-P1-C1020-110-FRD03 | FIRE ROLLUP WINDOW #3 (OVERHEAD MANUAL) | COOKSON COMPANY | F451662 | NA | OM00040482 |  | 1ST FLOOR CLERK'S OFFICE | NA | NA | NA | NA | NA | NA | NA |  | NA | NA | \Classifications\Building System Class\C10-General Building Interior\C1020 - Fire Doors\Fire Doors - FRD | 1017226
19-P1 | 19-P1 Mental Health Court | 19-P1-D5010-110-MCC01 | MOTOR CONTROL CENTER #1 (AHU SUPPLY FANS) | GE ELECTRIC | M-873384 | SPECTRA SERIES | OM00040473 |  | 1ST FLOOR BOILER ROOM | NA | NA | NA | NA | 480 | 600 | NA | 3 | NA | NA | \Classifications\Building System Class\D50-Electrical SYS\D5010 - Elec Service & Dist\Chiller Room Electrical Panel - MCC | 1017231
19-P1 | 19-P1 Mental Health Court | 19-P1-D5010-110-MCC02 | MOTOR CONTROL CENTER #2 (FAN COIL UNITS) | GE ELECTRIC | M-873383 | SPECTRA SERIES | OM00040474 |  | 1ST FLOOR BOILER ROOM | NA | NA | NA | NA | 480 | 600 | NA | 3 | NA | NA | \Classifications\Building System Class\D50-Electrical SYS\D5010 - Elec Service & Dist\Chiller Room Electrical Panel - MCC | 1017232
19-P1 | 19-P1 Mental Health Court | 19-P1-D5010-110-MCC03 | MOTOR CONTROL CENTER #3 (AHU RETURN FANS) | GE ELECTRIC | M-873382 | SPECTRA SERIES | OM00040475 |  | 1ST FLOOR BOILER ROOM | NA | NA | NA | NA | 480 | 600 | NA | 3 | NA | NA | \Classifications\Building System Class\D50-Electrical SYS\D5010 - Elec Service & Dist\Chiller Room Electrical Panel - MCC | 1017233
19-P1 | 19-P1 Mental Health Court | 19-P1-G2023-150-PEG01 | SECURITY PARKING GATE #1 (SALLY PORT WEST) | CUSTOMLINE INC | 00D-7021 | M-35 | OM00040480 |  | SALLY PORT WEST GATE | NA | NA | NA | 3/4 | 240 | 8.5 | NA | 1 | NA | NA | \Classifications\Building System Class\G20-Other Systems\G2020 - Parking Lots\Secured Parking Gate - PEG | 1017234
19-P1 | 19-P1 Mental Health Court | 19-P1-G2023-150-PEG02 | SECURITY PARKING GATE #2 (SALLY PORT EAST) | CUSTOMLINE INC | 91B-6256 | M-12 | OM00040479 |  | SALLY PORT WEST GATE | NA | NA | NA | 1/2 | 240 | 3.8 | NA | 3 | NA | NA | \Classifications\Building System Class\G20-Other Systems\G2020 - Parking Lots\Secured Parking Gate - PEG | 1017235
19-P1 | 19-P1 Mental Health Court | 19-P1-D5011-240-TRN01 | ELECTRICAL TRANSFORMER (RM 101M) | GE ELECTRIC | 9T23B2675 | 9T23B2675 | OM00040484 |  | 1ST FLOOR ELECTRICAL ROOM 101M | NA | NA | NA | NA | 480 | DNA | Electric | 3 | NA | NA | \Classifications\Building System Class\D50-Electrical SYS\D5010 - Elec Service & Dist\Transformer - TRN | 1017236
19-P1 | 19-P1 Mental Health Court | 19-P1-D5011-240-TRN02 | ELECTRICAL TRANSFORMER (BOILER RM) | FEDERAL PACIFIC TRANSFORMER | T4T112-1 | 36-B | OM00040476 |  | 1ST FLOOR BOILER ROOM | NA | NA | NA | NA | 480 | 135 | Electric | 3 | NA | NA | \Classifications\Building System Class\D50-Electrical SYS\D5010 - Elec Service & Dist\Transformer - TRN | 1017237
19-P1 | 19-P1 Mental Health Court | 19-P1-D2022-260-HWG02 | WATER HEATER, GAS | AMERICAN WATER HEATERS | 1108M001236 | BCG3100T1996NOX108 | OM00040477 |  | 1ST FLOOR BOILER ROOM | NA | NA | NA | NA | 110 | NA | Gas |  | 199,000 | NA | \Classifications\Building System Class\D20-Plumbing\D2020 - Domestic Water\Domestic Water Heater, Gas - HWG | 1017276
19-P1 | 19-P1 Mental Health Court | 19-P1-D4024-100-FHS08 | Fire Hose Cabinets (8 Total) | NA | NA | NA | OM00026487 |  | Throughtout Building | NA | NA | NA | NA | NA | NA | NA | NA | NA | NA | \Classifications\Building System Class\D40-Fire Protection SYS\D4020 - Stand Pipe\Other Stand Pipe Hose Systems - FHS | 1018321
19-P1 | 19-P1 Mental Health Court | 19-P1-D4010-150-FMS01 | Fire System, Standpipe (Sprinkler) | NA | NA | Sprinkler System Control | OM00041081 |  | Basement | NA | NA | NA | NA | NA | NA | NA | NA | NA | NA | \Classifications\Building System Class\D40-Fire Protection SYS\D4010 - Sprinkler SYS\Fire Systems, stand pipes - FMS | 1020508
19-Q1 | 19-Q1 Edmund D. Edelman Children's Court | 19-Q1-D3050-210-PKU01 | Package Unit #1 | Trane | F1214727 | GWB2415X | OM00026260 |  | Mechanical Room | NA | NA | R-22 | 1/2 | 240 | 18.5 | Electric | 3 | NA | NA | \Classifications\Building System Class\D30-HVAC Systems\D3050 - Package SYS\Package Unit - PKU | 1011149
19-Q1 | 19-Q1 Edmund D. Edelman Children's Court | 19-Q1-D3041-110-AHU01 | Air Handling Unit #1 | Bell & Gossett | 1680370 | 15106E101/2BF | OM00026251 |  | Roof top | 5V-2500 | NA | NA | 50 | 240 | 125 | Electric | 3 | NA | NA | \Classifications\Building System Class\D30-HVAC Systems\D3040 - Distribution SYS\Air Handling Unit - AHU | 1011150
19-Q1 | 19-Q1 Edmund D. Edelman Children's Court | 19-Q1-D3041-110-AHU02 | Air Handling Unit #2 | Snyder General | 4WB00441 | 730AFCCW | OM00026247 |  | Next to Heliport | 5V-2500 | DNA | NA | 50 | 480 | 62.5 | Electric | 3 | NA | NA | \Classifications\Building System Class\D30-HVAC Systems\D3040 - Distribution SYS\Air Handling Unit - AHU | 1011151
19-Q1 | 19-Q1 Edmund D. Edelman Children's Court | 19-Q1-D3042-220-EFN01 | Exhaust Fan #1 | Greenheck | 91B04538 | GB42050X | OM00026319 |  | Next to Heliport | A60 (2) | NA | NA | 5 | 240 | 14.2 | Electric | 3 | NA | NA | \Classifications\Building System Class\D30-HVAC Systems\D3040 - Distribution SYS\Supply/Exhaust/Return fans- FAN | 1011152
19-Q1 | 19-Q1 Edmund D. Edelman Children's Court | 19-Q1-D3044-125-PHW03 | Hot Water Pump #3 | Bell & Gossett | 1680385 | 2E10-1/2BF | OM00026315 |  | Next to Heliport | NA | NA | NA | NA | 208-230/460 | 28.9-27.2/13.6 | Electric | 3 | NA | NA | \Classifications\Building System Class\D30-HVAC Systems\D3040 - Distribution SYS\Hot Water Pump - PHW | 1011153
19-Q1 | 19-Q1 Edmund D. Edelman Children's Court | 19-Q1-D3044-125-PHW02 | Hot Water Pump #6 | Bell & Gossett | 1680384 | 2E10-1/2BF | OM00026314 |  | Next to Heliport | NA | NA | NA | 10 | 208-230/460 | 28.9-27.2/13.6 | Electric | 3 | NA | NA | \Classifications\Building System Class\D30-HVAC Systems\D3040 - Distribution SYS\Hot Water Pump - PHW | 1011154
19-Q1 | 19-Q1 Edmund D. Edelman Children's Court | 19-Q1-D3044-125-PHW05 | Hot Water Pump #5 (Boiler Room) | Bell & Gossett | 1680386 | 2E10-1/2BF | OM00026313 |  | Next to Heliport | NA | NA | NA | 10 | 208-230/460 | 28.9-27.2/13.6 | Electric | 3 | NA | NA | \Classifications\Building System Class\D30-HVAC Systems\D3040 - Distribution SYS\Hot Water Pump - PHW | 1011155
19-Q1 | 19-Q1 Edmund D. Edelman Children's Court | 19-Q1-D3042-220-EFN02 | Exhaust Fan #3 (Roof) | Greenheck | 91B04540 | GB42050X | OM00026307 |  | Next to Heliport | A60 (2) | NA | NA | 5 | 480 | DNA | Electric | 3 | NA | NA | \Classifications\Building System Class\D30-HVAC Systems\D3040 - Distribution SYS\Supply/Exhaust/Return fans- FAN | 1011156
19-Q1 | 19-Q1 Edmund D. Edelman Children's Court | 19-Q1-D2022-260-HWG01 | Domestic Water Heater #1 | Nickel Shield | 49172733 | 27N250AG | OM00026311 |  | Boiler Room | NA | NA | NA | NA | 110 | 2 | Gas | 1 | 270,000 | NA | \Classifications\Building System Class\D20-Plumbing\D2020 - Domestic Water\Domestic Water Heater, Gas - HWG | 1011157
19-Q1 | 19-Q1 Edmund D. Edelman Children's Court | 19-Q1-D2022-260-HWG02 | Domestic Water Heater #2 | Nickel Shield | 49172734 | 27N250AG | OM00026310 |  | Boiler Room | NA | NA | NA | NA | 110 | 2 | Gas | 1 | 270,000 | NA | \Classifications\Building System Class\D20-Plumbing\D2020 - Domestic Water\Domestic Water Heater, Gas - HWG | 1011158
19-Q1 | 19-Q1 Edmund D. Edelman Children's Court | 19-Q1-D2090-650-WSR01 | Water Softener | Bruner Water Conditioning Equipment Corp | B029100 | 210HBR 2.5T | OM00026309 |  | Boiler Room | NA | NA | NA | NA | 110 | DNA | Electric | 1 | NA | NA | \Classifications\Building System Class\D20-Plumbing\D2090 - Other Plumbing SYS\Water Softener - WSR | 1011159
19-Q1 | 19-Q1 Edmund D. Edelman Children's Court | 19-Q1-D3050-250-ACU02 | AIR CONDITIONING, SPLIT SYSTEM #2 | American Standard | 224148H4F | 7A0018A100A2 | OM00026308 |  | Floor 7 West of Roof | NA | NA | R-22 | 1/8 | 240 | 11 | Electric | 1 | NA | NA | \Classifications\Building System Class\D30-HVAC Systems\D3050 - Package SYS\Air Conditioning,Split System - ACU | 1011160
19-Q1 | 19-Q1 Edmund D. Edelman Children's Court | 19-Q1-D3031-100-PCH03 | Chilled Water Pump (Chiller Room) | Bell & Gossett | 1676103 | 1510 | OM00026253 |  | Roof top | NA | NA | NA | 50 | 230/460 | 74/37 | Electric | 3 | NA | NA | \Classifications\Building System Class\D30-HVAC Systems\D3030 - Cooling SYS\Chilled Water Pump - PCH | 1011165
19-Q1 | 19-Q1 Edmund D. Edelman Children's Court | 19-Q1-D3031-100-PCH04 | Chilled Water Pump #4 (Chiller Room) | Bell & Gossett | 1680369 | GE-101/2BF | OM00026252 |  | Roof top | NA | NA | NA | 50 | 230/460 | 122/61 | Electric | 3 | NA | NA | \Classifications\Building System Class\D30-HVAC Systems\D3030 - Cooling SYS\Chilled Water Pump - PCH | 1011166
19-Q1 | 19-Q1 Edmund D. Edelman Children's Court | 19-Q1-D3031-100-PCH02 | Chilled Water Pump #2 | Bell & Gossett 1510 | NA | 5E105/8BF | OM00026254 |  | Roof top | NA | NA | NA | 30 | 230/460 | 77/37 | Electric | 3 | NA | NA | \Classifications\Building System Class\D30-HVAC Systems\D3030 - Cooling SYS\Chilled Water Pump - PCH | 1011168
19-Q1 | 19-Q1 Edmund D. Edelman Children's Court | 19-Q1-D3030-110-CTW01 | Cooling Tower #1 | Baltimore | 91200265 | 3654CL | OM00026256 |  | Roof top | 231421 | NA | NA | NA | 480 | DNA | Electric | 3 | NA | NA | \Classifications\Building System Class\D30-HVAC Systems\D3030 - Cooling SYS\Cooling Tower - CTW | 1011169
19-Q1 | 19-Q1 Edmund D. Edelman Children's Court | 19-Q1-D3030-110-CTW02 | Cooling Tower #2 | Baltimore | 91200264 | 3654CL | OM00026257 |  | Roof top | 231421 | NA | NA | NA | 480 | DNA | Electric | 3 | NA | NA | \Classifications\Building System Class\D30-HVAC Systems\D3030 - Cooling SYS\Cooling Tower - CTW | 1011170
19-Q1 | 19-Q1 Edmund D. Edelman Children's Court | 19-Q1-D3031-130-CLR01 | Chiller #1 | Trane | L91A01038 | CVHE050FAID03BM2286 | OM00026249 |  | Mechanical Room | NA | NA | R-123 | NA | 480 | 381 | Electric | 3 | NA | NA | \Classifications\Building System Class\D30-HVAC Systems\D3030 - Cooling SYS\Chiller, Water Cooled - CLR | 1011171
19-Q1 | 19-Q1 Edmund D. Edelman Children's Court | 19-Q1-D3031-130-CLR02 | Chiller #2 | Trane | L91B01045 | CVHE050FAID03BM22Z86R | OM00026250 |  | Mechanical Room | NA | NA | R-123 | NA | 480 | 381 | Electric | 3 | NA | NA | \Classifications\Building System Class\D30-HVAC Systems\D3030 - Cooling SYS\Chiller, Water Cooled - CLR | 1011172
19-Q1 | 19-Q1 Edmund D. Edelman Children's Court | 19-Q1-D3021-130-BLR01 | Boiler #1 | Raypak | 191110716 | WO514ADCARDAA | OM00026243 |  | Boiler Room | NA | NA | NA | NA | 480 | DNA | Natural gas | 3 | 511,500 | 396,000 | \Classifications\Building System Class\D30-HVAC Systems\D3020 - Heat SYS\Boiler,Hot Water,Oil/Gas/Comb. - BLR | 1011173
19-Q1 | 19-Q1 Edmund D. Edelman Children's Court | 19-Q1-D3021-130-BLR02 | Boiler #2 | Raypak | 191110715 | WO514ADCARDAA | OM00026242 |  | Boiler Room | NA | NA | NA | NA | 480 | DNA | Natural gas | 3 | 511,500 | 396,000 | \Classifications\Building System Class\D30-HVAC Systems\D3020 - Heat SYS\Boiler,Hot Water,Oil/Gas/Comb. - BLR | 1011174
19-Q1 | 19-Q1 Edmund D. Edelman Children's Court | 19-Q1-D3042-220-EFN03 | Exhaust Fan #6 (Roof) | Greenheck | 91B04541 | GB1807X | OM00026258 |  | Next to Heliport | 4L280 (1) | NA | NA | NA | 480 | DNA | Electric | 3 | NA | NA | \Classifications\Building System Class\D30-HVAC Systems\D3040 - Distribution SYS\Supply/Exhaust/Return fans- FAN | 1011175
19-Q1 | 19-Q1 Edmund D. Edelman Children's Court | 19-Q1-D3090-114-CMP01 | Control Air Compressor - CMP01 | Challenge Air Inc | EA6100001 | ES06 | OM00026255 | State ID# A17801-02 | Roof Chiler Room | A43 (2) | NA | NA | 1/2 | 480 | 1.9 | Electric | 3 | NA | NA | \Classifications\Building System Class\D30-HVAC Systems\D3090 - Other HVAC Systems and Equipment\Air Compressor - CMP | 1011176
19-Q1 | 19-Q1 Edmund D. Edelman Children's Court | 19-Q1-D3041-170-SPF01 | Fan,stairwell pressurization, SPF01 | Greenheck | 91B04536 | BS0HP360100 | OM00026241 |  | Mechanical Room | AX96 (2) | NA | NA | 10 | 200-230/460 | 28.6/14.3 | Electric | 3 | NA | NA | \Classifications\Building System Class\D30-HVAC Systems\D3040 - Distribution SYS\Stairwell Pressurization Fan - SPF | 1011177
19-Q1 | 19-Q1 Edmund D. Edelman Children's Court | 19-Q1-D4022-210-FSG01 | Pump,Fire,Electric Motor Driven - FSG | Fairbanks Morse Pump Corp | K3W2021778 | 7000F | OM00026240 |  | By cooling towers | NA | NA | NA | 200 | 480 | 228 | Electric | 3 | NA | NA | \Classifications\Building System Class\D40-Fire Protection SYS\D4020 - Stand Pipe\Pump,Fire,Electric Motor Driven - FSG | 1011178
19-Q1 | 19-Q1 Edmund D. Edelman Children's Court | 19-Q1-D5092-210-GEN01 | Emergency Standby Generator - GEN | Caterpillar | 5TD01013 | SR4 | OM00026345 |  | Generator Room | NA | NA | NA | 1575 | 480 | 1654 | Diesel | 3 | NA | NA | \Classifications\Building System Class\D50-Electrical SYS\D5090 - Elec SYS\Emergency Generator - GEN | 1011179
19-Q1 | 19-Q1 Edmund D. Edelman Children's Court | 19-Q1-D5037-710-FAP01 | Fire Alarm Panel - FAP | Simplex | NA | 4100 | OM00026333 |  | Security Room | NA | NA | NA | NA | 110 | DNA | Electric | 1 | NA | NA | \Classifications\Building System Class\D50-Electrical SYS\D5030 - Comm & Security\Fire Alarm Panel - FAP | 1011180
19-Q1 | 19-Q1 Edmund D. Edelman Children's Court | 19-Q1-D5092-250-EML200 | Emergency And Exit Lighting - EML200 | NA | NA | NA | OM00026346 |  | Jacobs Shop | NA | NA | NA | NA | 110 | DNA | Electric | 1 | NA | NA | \Classifications\Building System Class\D50-Electrical SYS\D5090 - Elec SYS\Emergency And Exit Lighting - EML | 1011181
19-Q1 | 19-Q1 Edmund D. Edelman Children's Court | 19-Q1-D4031-100-FEX76 | Fire Extinguisher - FEX76 | Kilian | NA | NA | OM00026348 |  | Fire Pump Room M1A | NA | NA | NA | NA | NA | NA | NA | NA | NA | NA | \Classifications\Building System Class\D40-Fire Protection SYS\D4030 - FIRE SPEC\Fire Extinguisher - FEX | 1011182
19-Q1 | 19-Q1 Edmund D. Edelman Children's Court | 19-Q1-G2049-300-HSC01 | Hardscape - HSC | NA | NA | NA | OM00026347 |  | Jacobs Shop | NA | NA | NA | NA | NA | NA | Electric | NA | NA | NA | \Classifications\Building System Class\G20-Other Systems\G2040 - Site Development\Hardscape - HSC | 1011183
19-Q1 | 19-Q1 Edmund D. Edelman Children's Court | 19-Q1-D4024-100-FHS01 | Other Stand Pipe and Hose Systems-FHS | NA | NA | NA | OM00026334 |  | Fire Pump Room | NA | NA | NA | NA | NA | NA | NA | NA | NA | NA | \Classifications\Building System Class\D40-Fire Protection SYS\D4020 - Stand Pipe\Other Stand Pipe Hose Systems - FHS | 1011185
19-Q1 | 19-Q1 Edmund D. Edelman Children's Court | 19-Q1-D5010-234-ATS01 | Automatic Transfer Switch - ATS01 | Westinghouse | ATSRD42000XS | 05T2145 | OM00026354 |  | Electrical Room | NA | NA | NA | NA | 480 | 2000 | Electric | 3 | NA | NA | \Classifications\Building System Class\D50-Electrical SYS\D5010 - Elec Service & Dist\Automatic Transfer Switch - ATS | 1011186
19-Q1 | 19-Q1 Edmund D. Edelman Children's Court | 19-Q1-D2023-100-BFP01 | BACKFLOW PREVENTER #1 (BYPASS FIRE 3/4") | FEBCO | F000215 | 825Y | OM00026237 | ID#: 2 of 3 | W SIDE OF BUILDING LOADING DOCK (BACKFLOW #1) | NA | NA | NA | NA | NA | NA | NA | NA | NA | NA | \Classifications\Building System Class\D20-Plumbing\D2020 - Domestic Water\Backflow Preventer - BFP | 1011188
19-Q1 | 19-Q1 Edmund D. Edelman Children's Court | 19-Q1-D2023-100-BFP02 | BACKFLOW PREVENTER #2 (FIRE RISER 6") | Febco | F0405180638 | 825YD | OM00026320 | ID#: 3 of 3 | W SIDE OF BULDING BY LOADING DOCK (BACKFLOW #2) | NA | NA | NA | NA | NA | NA | NA | NA | NA | NA | \Classifications\Building System Class\D20-Plumbing\D2020 - Domestic Water\Backflow Preventer - BFP | 1011189
19-Q1 | 19-Q1 Edmund D. Edelman Children's Court | 19-Q1-D1010-100-ELE01 | Elevator #1 | Montgomery Elevator Company | C69894 | 208E | OM00026306 | State ID# 099781 | Elevator Room | NA | NA | NA | NA | 480 | DNA | Electric | 3 | NA | NA | \Classifications\Building System Class\D10-Conveyance Systems\D1010 - Elevator\Elevator,Electric,Pass/Freight - ELE | 1011191
19-Q1 | 19-Q1 Edmund D. Edelman Children's Court | 19-Q1-D1010-100-ELE02 | Elevator #2 | Montgomery | C69895 | 208E | OM00026305 | State ID# 099782 | Elevator Room | NA | NA | NA | NA | 480 | DNA | Electric | 3 | NA | NA | \Classifications\Building System Class\D10-Conveyance Systems\D1010 - Elevator\Elevator,Electric,Pass/Freight - ELE | 1011192
19-Q1 | 19-Q1 Edmund D. Edelman Children's Court | 19-Q1-D1010-100-ELE03 | Elevator #3 | Montgomery | C69896 | 208E | OM00026304 | State ID# 099783 | Elevator Room | NA | NA | NA | NA | 480 | DNA | Electric | 3 | NA | NA | \Classifications\Building System Class\D10-Conveyance Systems\D1010 - Elevator\Elevator,Electric,Pass/Freight - ELE | 1011193
19-Q1 | 19-Q1 Edmund D. Edelman Children's Court | 19-Q1-D1010-100-ELE04 | Elevator #4 | Montgomery | C69897 | 208200 | OM00026303 | State ID# 099784 | Elevator Room | NA | NA | NA | NA | 480 | DNA | Electric | 3 | NA | NA | \Classifications\Building System Class\D10-Conveyance Systems\D1010 - Elevator\Elevator,Electric,Pass/Freight - ELE | 1011194
19-Q1 | 19-Q1 Edmund D. Edelman Children's Court | 19-Q1-D1010-100-ELE05 | Elevator #5 | Montgomery | C69898 | 208E | OM00026302 | State ID# 099785¦Under Renovation/Replacement until 01/15/2020 | Elevator Room | NA | NA | NA | NA | 480 | DNA | Electric | 3 | NA | NA | \Classifications\Building System Class\D10-Conveyance Systems\D1010 - Elevator\Elevator,Electric,Pass/Freight - ELE | 1011195
19-Q1 | 19-Q1 Edmund D. Edelman Children's Court | 19-Q1-D1010-100-ELE06 | Elevator #6 | Montgomery | C69899 | 208E | OM00026301 | State ID# 099786¦ Under Renovation/Replacement until 01/15/2020 | Elevator Room | NA | NA | NA | NA | 480 | DNA | Electric | 3 | NA | NA | \Classifications\Building System Class\D10-Conveyance Systems\D1010 - Elevator\Elevator,Electric,Pass/Freight - ELE | 1011196
19-Q1 | 19-Q1 Edmund D. Edelman Children's Court | 19-Q1-D1010-100-ELE07 | Elevator #7 | Montgomery | C69900 | 208E | OM00026300 | State ID# 099787 | Elevator Room | NA | NA | NA | NA | 480 | DNA | Electric | 3 | NA | NA | \Classifications\Building System Class\D10-Conveyance Systems\D1010 - Elevator\Elevator,Electric,Pass/Freight - ELE | 1011197
19-Q1 | 19-Q1 Edmund D. Edelman Children's Court | 19-Q1-D1010-100-ELE08 | Elevator #8 | Montgomery | C69901 | 208200 | OM00026299 | State ID# 099788 | Elevator Room | NA | NA | NA | NA | 480 | DNA | Electric | 3 | NA | NA | \Classifications\Building System Class\D10-Conveyance Systems\D1010 - Elevator\Elevator,Electric,Pass/Freight - ELE | 1011198
19-Q1 | 19-Q1 Edmund D. Edelman Children's Court | 19-Q1-D1010-100-ELE09 | Elevator #9 | Montgomery | C69902 | 208200 | OM00026297 | State ID# 099789 | Elevator Room | NA | NA | NA | NA | 480 | DNA | Electric | 3 | NA | NA | \Classifications\Building System Class\D10-Conveyance Systems\D1010 - Elevator\Elevator,Electric,Pass/Freight - ELE | 1011199
19-Q1 | 19-Q1 Edmund D. Edelman Children's Court | 19-Q1-D1010-100-ELE10 | Elevator #10 | Montgomery | C69903 | 210E | OM00026298 | State ID# 099030 | Elevator Room | NA | NA | NA | NA | 480 | DNA | Electric | 3 | NA | NA | \Classifications\Building System Class\D10-Conveyance Systems\D1010 - Elevator\Elevator,Electric,Pass/Freight - ELE | 1011200
19-Q1 | 19-Q1 Edmund D. Edelman Children's Court | 19-Q1-D1010-100-ELE11 | Elevator #11 | Montgomery | C69904 | 208E | OM00026349 | State ID# 099248 | Elevator Room | NA | NA | NA | NA | 480 | DNA | Electric | 3 | NA | NA | \Classifications\Building System Class\D10-Conveyance Systems\D1010 - Elevator\Elevator,Electric,Pass/Freight - ELE | 1011201
19-Q1 | 19-Q1 Edmund D. Edelman Children's Court | 19-Q1-D1010-100-ELE12 | Elevator #12 | Montgomery | C69905 | 208E | OM00026350 | State ID# 099790 | Elevator Room | NA | NA | NA | NA | 480 | DNA | Electric | 3 | NA | NA | \Classifications\Building System Class\D10-Conveyance Systems\D1010 - Elevator\Elevator,Electric,Pass/Freight - ELE | 1011202
19-Q1 | 19-Q1 Edmund D. Edelman Children's Court | 19-Q1-D1010-100-ELE14 | Elevator #14 | Montgomery | C69907 | 208E | OM00026352 | State ID# 099827 | Elevator Room | NA | NA | NA | NA | 480 | DNA | Electric | 3 | NA | NA | \Classifications\Building System Class\D10-Conveyance Systems\D1010 - Elevator\Elevator,Electric,Pass/Freight - ELE | 1011204
19-Q1 | 19-Q1 Edmund D. Edelman Children's Court | 19-Q1-G3063-100-UST01 | FUEL STORAGE TANK (UNDERGROUND 1000 GALLONS) | Owens | NA | 6K | OM00040892 |  | By Loading Dock | NA | NA | NA | NA | 110 | DNA | Diesel | 1 | NA | NA | \Classifications\Building System Class\G30-Site Mechanical Utilities\G3060 - Fuel Distribution\Tank, Fuel Storage, Underground - UST | 1011208
19-Q1 | 19-Q1 Edmund D. Edelman Children's Court | 19-Q1-D1010-100-ELE16 | Elevator #16 | NA | NA | NA | OM00026351 | State ID# 099826 | DNA |  |  | NA |  |  |  | Electric |  |  |  | \Classifications\Building System Class\D10-Conveyance Systems\D1010 - Elevator\Elevator,Electric,Pass/Freight - ELE | 1011639
19-Q1 | 19-Q1 Edmund D. Edelman Children's Court | 19-Q1-B2034-400-DOH01 | Rollup 1 overhead rollup door | Milcor Telescoping Doors | 52229 | NA | OM00026883 |  | Bus door. | NA | na | NA | 0.5 | 208V | DNA | Electric | NA | NA | na | \Classifications\Building System Class\B20-General Building Exterior\B2030 - Exterior Doors\Door,Overhead-Shutter,Manual,Elec,Roll-up - DOH | 1014145
19-Q1 | 19-Q1 Edmund D. Edelman Children's Court | 19-Q1-B2034-400-DOH02 | Roll up 2 door overhead | Cooksom rolling doors | NA | NA | OM00026825 |  | Looding door. | NA | NA | NA | NA | 208-230/460 | 5.1-4.8/2.4 | Electric | DNA | NA | NA | \Classifications\Building System Class\B20-General Building Exterior\B2030 - Exterior Doors\Door,Overhead-Shutter,Manual,Elec,Roll-up - DOH | 1014146
19-Q1 | 19-Q1 Edmund D. Edelman Children's Court | 19-Q1-C1020-110-FRD01 | Overhead Fire Door (Security Office) | Cookson Rolling Fire Doors | WHI005205 | NA | OM00026821 |  | Security office. | NA | NA | NA | NA | 208V | 0.5 | Electric | 3 | NA | NA | \Classifications\Building System Class\C10-General Building Interior\C1020 - Fire Doors\Fire Doors - FRD | 1014147
19-Q1 | 19-Q1 Edmund D. Edelman Children's Court | 19-Q1-C1020-110-FRD02 | Overhead Fire Door (Security Office) | Cookson Rolling Fire Doors | WHI005204 | NA | OM00026822 |  | Security office. | NA | NA | NA | NA | 208V | 0.5 | Electric | 3 | NA | NA | \Classifications\Building System Class\C10-General Building Interior\C1020 - Fire Doors\Fire Doors - FRD | 1014148
19-Q1 | 19-Q1 Edmund D. Edelman Children's Court | 19-Q1-D2017-100-SHW01 | Shower eyewahes emergency | Haws | NA | 006700016 | OM00026835 |  | Penthouse Chiller room | NA | NA | NA | NA | NA | NA | NA | NA | NA | NA | \Classifications\Building System Class\D20-Plumbing\D2010 - Plumb Fix\Showers - SHW | 1014149
19-Q1 | 19-Q1 Edmund D. Edelman Children's Court | 19-Q1-D3020-100-HET01 | HEAT WATER EXPANSION TANK 1 | NA | NA | NA | OM00026828 |  | Boiller room. | NA | NA | NA | NA | NA | NA | NA | NA | NA | na | \Classifications\Building System Class\D30-HVAC Systems\D3020 - Heat SYS\Heater Water Expansion Tank - HET | 1014151
19-Q1 | 19-Q1 Edmund D. Edelman Children's Court | 19-Q1-D2090-230-WIP01 | Pump water treatment pump | Lakewood Instruments | 1034480332 | 1575E | OM00026836 |  | Chiller room. | NA | NA | NA | NA | 120 | 10 | Electric | DNA | NA | NA | \Classifications\Building System Class\D20-Plumbing\D2090 - Other Plumbing SYS\Water Treatment Inhibitor Pump - WIP | 1014154
19-Q1 | 19-Q1 Edmund D. Edelman Children's Court | 19-Q1-D3042-220-EFN07 | Exaust fan #7, Kitchen (belt driven) EFN07 | Essick Air Products | 62763 | NA | OM00026831 |  | Roof | NA | NA | NA | NA | 220V | DNA | Electric | 3 | NA | NA | \Classifications\Building System Class\D30-HVAC Systems\D3040 - Distribution SYS\Supply/Exhaust/Return fans- FAN | 1014155
19-Q1 | 19-Q1 Edmund D. Edelman Children's Court | 19-Q1-D3068-100-BAS01 | Building Automation system BAS | NA | NA | NA | OM00026980 |  | Chiller room | NA | NA | NA | NA | 208V | DNA | Electric | 1 | NA | NA | \Classifications\Building System Class\D30-HVAC Systems\D3060 - Control & Inst Air\Building Automation System - BAS | 1014159
19-Q1 | 19-Q1 Edmund D. Edelman Children's Court | 19-Q1-D4010-150-FMS01 | Fire stand pipe FMS02 | NA | NA | NA | OM00026884 |  | Near fromt stairs to entrance. | NA | na | NA | na | NA | NA | NA | NA | NA | na | \Classifications\Building System Class\D40-Fire Protection SYS\D4010 - Sprinkler SYS\Fire Systems, stand pipes - FMS | 1014160
19-Q1 | 19-Q1 Edmund D. Edelman Children's Court | 19-Q1-D4022-210-JPM01 | Pump jockey fire pump | GRUNDFOS/Balador | F1290 | C4100 | OM00030643 |  | Fire pump next to cafeteria. | NA | NA | NA | 5 | 208-230/460 | 13.1-11.5/5.7 | Electric | DNA | NA | NA | \Classifications\Building System Class\D40-Fire Protection SYS\D4020 - Stand Pipe\Jockey Pump - JPM | 1014163
19-Q1 | 19-Q1 Edmund D. Edelman Children's Court | 19-Q1-D4024-100-FHS02 | Other stand pipe and hose system | NA | NA | NA | OM00030642 |  | Fire pump room. | NA | na | NA | na | NA | NA | NA | NA | NA | na | \Classifications\Building System Class\D40-Fire Protection SYS\D4020 - Stand Pipe\Other Stand Pipe Hose Systems - FHS | 1014164
19-Q1 | 19-Q1 Edmund D. Edelman Children's Court | 19-Q1-D5010-200-ESD01 | Electrical main panel | Siemens | 60024021 | Series FCI | OM00026879 | 0620301802 | Main electrical room | NA | NA | NA | NA | 480V | 300 | Electric | DNA | NA | NA | \Classifications\Building System Class\D50-Electrical SYS\D5010 - Elec Service & Dist\Electical Service and Distribution - ESD | 1014165
19-Q1 | 19-Q1 Edmund D. Edelman Children's Court | 19-Q1-D5010-110-MCC02 | Motor Control Center | Siemens | 0914675806201 | NA | OM00026880 |  | Main electrical. | NA | NA | NA | NA | 480 | 600 | Electric | 3 | NA | NA | \Classifications\Building System Class\D50-Electrical SYS\D5010 - Elec Service & Dist\Chiller Room Electrical Panel - MCC | 1014166
19-Q1 | 19-Q1 Edmund D. Edelman Children's Court | 19-Q1-D5011-240-TRN01 | Transformer 2 | Siemens | NA | NA | OM00026877 | 2240103704 | Electrical room. | NA | NA | NA | NA | 480V | 300 | Electric | 3 | NA | NA | \Classifications\Building System Class\D50-Electrical SYS\D5010 - Elec Service & Dist\Transformer - TRN | 1014167
19-Q1 | 19-Q1 Edmund D. Edelman Children's Court | 19-Q1-D5011-240-TRN02 | ELECTRICAL TRANSFORMER TRN02 | Siemens | NA | NA | OM00026819 |  | South end. | NA | NA | NA | NA | 480V | 300 | Electric | DNA | NA | NA | \Classifications\Building System Class\D50-Electrical SYS\D5010 - Elec Service & Dist\Transformer - TRN | 1014168
19-Q1 | 19-Q1 Edmund D. Edelman Children's Court | 19-Q1-D5011-240-TRN03 | Transformer 3 | Siemens | NA | NA | OM00026878 |  | Electrical room | NA | NA | NA | NA | 480V | 300 | Electric | DNA | NA | NA | \Classifications\Building System Class\D50-Electrical SYS\D5010 - Elec Service & Dist\Transformer - TRN | 1014169
19-Q1 | 19-Q1 Edmund D. Edelman Children's Court | 19-Q1-D5011-240-TRN05 | Electrical transformer 5 | Siemens | NA | NA | OM00026815 |  | Electrical room. | NA | NA | NA | NA | 480V | 300 | Electric | 3 | NA | NA | \Classifications\Building System Class\D50-Electrical SYS\D5010 - Elec Service & Dist\Transformer - TRN | 1014170
19-Q1 | 19-Q1 Edmund D. Edelman Children's Court | 19-Q1-D5011-240-TRN06 | Electrical transformer 6 | Siemens | NA | NA | OM00026817 |  | Electrical room. | NA | NA | NA | NA | 480V | 300 | Electric | 3 | NA | NA | \Classifications\Building System Class\D50-Electrical SYS\D5010 - Elec Service & Dist\Transformer - TRN | 1014171
19-Q1 | 19-Q1 Edmund D. Edelman Children's Court | 19-Q1-D5011-240-TRN07 | Electrical transformer 7 | Siemens | L101522 | NA | OM00026820 |  | Electrical room | NA | NA | NA | NA | 480V | 300 | Electric | 3 | NA | NA | \Classifications\Building System Class\D50-Electrical SYS\D5010 - Elec Service & Dist\Transformer - TRN | 1014172
19-Q1 | 19-Q1 Edmund D. Edelman Children's Court | 19-Q1-G3010-210-PWT02 | Tank potable water storage tank PWT02 | NA | NA | NA | OM00026873 |  | By coolingtower. | NA | NA | NA | NA | NA | NA | NA | NA | NA | NA | \Classifications\Building System Class\G30-Site Mechanical Utilities\G3010 - Water Supply\Potable Water Storage Tank - PWT | 1014176
19-Q1 | 19-Q1 Edmund D. Edelman Children's Court | 19-Q1-E1092-100-TCP01 | Trash Compactor | Baldor | NA | NA | OM00026826 |  | Trash room. | NA | NA | NA | 10 | 208-230/460 | 30-28/14 | Electric | 3 | NA | NA | \Classifications\Building System Class\E10-Equipment\E1090 - Other Equipment\Trash Compactor - TCP | 1014177
19-Q1 | 19-Q1 Edmund D. Edelman Children's Court | 19-Q1-B2010-100-BLD01 | Building | NA | NA | NA | OM00036865 | [12 empty] | \Classifications\Building System Class\B20-General Building Exterior\B2010 - Exterior Walls\Building - BLD | 1015409
19-Q1 | 19-Q1 Edmund D. Edelman Children's Court | 19-Q1-D2023-100-BFP07 | BACKFLOW PREVENTER #4 (IRRIGATION 2") | Febco | AF-5519 | 825-Y 2-1/2" | OM00026881 | OW0209916-FA0234824-BD0039132 | West side of bldg by Dom. Water Meter - Irrigation, BY LOADING DOCK (BACKFLOW #4) (LAPHD FORM REQUIRED) | NA | NA | NA | NA | NA | NA | NA | NA | NA |  | \Classifications\Building System Class\D20-Plumbing\D2020 - Domestic Water\Backflow Preventer - BFP | 1015900
19-Q1 | 19-Q1 Edmund D. Edelman Children's Court | 19-Q1-D2023-100-BFP08 | BACKFLOW PREVENTER #5 (BOILER FEED 1") | Febco | J013443 | 825-Y 1" | OM00026827 | OW0209916-FA0234824-BD0039133 | BOILER RM, EAST WALL AC BOILER FEED (BACKFLOW #5) (LAPHD FORM REQUIRED) | NA | NA | NA | NA | NA | NA | NA | NA | NA | NA | \Classifications\Building System Class\D20-Plumbing\D2020 - Domestic Water\Backflow Preventer - BFP | 1015901
19-Q1 | 19-Q1 Edmund D. Edelman Children's Court | 19-Q1-D2023-100-BFP09 | BACKLFOW PREVENTER #3 (COOLING TOWER 2 1/2") | Febco | 5150950 | 825-YD 2-1/2" | OM00026353 | OW0209916-FA0234824-BD0039134-12108 | Penthouse, Chiller Room West Wall MAKEUP WATER FOR CHILLER/COOLING TOWER (BACKFLOW #3) TOWER (LAPHD FORM REQUIRED) | NA | NA | NA | NA | NA | NA | NA | NA | NA | NA | \Classifications\Building System Class\D20-Plumbing\D2020 - Domestic Water\Backflow Preventer - BFP | 1015902
19-Q1 | 19-Q1 Edmund D. Edelman Children's Court | 19-Q1-D2023-100-BFP10 | BACKFLOW PREVENTER #6 (DOMESTIC WATER 4") | WILKINS | J13758 | 350 6" | OM00026239 | ID#: 1 of 3 | EXTERIOR BY THE LOADING DOCK (BACKFLOW #6) | [10 empty] | \Classifications\Building System Class\D20-Plumbing\D2020 - Domestic Water\Backflow Preventer - BFP | 1016017
19-Q1 | 19-Q1 Edmund D. Edelman Children's Court | 19-Q1-G3010-210-FWT01 | TANK, FIRE WATER STORAGE | JOOR TANK CO | NA | STEEL | OM00035736 |  | GROUND FLOOR PUMP ROOM | NA | NA | NA | NA | NA | NA | NA | NA | NA | NA | \Classifications\Building System Class\G30-Site Mechanical Utilities\G3010 - Water Supply\Fire Water Tank - FWT | 1016166
19-Q1 | 19-Q1 Edmund D. Edelman Children's Court | 19-Q1-D4095-230-HBL01 | VENT HOOD (CAFETERIA, WET) BASEMENT | ANSUL | R332578 | R-102 | OM00036665 |  | CAFETERIA IN BASEMENT | NA | NA | NA | NA | NA | DNA | Electric | DNA | NA | NA | \Classifications\Building System Class\D40-Fire Protection SYS\D4090 - Other Fire Protection Systems\Hood and Blower - HBL | 1016185
19-Q1 | 19-Q1 Edmund D. Edelman Children's Court | 19-Q1-G3063-100-DAT01 | TANK, DIESEL FUEL DAY | PRYCO | 02115841 | PY50UL-CLA | OM00037765 |  | GROUNDS IN GENERATOR AREA | NA | NA | NA | NA | NA | NA | Diesel |  | NA | NA | \Classifications\Building System Class\G30-Site Mechanical Utilities\G3060 - Fuel Distribution\Tank, Fuel Storage Day - DAT | 1016604
19-Q1 | 19-Q1 Edmund D. Edelman Children's Court | 19-Q1-D3021-130-BLR06 | Hot Water Boiler #3 | Lochinvar | E14H00263235 | CHN2072M7 | OM00040403 |  | Roof Boiler Room | NA | 16x16x1 Heavy Duty | NA | NA | 120 | 14.8 | Gas | 1 | 1,999,000 | 1,790,000 | \Classifications\Building System Class\D30-HVAC Systems\D3020 - Heat SYS\Boiler,Hot Water,Oil/Gas/Comb. - BLR | 1017641
19-Q1 | 19-Q1 Edmund D. Edelman Children's Court | 19-Q1-D3021-130-BLR07 | Hot Water Boiler #4 | Lochinvar | E14H00263234 | CHN2072 | OM00040404 |  | Roof Boiler Room | NA | 16x16x1 Heavy Duty | NA | NA | 120 | 14.8 | Gas | 1 | 1,999,000 | 1,790,000 | \Classifications\Building System Class\D30-HVAC Systems\D3020 - Heat SYS\Boiler,Hot Water,Oil/Gas/Comb. - BLR | 1017642
19-Q1 | 19-Q1 Edmund D. Edelman Children's Court | 19-Q1-D3021-130-BLR08 | Hot Water Boiler #5 | Lochinvar | E14H00263239 | CHN2072 | OM00040405 |  | Roof Boiler Room | NA | 16x16x1 Heavy Duty | NA | NA | 120 | 14.8 | Gas | 1 | 1,999,000 | 1,790,000 | \Classifications\Building System Class\D30-HVAC Systems\D3020 - Heat SYS\Boiler,Hot Water,Oil/Gas/Comb. - BLR | 1017643
19-Q1 | 19-Q1 Edmund D. Edelman Children's Court | 19-Q1-D3050-250-ACU03 | Air Conditioning Split System (Generator Pen) | Fujitsu | GEN004299 | AOU30CLX1 | OM00026323 |  | Generator Pen | NA | NA | R-410A | NA | 240 | 12.5 | Electric | 1 | NA | NA | \Classifications\Building System Class\D30-HVAC Systems\D3050 - Package SYS\Air Conditioning,Split System - ACU | 1017953
19-Q1 | 19-Q1 Edmund D. Edelman Children's Court | 19-Q1-D3050-250-ACU05 | Air Conditioning Split System (Main Comm Rm) | Liebert | NA | MMC069WGY00 | OM00040733 |  | Main Communications Room | NA | NA | R-22 | NA | 240 | 21.4 | Electric | 3 | NA | NA | \Classifications\Building System Class\D30-HVAC Systems\D3050 - Package SYS\Air Conditioning,Split System - ACU | 1017955
19-Q1 | 19-Q1 Edmund D. Edelman Children's Court | 19-Q1-D3050-250-ACU04 | Air Conditioning Split System (Data Comm Rm) | Liebert | NA | MMC035G-P00 | OM00040732 |  | Data Communications Room | NA | NA | R-22 | NA | 240 | 19.9 | Electric | 1 | NA | NA | \Classifications\Building System Class\D30-HVAC Systems\D3050 - Package SYS\Air Conditioning,Split System - ACU | 1017954
19-Q1 | 19-Q1 Edmund D. Edelman Children's Court | 19-Q1-D3090-220-CMD01 | Compressor Air Dryer (Chiller Room) | Hankinson Corp | 033119010921N | 8005 | OM00036672 |  | Penthouse Chiller Room | NA | NA | R-12 | 1/10 | 115 | 2 | Electric | 1 | NA | NA | \Classifications\Building System Class\D30-HVAC Systems\D3090 - Other HVAC Systems and Equipment\Compressed Air Dryer - CMD | 1018466
19-Q1 | 19-Q1 Edmund D. Edelman Children's Court | 19-Q1-B3010-100-RUF01 | Roof | NA | NA | NA | OM00036891 |  | Roof | NA | NA | NA | NA | NA | NA | NA |  | NA | NA | \Classifications\Building System Class\B30-Roofing\B3010 - Roof Types\Roof - RUF | 1018493
19-Q1 | 19-Q1 Edmund D. Edelman Children's Court | 19-Q1-D3042-220-EFN06 | Exhaust Fan #5 (Chiller Rm) | Greenheck | 13935581411 | CWB-20015X | OM00026259 | OM00026330 | Roof Chiler Room | AP-26 | NA | NA | 1.5 | 460 | 3 | Electric | 3 | NA | NA | \Classifications\Building System Class\D30-HVAC Systems\D3040 - Distribution SYS\Supply/Exhaust/Return fans- FAN | 1018759
19-Q1 | 19-Q1 Edmund D. Edelman Children's Court | 19-Q1-D3060-100-RDS02 | Refrigerant Leak Detection System | Greenheck | 13935581411.00 | CWB-20015X | OM00026330 |  | Roof Chiler Room | NA | NA | NA | NA | 24VDC | 1 | Electric | 3 | NA | NA | \Classifications\Building System Class\D30-HVAC Systems\D3060 - Control & Inst Air\Refrigerant Leak Detection System - RDS | 1018760
19-Q1 | 19-Q1 Edmund D. Edelman Children's Court | 19-Q1-E1033-310-HLF01 | Loading Dock Leveler Lift (Hydraulic)(Loading Dock) | Kelly Inc | NA | Atlantic | OM00026824 |  | Loading Dock | NA | NA | NA | NA | NA | DNA | Electric | DNA | NA | NA | \Classifications\Building System Class\E10-Equipment\E1030 - Vehicular Equipment\Hydraulic Lift,Loading Dock - HLF | 1019094
19-Q1 | 19-Q1 Edmund D. Edelman Children's Court | 19-Q1-D2023-310-HWP06 | Hot Water Circulating Pump (Boiler Rm) HWP06 | Taco Inc | NA | 1935-CIEI | OM00036129 |  | Boiler Room,Penthouse | NA | NA | NA | 3/4 | 115/208-230 | 11.4/5.7 | Electric | 1 | NA | NA | \Classifications\Building System Class\D20-Plumbing\D2020 - Domestic Water\Domestic Hot Water Circulating Pump - HWP | 1019095
19-Q1 | 19-Q1 Edmund D. Edelman Children's Court | 19-Q1-D2023-310-HWP07 | Hot Water Circulating Pump (Boiler Rm) HWP07 | Taco Inc | NA | 1935-CIEI | OM00036128 |  | Penthouse | NA | NA | NA | 3/4 | 115/208-230 | 11.4/5.7 | Electric | 1 | NA | NA | \Classifications\Building System Class\D20-Plumbing\D2020 - Domestic Water\Domestic Hot Water Circulating Pump - HWP | 1019096
19-Q1 | 19-Q1 Edmund D. Edelman Children's Court | 19-Q1-D2023-310-HWP08 | Hot Water Circulating Pump (Boiler Rm) | Bell & Gosset | 172644 | NA | OM00040407 |  | Penthouse | NA | NA | NA | 1/3 | 115/208-230 | 3.5/1.7 | Electric | 1 | NA | NA | \Classifications\Building System Class\D20-Plumbing\D2020 - Domestic Water\Domestic Hot Water Circulating Pump - HWP | 1019098
19-Q1 | 19-Q1 Edmund D. Edelman Children's Court | 19-Q1-D2023-310-HWP09 | Hot Water Circulating Pump (Boiler Rm) HWP09 | Taco Inc | NA | 1935-CIEI | OM00036127 |  | Penthouse | NA | NA | NA | 3/4 | 115/208-230 | 11.4/5.7 | Electric | 1 | NA | NA | \Classifications\Building System Class\D20-Plumbing\D2020 - Domestic Water\Domestic Hot Water Circulating Pump - HWP | 1019099
19-Q1 | 19-Q1 Edmund D. Edelman Children's Court | 19-Q1-D2023-310-HWP10 | Hot Water Circulating Pump (Boiler Rm) HWP10 | Bell & Gosset | NA | 172644 | OM00040408 |  | Penthouse | NA | NA | NA | 1/4 | 115/208-230 | 2.8/1.5-1.4 | Electric | 1 | NA | NA | \Classifications\Building System Class\D20-Plumbing\D2020 - Domestic Water\Domestic Hot Water Circulating Pump - HWP | 1019100
19-Q1 | 19-Q1 Edmund D. Edelman Children's Court | 19-Q1-D2023-310-HWP11 | Hot Water Circulating Pump (Boiler Rm) HWP11 | Bell & Gosset | NA | 172709LF | OM00040409 |  | Penthouse | NA | NA | NA | 1/4 | 115/208-230 | 2.8/1.5-1.4 | Electric | 1 | NA | NA | \Classifications\Building System Class\D20-Plumbing\D2020 - Domestic Water\Domestic Hot Water Circulating Pump - HWP | 1019101
19-Q1 | 19-Q1 Edmund D. Edelman Children's Court | 19-Q1-D2023-310-HWP12 | Hot Water Circulating Pump (Boiler Rm) HWP12 | Bell & Gosset | NA | 172709LF | OM00036126 |  | Penthouse | NA | NA | NA | 1/4 | 115/208-230 | 2.8/1.5-1.4 | Electric | 1 | NA | NA | \Classifications\Building System Class\D20-Plumbing\D2020 - Domestic Water\Domestic Hot Water Circulating Pump - HWP | 1019102
19-Q1 | 19-Q1 Edmund D. Edelman Children's Court | 19-Q1-D5010-200-ESD02 | Main Electrical Panel (Service Disconnect) MCE02 | Siemens | 60024022 | Series FCI | OM00036664 |  | Ground Floor | NA | NA | NA | NA | 277/480 | DNA | Electric | 3 | NA | NA | \Classifications\Building System Class\D50-Electrical SYS\D5010 - Elec Service & Dist\Electical Service and Distribution - ESD | 1019103
19-Q1 | 19-Q1 Edmund D. Edelman Children's Court | 19-Q1-D5010-110-MCC01 | Motor Control Center (Chiller Rm) | Siemens | 914665806203 | 90015806203 | OM00026814 |  | Penthouse | NA | NA | NA | NA | 480 | 2500 | Electric | 3 | NA | NA | \Classifications\Building System Class\D50-Electrical SYS\D5010 - Elec Service & Dist\Chiller Room Electrical Panel - MCC | 1019104
19-Q1 | 19-Q1 Edmund D. Edelman Children's Court | 19-Q1-D5010-110-MCC03 | Motor Control Center (Chiller Rm) | Siemens | 0914665806203 | 90015806203 | OM00036671 |  | Penthouse | NA | NA | NA | NA | 480 | 2500 | Electric | 3 | NA | NA | \Classifications\Building System Class\D50-Electrical SYS\D5010 - Elec Service & Dist\Chiller Room Electrical Panel - MCC | 1019105
19-Q1 | 19-Q1 Edmund D. Edelman Children's Court | 19-Q1-D5010-110-MCC04 | Motor Control Center (Main Electrical Room) MCC04 | Siemens | 0914675806202 | NA | OM00036662 |  | DNA | NA | NA | NA | NA | 480 | 600 | Electric | 3 | NA | NA | \Classifications\Building System Class\D50-Electrical SYS\D5010 - Elec Service & Dist\Chiller Room Electrical Panel - MCC | 1019106
19-Q1 | 19-Q1 Edmund D. Edelman Children's Court | 19-Q1-D5010-110-MCC05 | Motor Control Center Cafeteria Electrical Rm) MCC05 | Siemens | 090011430601 | NA | OM00036123 |  | Ground Floor | NA | NA | NA | NA | 460/480 | 600 | Electric | 3 | NA | NA | \Classifications\Building System Class\D50-Electrical SYS\D5010 - Elec Service & Dist\Chiller Room Electrical Panel - MCC | 1019108
19-Q1 | 19-Q1 Edmund D. Edelman Children's Court | 19-Q1-D3031-100-PCH05 | Chilled Water Pump (W. Side Roof) PCH05 | Flowserve Pumps | 11032307003 | P138B | OM00036131 |  | Westside of Roof | NA | NA | NA | 2 | 208-230/460 | 6.4-6.2/3.1 | Electric | 3 | NA | NA | \Classifications\Building System Class\D30-HVAC Systems\D3030 - Cooling SYS\Chilled Water Pump - PCH | 1019109
19-Q1 | 19-Q1 Edmund D. Edelman Children's Court | 19-Q1-G3010-210-PWT03 | Potable Water Storage Tank (Kitchen) | Magna Tank & Heater Co | 12233 | NA | OM00040402 |  | Boiler Room, Penthouse | NA | NA | NA | NA | NA | NA | NA | NA | NA | NA | \Classifications\Building System Class\G30-Site Mechanical Utilities\G3010 - Water Supply\Potable Water Storage Tank - PWT | 1019111
19-Q1 | 19-Q1 Edmund D. Edelman Children's Court | 19-Q1-D3041-230-RFN02 | Return Fan #1 (Penthouse Fan Rm) | Snyder General | 4WB-00442 | 730AFCCW | OM00026813 |  | Penthouse, Fan Room | NA | NA | NA | 60 | 230/460 | 125/62.5 | Electric | 3 | NA | NA | \Classifications\Building System Class\D30-HVAC Systems\D3040 - Distribution SYS\Supply/Exhaust/Return fans- FAN | 1019112
19-Q1 | 19-Q1 Edmund D. Edelman Children's Court | 19-Q1-D3042-240-SEF01 | Smoke Exhaust Fan #1 (Lockup Control Rm) | Greenheck Co | NA | BSQ24020 | OM00041000 |  | Lockup Ceiling in Control Room | A76 (2) | NA | NA | 2 | 460 | DNA | Electric | 3 | NA | NA | \Classifications\Building System Class\D30-HVAC Systems\D3040 - Distribution SYS\Supply/Exhaust/Return fans- FAN | 1019113
19-Q1 | 19-Q1 Edmund D. Edelman Children's Court | 19-Q1-D3042-240-SEF03 | Smoke Exhaust Fan #3 (Lockup Control Rm) SEF03 | Greenheck Co | NA | BSQ24020 | OM00036668 |  | Lockup Ceiling in Control Room | A76 (2) | NA | NA | 2 | 460 | DNA | Electric | 3 | NA | NA | \Classifications\Building System Class\D30-HVAC Systems\D3040 - Distribution SYS\Supply/Exhaust/Return fans- FAN | 1019114
19-Q1 | 19-Q1 Edmund D. Edelman Children's Court | 19-Q1-D3042-240-SEF04 | Smoke Exhaust Fan #4 (Lockup Control Rm) SEF04 | Greenheck Co | NA | BSQ24020 | OM00036667 |  | Lockup Ceiling in Control Room | A76 (2) | NA | NA | 2 | 460 | DNA | Electric | 3 | NA | NA | \Classifications\Building System Class\D30-HVAC Systems\D3040 - Distribution SYS\Supply/Exhaust/Return fans- FAN | 1019115
19-Q1 | 19-Q1 Edmund D. Edelman Children's Court | 19-Q1-D5010-200-ESD08 | Electrical Switchboard, under 560 Volts (2nd Floor) SBR01 | Siemens | 60024026 | Series FCI | OM00036670 |  | Electrical Room | NA | NA | NA | NA | 208Y/120 | DNA | Electric | 3 | NA | NA | \Classifications\Building System Class\D50-Electrical SYS\D5010 - Elec Service & Dist\Electical Service and Distribution - ESD | 1019117
19-Q1 | 19-Q1 Edmund D. Edelman Children's Court | 19-Q1-D5010-200-ESD09 | Electrical Switchboard, under 560 Volts (5th Floor) SBR02 | Siemens | 60024024 | Series FCI | OM00036666 |  | Electrical Room | NA | NA | NA | NA | 208Y/120 | DNA | Electric | 3 | NA | NA | \Classifications\Building System Class\D50-Electrical SYS\D5010 - Elec Service & Dist\Electical Service and Distribution - ESD | 1019118
19-Q1 | 19-Q1 Edmund D. Edelman Children's Court | 19-Q1-D5010-200-ESD03 | Electrical Switchboard, under 560 Volts (Ground Floor) SBR03 | Siemens | 60135281 | FDP | OM00036122 |  | Ground Floor Main Electrical Room | NA | NA | NA | NA | NA | DNA | Electric | DNA | NA | NA | \Classifications\Building System Class\D50-Electrical SYS\D5010 - Elec Service & Dist\Electical Service and Distribution - ESD | 1019119
19-Q1 | 19-Q1 Edmund D. Edelman Children's Court | 19-Q1-D3042-240-SEF02 | Smoke Exhaust Fan #3 (Lockup Control Rm) SEF02 | Greenheck Co | NA | BSQ24020 | OM00040989 |  | Lockup Ceiling in Control Room | A76 (2) | NA | NA | 2 | 460 | DNA | Electric | 3 | NA | NA | \Classifications\Building System Class\D30-HVAC Systems\D3040 - Distribution SYS\Supply/Exhaust/Return fans- FAN | 1019121
19-Q1 | 19-Q1 Edmund D. Edelman Children's Court | 19-Q1-D5010-200-ESD05 | Electrical Switchboard, under 560 Volts (Ground Floor) SBR05 | Siemens | 600240210 | Series FCI | OM00036121 |  | Ground Floor Main Electrical Room | NA | NA | NA | NA | NA | DNA | Electric | DNA | NA | NA | \Classifications\Building System Class\D50-Electrical SYS\D5010 - Elec Service & Dist\Electical Service and Distribution - ESD | 1019122
19-Q1 | 19-Q1 Edmund D. Edelman Children's Court | 19-Q1-D5010-200-ESD06 | Electrical Switchboard, under 560 Volts (Ground Floor) SBR06 | Siemens | 60024029 | Series FCI | OM00036663 |  | Ground Floor Main Electrical Room | NA | NA | NA | NA | NA | DNA | Electric | DNA | NA | NA | \Classifications\Building System Class\D50-Electrical SYS\D5010 - Elec Service & Dist\Electical Service and Distribution - ESD | 1019123
19-Q1 | 19-Q1 Edmund D. Edelman Children's Court | 19-Q1-D5010-200-ESD07 | Electrical Switchboard, under 560 Volts (Elevators Penthouse) SBR07 | Siemens | 600240211 | Series FCI | OM00036130 |  | Penthouse Mech Room | NA | NA | NA | NA | 480 | DNA | Electric | 3 | NA | NA | \Classifications\Building System Class\D50-Electrical SYS\D5010 - Elec Service & Dist\Electical Service and Distribution - ESD | 1019124
19-Q1 | 19-Q1 Edmund D. Edelman Children's Court | 19-Q1-D1013-310-WCL01 | Wheelchair Lift #1 (Rm D401) WCL01 | G & T | NA | NA | OM00040428 | PEND RISK RVW | Courtroom D401 | NA | NA | NA | NA | NA | DNA | Electric | DNA | NA | NA | \Classifications\Building System Class\D10-Conveyance Systems\D1010 - Elevator\Wheelchair Lift - WCL | 1019127
19-Q1 | 19-Q1 Edmund D. Edelman Children's Court | 19-Q1-D1013-310-WCL02 | Wheelchair Lift #2 (Rm D405) WCL02 | G & T | NA | NA | OM00040429 | PEND RISK RVW | Courtroom D405 | NA | NA | NA | NA | NA | DNA | Electric | DNA | NA | NA | \Classifications\Building System Class\D10-Conveyance Systems\D1010 - Elevator\Wheelchair Lift - WCL | 1019128
19-Q1 | 19-Q1 Edmund D. Edelman Children's Court | 19-Q1-D1013-310-WCL03 | Wheelchair Lift #3 (Rm D413) WCL03 | G & T | NA | NA | OM00040430 | PEND RISK RVW | Courtroom D413 | NA | NA | NA | NA | NA | DNA | Electric | DNA | NA | NA | \Classifications\Building System Class\D10-Conveyance Systems\D1010 - Elevator\Wheelchair Lift - WCL | 1019129
19-Q1 | 19-Q1 Edmund D. Edelman Children's Court | 19-Q1-D1013-310-WCL04 | Wheelchair Lift #4 (Rm D421) | G & T | NA | NA | OM00040431 | PEND RISK RVW | Courtroom D421 | NA | NA | NA | NA | NA | DNA | Electric | DNA | NA | NA | \Classifications\Building System Class\D10-Conveyance Systems\D1010 - Elevator\Wheelchair Lift - WCL | 1019130
19-Q1 | 19-Q1 Edmund D. Edelman Children's Court | 19-Q1-D3041-210-SFN01 | Supply Fan #1 (Roof AHU Rm) SFN01 | Snyder General | 4WB-00444 | 730AFCW | OM00026343 |  | Penthouse | 5V2240 (8) | NA | NA | 150 | 460 | 169 | Electric | 3 | NA | NA | \Classifications\Building System Class\D30-HVAC Systems\D3040 - Distribution SYS\Supply/Exhaust/Return fans- FAN | 1019131
19-Q1 | 19-Q1 Edmund D. Edelman Children's Court | 19-Q1-D3041-210-SFN02 | Supply Fan #2 (Roof AHU Rm) SFN02 | Snyder General | 4WB-00443 | 730AFCW | OM00026344 |  | Penthouse | 5V2240 (8) | NA | NA | 150 | 460 | 177 | Electric | 3 | NA | NA | \Classifications\Building System Class\D30-HVAC Systems\D3040 - Distribution SYS\Supply/Exhaust/Return fans- FAN | 1019132
19-Q1 | 19-Q1 Edmund D. Edelman Children's Court | 19-Q1-D3041-210-SFN03 | Supply Fan #3 (Roof AHU Rm) | Greenheck Co | 91B04529 | BSQ1005 | OM00026876 |  | 1st Hallway by Loading Dock | 4L380 (1) | NA | NA | 1/2 | 208-230/460 | 2.1-2.2/1.1 | Electric | 3 | NA | NA | \Classifications\Building System Class\D30-HVAC Systems\D3040 - Distribution SYS\Supply/Exhaust/Return fans- FAN | 1019133
19-Q1 | 19-Q1 Edmund D. Edelman Children's Court | 19-Q1-D3041-210-SFN04 | Supply Fan #4 (Roof AHU Rm) SFN04 | Greenheck Co | 9I03932 | BSQ1605 | OM00040997 |  | Above Ceiling in Kitchen | 4L510 (1) | NA | NA | 1/2 | 208-230/460 | 2.1-2.2/1.1 | Electric | 3 | NA | NA | \Classifications\Building System Class\D30-HVAC Systems\D3040 - Distribution SYS\Supply/Exhaust/Return fans- FAN | 1019134
19-Q1 | 19-Q1 Edmund D. Edelman Children's Court | 19-Q1-D2023-310-WBS04 | Water Booster Pump (Fire Pump Rm) WBS02 | SyncroFlo | W017611146-0049M0004 | 22TG05xxx-6H-xx-SEF55-1 | OM00026331 |  | Inside of the fire pump room on the ground floor | NA | NA | NA | 5 | 460 | 6.4 | Electric | 3 | NA | NA | \Classifications\Building System Class\D20-Plumbing\D2020 - Domestic Water\Domestic Water Booster System - WBS | 1019294
19-Q1 | 19-Q1 Edmund D. Edelman Children's Court | 19-Q1-G3010-210-PWT04 | Potable Water Storage Tank PWT01 | SyncroFlo | 350626 | 132GAL-24"DIA.-125 | OM00026332 |  | Inside of the boiler room on penthouse | NA | NA | NA | NA | NA | NA | NA | NA | NA | NA | \Classifications\Building System Class\G30-Site Mechanical Utilities\G3010 - Water Supply\Potable Water Storage Tank - PWT | 1019301
19-Q1 | 19-Q1 Edmund D. Edelman Children's Court | 19-Q1-D3041-230-RFN03 | Return Fan #2 (Penthouse Roof) | Snyder General | 4WB00441 | 730_AF_CCW | OM00026247 |  | Penthouse, Fan Room | NA | NA | NA | 60 | 230/460 | 125/62.5 | Electric | 3 | NA | NA | \Classifications\Building System Class\D30-HVAC Systems\D3040 - Distribution SYS\Supply/Exhaust/Return fans- FAN | 1021416
19-Q2 | 19-Q2 Parking Structure-Edelman Court | 19-Q2-D1010-100-ELE01 | Elevator #01 - Parking Garage | Otis Elevator Company | 13631 | 17CP | OM00026361 | State ID# 099806 | Elevator Room - Parking Garage ELE01 | NA | NA | NA | NA | 480 | DNA | Electric | 3 | NA | NA | \Classifications\Building System Class\D10-Conveyance Systems\D1010 - Elevator\Elevator,Electric,Pass/Freight - ELE | 1011203
19-Q2 | 19-Q2 Parking Structure-Edelman Court | 19-Q2-D1010-100-ELE02 | Elevator #02 Parking Garage | Otis Elevator Company | NA | NA | OM00026362 | State ID# 099805 | Parking Garage ELE02 |  |  | NA |  |  |  | Electric |  |  |  | \Classifications\Building System Class\D10-Conveyance Systems\D1010 - Elevator\Elevator,Electric,Pass/Freight - ELE | 1011638
19-Q2 | 19-Q2 Parking Structure-Edelman Court | 19-Q2-D1010-100-ELE03 | Elevator #03 Parking Garage | Otis Elevator Company | HC2050 | NA | OM00026355 | State ID# 099824 | Parking Garage ELE03 | [6 empty] | Hydraulic |  |  |  | \Classifications\Building System Class\D10-Conveyance Systems\D1010 - Elevator\Elevator,Hydraulic,Pass/Freight - ELE | 1011640
19-Q2 | 19-Q2 Parking Structure-Edelman Court | 19-Q2-D3050-250-ACU01 | AIR CONDITIONING, SPLIT SYSTEM #1 (Parking Structure) | American standard | NA | NA | OM00026874 |  | CLC7 (Parking Structure) | DNA | DNA | R-22 | DNA | 120V | .5 | Electric | NA | NA | NA | \Classifications\Building System Class\D30-HVAC Systems\D3050 - Package SYS\Air Conditioning,Split System - ACU | 1014158
19-Q2 | 19-Q2 Parking Structure-Edelman Court | 19-Q2-D3042-220-EFN01 | Exhaust Fan #1 (Parking Structure) | GreenHeck Co. | 91E03228 | SPNE-36-90 | OM00026358 |  | Secure Parking | AX62 (2) | NA | NA | 5 | 208-230/460 | 13.8-13.2/6.6 | Electric | 3 | NA | NA | \Classifications\Building System Class\D30-HVAC Systems\D3040 - Distribution SYS\Supply/Exhaust/Return fans- FAN | 1018591
19-Q2 | 19-Q2 Parking Structure-Edelman Court | 19-Q2-D3042-220-EFN02 | Exhaust Fan #2 (Parking Structure) | GreenHeck Co. | 91E03229 | SPNE-48-75 | OM00026356 |  | Secure Parking | AX64 (2) | NA | NA | 7.5 | 208-230/460 | 24-21.6/10.8 | Electric | 3 | NA | NA | \Classifications\Building System Class\D30-HVAC Systems\D3040 - Distribution SYS\Supply/Exhaust/Return fans- FAN | 1018592
19-Q2 | 19-Q2 Parking Structure-Edelman Court | 19-Q2-D3042-220-EFN03 | Exhaust Fan #3 (Parking Structure) | GreenHeck Co. | 91E03239 | SPNE-48-50 | OM00026360 |  | Secure Parking | AX62 (2) | NA | NA | 5 | 230/460 | 13/6.5 | Electric | 3 | NA | NA | \Classifications\Building System Class\D30-HVAC Systems\D3040 - Distribution SYS\Supply/Exhaust/Return fans- FAN | 1018593
19-Q2 | 19-Q2 Parking Structure-Edelman Court | 19-Q2-D4010-150-FMS01 | Fire System Stand Pipe Deluge | NA | NA | NA | OM00040435 |  | Secure Parking | NA | NA | NA | NA | NA | NA | NA |  | NA | NA | \Classifications\Building System Class\D40-Fire Protection SYS\D4010 - Sprinkler SYS\Fire Systems, stand pipes - FMS | 1018595
19-Q2 | 19-Q2 Parking Structure-Edelman Court | 19-Q2-D3042-220-EFN04 | Exhaust Fan #4 (Parking Structure) | GreenHeck Co. | 91E03231 | SPNE-48-50 | OM00026359 |  | Secure Parking | AX62 (2) | NA | NA | 5 | 208-230/460 | 13.8-13.2/6.6 | Electric | 3 | NA | NA | \Classifications\Building System Class\D30-HVAC Systems\D3040 - Distribution SYS\Supply/Exhaust/Return fans- FAN | 1018594
19-Q2 | 19-Q2 Parking Structure-Edelman Court | 19-Q2-B2034-400-DOH01 | Door OverHead Manual Roll-up (Parking Structure) | NA | NA | NA | OM00040434 |  | Between Secured & Public Parking Area | NA | NA | NA | NA | NA | NA | NA |  | NA | NA | \Classifications\Building System Class\B20-General Building Exterior\B2030 - Exterior Doors\Door,Overhead-Shutter,Manual,Elec,Roll-up - DOH | 1018596
19-Q2 | 19-Q2 Parking Structure-Edelman Court | 19-Q2-B2034-400-DOH02 | Door OverHead Manual Roll-up (North Side) | 24 Best Roll-up Door Inc | NA | NA | OM00040999 |  | North side of Building | NA | NA | NA | NA | NA | NA | NA |  | NA | NA | \Classifications\Building System Class\B20-General Building Exterior\B2030 - Exterior Doors\Door,Overhead-Shutter,Manual,Elec,Roll-up - DOH | 1018597
19-Q2 | 19-Q2 Parking Structure-Edelman Court | 19-Q2-B2034-400-DOH05 | Door Overhead Electric Roll-up (Entrance) | Cookson | NA | NA | OM00040436 |  | Main Entrance Door to Parking | NA | NA | NA | NA | 208-230/460 | 5.1-4.8/2.4 | Electric | 3 | NA | NA | \Classifications\Building System Class\B20-General Building Exterior\B2030 - Exterior Doors\Door,Overhead-Shutter,Manual,Elec,Roll-up - DOH | 1018600
19-Q2 | 19-Q2 Parking Structure-Edelman Court | 19-Q2-B2034-400-DOH07 | Door OverHead Manual Roll-up | Cookson | NA | NA | OM00026244 |  | Parking Structure Sky-Walk | NA | NA | NA | NA | NA | NA | NA |  | NA | NA | \Classifications\Building System Class\B20-General Building Exterior\B2030 - Exterior Doors\Door,Overhead-Shutter,Manual,Elec,Roll-up - DOH | 1018602
19-Q2 | 19-Q2 Parking Structure-Edelman Court | 19-Q2-B2034-400-DOH06 | Door Overhead Electric Roll-up | NA | NA | NA | OM00040998 |  | Entrance Door | B340 (1) | NA | NA | 5 | 208-230/460 | 2.3-2/1 | Electric | 3 | NA | NA | \Classifications\Building System Class\B20-General Building Exterior\B2030 - Exterior Doors\Door,Overhead-Shutter,Manual,Elec,Roll-up - DOH | 1018601
19-Q2 | 19-Q2 Parking Structure-Edelman Court | 19-Q2-B2034-400-DOH08 | Overhead Roll-Up Door (Entrance) | R&D Doors | 34914 | Heavy Duty Roll-Up | OM00026327 |  | Exit Door from the secured parking area | NA | NA | NA | 1/2 | 460 | DNA | Electric | 3 | NA | NA | \Classifications\Building System Class\B20-General Building Exterior\B2030 - Exterior Doors\Door,Overhead-Shutter,Manual,Elec,Roll-up - DOH | 1018758
19-Q2 | 19-Q2 Parking Structure-Edelman Court | 19-Q2-B2034-400-DOH09 | Overhead Roll-Up Door (Entrance) | R&D Doors | 34814 | Heavy Duty Roll-Up | OM00026328 |  | Secured Parking Area | NA | NA | NA | 1/2 | 460 | DNA | Electric | 3 | NA | NA | \Classifications\Building System Class\B20-General Building Exterior\B2030 - Exterior Doors\Door,Overhead-Shutter,Manual,Elec,Roll-up - DOH | 1018761
19-R1 | 19-R1 Eastlake Juvenile Court | 19-R1-B2010-100-CTY01 | Building | NA | NA | NA | OM00037893 | [12 empty] | \Classifications\Building System Class\B20-General Building Exterior\B2010 - Exterior Walls\Building - BLD | 1016549
19-R1 | 19-R1 Eastlake Juvenile Court | 19-R1-D5092-250-EML04 | EMERGENCY LIGHTING (5) | NA | NA | NA | OM00037909 |  | THROUGHOUT BUILDING | NA | NA | NA | NA | NA | DNA | Electric | DNA | NA | NA | \Classifications\Building System Class\D50-Electrical SYS\D5090 - Elec SYS\Emergency And Exit Lighting - EML | 1017268
19-S1 | 19-S1 Hollywood Courthouse | 19-S1-B2010-100-BLD01 | BUILDING | NA | NA | NA | OM00035161 |  | ENTIRE BUILDING | NA | NA | NA | NA | NA | NA | NA | NA | NA | NA | \Classifications\Building System Class\B20-General Building Exterior\B2010 - Exterior Walls\Building - BLD | 1013053
19-S1 | 19-S1 Hollywood Courthouse | 19-S1-D1010-100-ELE01 | ELEVATOR #1, HYDRAULIC (PUBLIC) | WESTINGHOUSE | NA | NA | OM00035182 | State ID# 082514 | ELEVATOR ROOM | 3BX678 (2) | NA | NA | 25 | 230/460 | 64.0/32.0 | Hydraulic | 3 | NA | NA | \Classifications\Building System Class\D10-Conveyance Systems\D1010 - Elevator\Elevator,Hydraulic,Pass/Freight - ELE | 1013054
19-S1 | 19-S1 Hollywood Courthouse | 19-S1-D1010-100-ELE02 | ELEVATOR #2, HYDRAULIC (CUSTODY) | WESTINGHOUSE | NA | D-221187 | OM00035173 | State ID# 082515 | ELEVATOR ROOM | 3VX670 (2) | NA | NA | 25 | 230/460 | 64.0/32.0 | Hydraulic | 3 | NA | NA | \Classifications\Building System Class\D10-Conveyance Systems\D1010 - Elevator\Elevator,Hydraulic,Pass/Freight - ELE | 1013055
19-S1 | 19-S1 Hollywood Courthouse | 19-S1-D1010-100-ELE03 | ELEVATOR #3, HYDRAULIC (JUDGES) | WESTINGHOUSE | NA | D2218 | OM00035174 | State ID# 082516 | ELEVATOR ROOM | 3VX600 (2) | NA | NA | 25 | 230/460 | 64.0/32.0 | Hydraulic | 3 | NA | NA | \Classifications\Building System Class\D10-Conveyance Systems\D1010 - Elevator\Elevator,Hydraulic,Pass/Freight - ELE | 1013056
19-S1 | 19-S1 Hollywood Courthouse | 19-S1-D5092-250-ELT25 | LIGHTING, EXTERIOR (25) | NA | NA | NA | OM00035166 |  | EXTERIOR AROUND BUILDING | NA | NA | NA | NA | 277 | DNA | Electric | DNA | NA | NA | \Classifications\Building System Class\D50-Electrical SYS\D5090 - Elec SYS\Exterior Lighting - ELT | 1013057
19-S1 | 19-S1 Hollywood Courthouse | 19-S1-D5092-250-EML65 | LIGHING, EMERGENCY (30) & EXIT (35) | NA | NA | NA | OM00035165 |  | THROUGHOUT BUILDING | NA | NA | NA | NA | 110, 115, 120, 277 | NA | Electric | NA | NA | NA | \Classifications\Building System Class\D50-Electrical SYS\D5090 - Elec SYS\Emergency And Exit Lighting - EML | 1013058
19-S1 | 19-S1 Hollywood Courthouse | 19-S1-D5037-710-FAP01 | FIRE ALARM PANEL | SECURITY COMMON | NA | NA | OM00035181 |  | SHERRIFF OFFICE LOCKUP AREA | NA | NA | NA | NA | 120 | 15 | Electric | 1 | NA | NA | \Classifications\Building System Class\D50-Electrical SYS\D5030 - Comm & Security\Fire Alarm Panel - FAP | 1013059
19-S1 | 19-S1 Hollywood Courthouse | 19-S1-D4031-100-FEX35 | FIRE EXTINGUISHERS (35) | NA | NA | NA | OM00035163 |  | THROUGH OUT BUILDING | NA | NA | NA | NA | NA | NA | NA | NA | NA | NA | \Classifications\Building System Class\D40-Fire Protection SYS\D4030 - FIRE SPEC\Fire Extinguisher - FEX | 1013060
19-S1 | 19-S1 Hollywood Courthouse | 19-S1-D4010-150-FMS01 | Fire Sprinkler Riser | Garvin Fire Protection | NA | NA | OM00035178 |  | ENTRY TO EMPLOYEE PARKING | NA | NA | NA | NA | NA | NA | NA | NA | NA | NA | \Classifications\Building System Class\D40-Fire Protection SYS\D4010 - Sprinkler SYS\Fire Systems, stand pipes - FMS | 1013061
19-S1 | 19-S1 Hollywood Courthouse | 19-S1-D3020-100-HET01 | HEATER WATER EXPANSION TANK | Wessel Tank Company | NA | NA | OM00035197 |  | Mech Room Penthouse | NA | NA | NA | NA | NA | NA | NA | NA | NA | NA | \Classifications\Building System Class\D30-HVAC Systems\D3020 - Heat SYS\Heater Water Expansion Tank - HET | 1013063
19-S1 | 19-S1 Hollywood Courthouse | 19-S1-G2049-300-HSC01 | HARDSCAPE | NA | NA | NA | OM00035162 |  | GROUNDS | NA | NA | NA | NA | NA | NA | NA | NA | NA | NA | \Classifications\Building System Class\G20-Other Systems\G2040 - Site Development\Hardscape - HSC | 1013064
19-S1 | 19-S1 Hollywood Courthouse | 19-S1-D2022-260-HWG01 | WATER HEATER, DOMESTIC GAS | AO SMITH | MM000996846 | BTR154110 | OM00035198 |  | Mech Room Penthouse | NA | NA | NA | NA | 120 | 5 | Gas | NA | 154,000 | NA | \Classifications\Building System Class\D20-Plumbing\D2020 - Domestic Water\Domestic Water Heater, Gas - HWG | 1013065
19-S1 | 19-S1 Hollywood Courthouse | 19-S1-D2023-310-HWP01 | PUMP, DOMESTIC HOT WATER CIRCULATING | BELL & GOSSETT | 106197 | F10 | OM00035199 |  | BOILER ROOM | NA | NA | NA | 1/2 | 120 | 5 | Electric | 3 | NA | NA | \Classifications\Building System Class\D20-Plumbing\D2020 - Domestic Water\Domestic Hot Water Circulating Pump - HWP | 1013066
19-S1 | 19-S1 Hollywood Courthouse | 19-S1-D5010-110-MCC01 | Motor Control Center | CUTLER HAMMER | 8LF9617149R | NA | OM00035184 |  | BOILER ROOM | NA | NA | NA | NA | 480 | 400 | Electric | 3 | NA | NA | \Classifications\Building System Class\D50-Electrical SYS\D5010 - Elec Service & Dist\Chiller Room Electrical Panel - MCC | 1013067
19-S1 | 19-S1 Hollywood Courthouse | 19-S1-D3044-125-PHW01 | HOT WATER PUMP #1 | Bell & Gosset | 187175M61 | 332109 | OM00035187 |  | Mech Room Penthouse | NA | NA | NA | 3 | 208/230 | 9.4-9/4.5 | Electric | 3 | NA | NA | \Classifications\Building System Class\D30-HVAC Systems\D3040 - Distribution SYS\Hot Water Pump - PHW | 1013069
19-S1 | 19-S1 Hollywood Courthouse | 19-S1-D3044-125-PHW02 | HOT WATER PUMP #2 | BELL & GOSSETT | 187175H61 | 332109 | OM00035188 |  | Mech Room Penthouse | NA | NA | NA | 3 | 208/230 | 9.49/4.5 | Electric | 3 | NA | NA | \Classifications\Building System Class\D30-HVAC Systems\D3040 - Distribution SYS\Hot Water Pump - PHW | 1013070
19-S1 | 19-S1 Hollywood Courthouse | 19-S1-D3050-210-PKU01 | PACKAGE UNIT #1 | York | W1M6212057 | PHE4B3621A | OM00035193 |  | BEHIND EVAP COOLERS | NA | NA | R-22 | NA | 208/230 | 15.9 | Electric | 1 | NA | NA | \Classifications\Building System Class\D30-HVAC Systems\D3050 - Package SYS\Package Unit - PKU | 1013071
19-S1 | 19-S1 Hollywood Courthouse | 19-S1-D2040-100-PSU01 | SUMP PUMP #1 | CALHOUN & POXON | 27581 | AC074-01-08-14-1 | OM00035171 |  | PARKING GARAGE | NA | NA | NA | 1/2 | 208 | 5.0 | Electric | 3 | NA | NA | \Classifications\Building System Class\D20-Plumbing\D2040 - Rain Drain\Sump Pump - PSU | 1013072
19-S1 | 19-S1 Hollywood Courthouse | 19-S1-D2040-100-PSU02 | SUMP PUMP #2 | CALHOUN & PAXON | NA | AC074-01-08-14-1 | OM00035172 |  | PARKING GARAGE | NA | NA | NA | 1/2 | 208 | 5.0 | Electric | 3 | NA | NA | \Classifications\Building System Class\D20-Plumbing\D2040 - Rain Drain\Sump Pump - PSU | 1013073
19-S1 | 19-S1 Hollywood Courthouse | 19-S1-D5010-200-ESD01 | ELECTRICAL SWITCHBOARD (UNDER 560 VOLTS) | CUTTER-HAMMER | 5LF9817149-A | MP2DS | OM00035169 |  | ELECTRICAL ROOM | NA | NA | NA | NA | 480 | 1000 | Electric | 3 | NA | NA | \Classifications\Building System Class\D50-Electrical SYS\D5010 - Elec Service & Dist\Electical Service and Distribution - ESD | 1013074
19-S1 | 19-S1 Hollywood Courthouse | 19-S1-D5011-240-TRN01 | ELECTRICAL TRANSFORMER | Challenger Electrical Equipment Corp | 29485158001 | 3BN | OM00035168 |  | ELECTRICAL ROOM | NA | NA | NA | NA | 480-208/120 | 75 | Electric | 3 | NA | NA | \Classifications\Building System Class\D50-Electrical SYS\D5010 - Elec Service & Dist\Transformer - TRN | 1013075
19-S1 | 19-S1 Hollywood Courthouse | 19-S1-D5011-240-TRN02 | ELECTRICAL TRANSFORMER #2 | Challenger Electrical Equipment Corp | 29485158357 | 3BN | OM00035185 |  | BOILER ROOM | NA | NA | NA | NA | 480/208-120 | 30 | Electric | 3 | NA | NA | \Classifications\Building System Class\D50-Electrical SYS\D5010 - Elec Service & Dist\Transformer - TRN | 1013076
19-S1 | 19-S1 Hollywood Courthouse | 19-S1-D5011-240-TRN03 | ELECTRICAL TRANSFORMER #3 | Challenger Electrical Equipment Corp | 29485157975 | 3BN | OM00035186 |  | BOILER ROOM | NA | NA | NA | NA | 120-208/480 | 75 | Electric | 3 | NA | NA | \Classifications\Building System Class\D50-Electrical SYS\D5010 - Elec Service & Dist\Transformer - TRN | 1013077
19-S1 | 19-S1 Hollywood Courthouse | 19-S1-D3050-210-PKU02 | Package Unit #2 | TRANE | J85E71162 | SAHCC5540BD5D74D3AO1NRB | OM00035191 |  | EASTSIDE | NA | 24X24X22 (a) | R-22 | NA | 460 | 50.5 | Electric | 3 | NA | NA | \Classifications\Building System Class\D30-HVAC Systems\D3050 - Package SYS\Package Unit - PKU | 1013080
19-S1 | 19-S1 Hollywood Courthouse | 19-S1-D3050-210-PKU03 | Package Unit #3 | TRANE | J85E71161 | SAHCC554OBD5D74D3AO1NRB | OM00035192 |  | EAST SIDE | NA | 24X24X22 (a) | R-22 | NA | 460 | 50.5 | Electric | 3 | NA | NA | \Classifications\Building System Class\D30-HVAC Systems\D3050 - Package SYS\Package Unit - PKU | 1013081
19-S1 | 19-S1 Hollywood Courthouse | 19-S1-D3042-220-EFN01 | EXHAUST FAN #1 | Peerless Co | NA | 365B | OM00035189 |  | WEST WALL | AX91 (2) | NA | NA | 3 | 230/460 | 9.0-4.5 | Electric | 3 | NA | NA | \Classifications\Building System Class\D30-HVAC Systems\D3040 - Distribution SYS\Supply/Exhaust/Return fans- FAN | 1013082
19-S1 | 19-S1 Hollywood Courthouse | 19-S1-D3042-220-EFN02 | EXHAUST FAN #2 (BELT DRIVEN) | Peerless Co | HF7984 | 270B | OM00035194 |  | Mech Room Penthouse | A-67 (1) | NA | NA | 3 | 230/460 | 9.0-4.5 | Electric | 3 | NA | NA | \Classifications\Building System Class\D30-HVAC Systems\D3040 - Distribution SYS\Supply/Exhaust/Return fans- FAN | 1013083
19-S1 | 19-S1 Hollywood Courthouse | 19-S1-B3010-100-RUF01 | ROOFING SYSTEM | NA | NA | NA | OM00035167 |  | ROOF | NA | NA | NA | NA | NA | NA | NA | NA | NA | NA | \Classifications\Building System Class\B30-Roofing\B3010 - Roof Types\Roof - RUF | 1013084
19-S1 | 19-S1 Hollywood Courthouse | 19-S1-G2050-200-LSC01 | LANDSCAPING | NA | NA | NA | OM00035164 |  | GROUNDS | NA | NA | NA | NA | NA | NA | NA | NA | NA | NA | \Classifications\Building System Class\G20-Other Systems\G2050 - Landscaping\Landscaping - LSC | 1013085
19-S1 | 19-S1 Hollywood Courthouse | 19-S1-D3021-130-BLR01 | Hot Water Boiler, Gas | Ajax Boiler, Inc. | 85-37603 | WG-1050 S | OM00035196 |  | Mech Room Penthouse | NA | NA | NA | NA | 115 | DNA | Natural gas | NA | 1,050,000 | 840,000 | \Classifications\Building System Class\D30-HVAC Systems\D3020 - Heat SYS\Boiler,Hot Water,Oil/Gas/Comb. - BLR | 1013089
19-S1 | 19-S1 Hollywood Courthouse | 19-S1-D3090-220-CMD01 | COMPRESSOR, AIR DRYER | Hankison | GR10A1/51609170 | 3Y49A | OM00035183 |  | BOILER ROOM | A-52 | NA | R-134a | 3/4 | 115 | DNA | Electric | 3 | NA | NA | \Classifications\Building System Class\D30-HVAC Systems\D3090 - Other HVAC Systems and Equipment\Compressed Air Dryer - CMD | 1013090
19-S1 | 19-S1 Hollywood Courthouse | 19-S1-B2034-400-DOH01 | DOOR, OVERHEAD ROLLUP (ELECTRIC) | CORNELL | J2010107758001 | NA | OM00035177 |  | PARKING GARAGE ENTRY | NA | NA | NA | 1/2 | 460 | 15 | Electric | 3 | NA | NA | \Classifications\Building System Class\B20-General Building Exterior\B2030 - Exterior Doors\Door,Overhead-Shutter,Manual,Elec,Roll-up - DOH | 1013091
19-S1 | 19-S1 Hollywood Courthouse | 19-S1-D2023-100-BFP05 | Backflow, Boiler Makeup | Wilkins | 3649279 | 975XL2 3/4" | OM00036308 | OW0209916-FA0204819-BD0008484 | Boiler Room (LAPHD FORM REQUIRED) | [10 empty] | \Classifications\Building System Class\D20-Plumbing\D2020 - Domestic Water\Backflow Preventer - BFP | 1017743
19-S1 | 19-S1 Hollywood Courthouse | 19-S1-D5010-234-ATS01 | Automatic Transfer Switch (Generator Rm) | General Electric Zenith | NA | MX150 | OM00035175 |  | Roof Close to Generator | NA | NA | NA | NA | NA | DNA | Electric | DNA | NA | NA | \Classifications\Building System Class\D50-Electrical SYS\D5010 - Elec Service & Dist\Automatic Transfer Switch - ATS | 1017888
19-S1 | 19-S1 Hollywood Courthouse | 19-S1-D5092-210-GEN02 | Emergency Generator (Roof) | Cummins | K080219614 | DSFAA-7280169 | OM00036619 |  | Roof Generator Room | NA | Fleetguard OptAir AF25960 (1) | NA | 145 | NA | DNA | Diesel | 3 | NA | NA | \Classifications\Building System Class\D50-Electrical SYS\D5090 - Elec SYS\Emergency Generator - GEN | 1017889
19-S1 | 19-S1 Hollywood Courthouse | 19-S1-D3090-114-CMP01 | Compressor Air Control (Roof Mech Rm) | Air Compressor Products Inc | 18541434144 | ACP-C2T-1603 | OM00040459 |  | Mech Room Roof | B45 (2) | NA | NA | NA | NA | NA | Electric | NA | NA | NA | \Classifications\Building System Class\D30-HVAC Systems\D3090 - Other HVAC Systems and Equipment\Air Compressor - CMP | 1017970
19-S1 | 19-S1 Hollywood Courthouse | 19-S1-D3042-220-EFN03 | Exhaust Fan (Roof) | NA | NA | NA | OM00036712 |  | Roof | 3L200 (1) | NA | NA | 0.17 | 115 | 3.6 | Electric | 1 | NA | NA | \Classifications\Building System Class\D30-HVAC Systems\D3040 - Distribution SYS\Supply/Exhaust/Return fans- FAN | 1017971
19-S1 | 19-S1 Hollywood Courthouse | 19-S1-D3042-220-EFN04 | Exhaust Fan (Roof) | NA | NA | NA | OM00036713 |  | Roof | 3L200 (1) | NA | NA | 0.17 | 115 | 3.6 | Electric | 1 | NA | NA | \Classifications\Building System Class\D30-HVAC Systems\D3040 - Distribution SYS\Supply/Exhaust/Return fans- FAN | 1017972
19-S1 | 19-S1 Hollywood Courthouse | 19-S1-D3042-220-EFN05 | Exhaust Fan (Roof) | NA | NA | NA | OM00036711 |  | Roof | 3L190 (1) | NA | NA | 0.17 | 115 | 3.6 | Electric | 1 | NA | NA | \Classifications\Building System Class\D30-HVAC Systems\D3040 - Distribution SYS\Supply/Exhaust/Return fans- FAN | 1017973
19-S1 | 19-S1 Hollywood Courthouse | 19-S1-D3042-220-EFN06 | Exhaust Fan (Roof) | NA | NA | NA | OM00036714 |  | Roof | 3L200 (1) | NA | NA | 1/4 | 115 | 5 | Electric | 1 | NA | NA | \Classifications\Building System Class\D30-HVAC Systems\D3040 - Distribution SYS\Supply/Exhaust/Return fans- FAN | 1017974
19-S1 | 19-S1 Hollywood Courthouse | 19-S1-D3042-220-EFN07 | Exhaust Fan (Roof) | NA | NA | NA | OM00036715 |  | Roof | 3L190 (1) | NA | NA | 0.17 | 115 | 3.6 | Electric | 1 | NA | NA | \Classifications\Building System Class\D30-HVAC Systems\D3040 - Distribution SYS\Supply/Exhaust/Return fans- FAN | 1017975
19-S1 | 19-S1 Hollywood Courthouse | 19-S1-C1020-110-FRD01 | Fire Door Sliding, Fire Curtain (LockUp Front of ELE) | Won Door | 016912 | R6799 | OM00033008 |  | Sherrif's LockUp Area in Front of Elevators | NA | NA | NA | NA | NA | NA | NA | NA | NA | NA | \Classifications\Building System Class\C10-General Building Interior\C1020 - Fire Doors\Fire Doors - FRD | 1017976
19-S1 | 19-S1 Hollywood Courthouse | 19-S1-D3040-600-HES01 | Heat Exhanger, Steam (Roof Mech Rm) | Bell & Gosset | 112064 | R-2.5 | OM00040338 |  | Mech Room Roof | NA | NA | NA | NA | NA | NA | NA | NA | NA | NA | \Classifications\Building System Class\D30-HVAC Systems\D3040 - Distribution SYS\Heat Exchanger,Steam - HES | 1017977
19-S1 | 19-S1 Hollywood Courthouse | 19-S1-D5010-200-ESD02 | Main Electrical Panel (Rm B5) | Cutler Hammer | 51F9817149A | MP2C8N | OM00035176 |  | Basement Rm B5 | NA | NA | NA | NA | 277/480 | DNA | Electric | 3 | NA | NA | \Classifications\Building System Class\D50-Electrical SYS\D5010 - Elec Service & Dist\Electical Service and Distribution - ESD | 1017978
19-S1 | 19-S1 Hollywood Courthouse | 19-S1-D4094-450-SFM01 | Fire System Extinguishing, FM200 (Rm 105) | Ansul | NA | Auto Pulse 2000 | OM00040681 |  | Main Lobby Room 105 | NA | NA | NA | NA | NA | NA | NA | NA | NA | NA | \Classifications\Building System Class\D40-Fire Protection SYS\D4090 - Other Fire Protection Systems\Fire Suppression, Gaseous - SFM | 1017979
19-S1 | 19-S1 Hollywood Courthouse | 19-S1-D4094-450-SFM02 | Fire System Extinguishing, FM200 (Clerks Office) | Ansul | NA | Auto Pulse 2000 | OM00000634 |  | 1st Floor Clerks Office | NA | NA | NA | NA | DNA | DNA | Electric | DNA | NA | NA | \Classifications\Building System Class\D40-Fire Protection SYS\D4090 - Other Fire Protection Systems\Fire Suppression, Gaseous - SFM | 1017980
19-S1 | 19-S1 Hollywood Courthouse | 19-S1-C1020-110-FRD02 | Fire Door Sliding, Sheriff Area | North American Rolling Door Inc | 134057-A | 158700 | OM00046758 |  | Sheriff's Cage Area | NA | NA | NA | NA | NA | NA | NA | NA | NA | NA | \Classifications\Building System Class\C10-General Building Interior\C1020 - Fire Doors\Fire Doors Sliding (Fire Curtain)- FRD | 1022920
19-S1 | 19-S1 Hollywood Courthouse | 19-S1-G2023-150-PEG01 | Security Parking Gate - PEG ¦ G2023-150-PEG | HySecurity | 041101-1729-878 | 222 CE ST | OM00046756 |  | Exterior | NA | NA | NA | NA | DNA | 16.5/8.58/8.3 | Electric | DNA | NA | NA | \Classifications\Building System Class\G20-Other Systems\G2020 - Parking Lots\Secured Parking Gate - PEG | 1022921
19-S1 | 19-S1 Hollywood Courthouse | 19-S1-D3042-220-EFN09 | Exhaust Fan (Basement) | Thermador Div. Norris Ind. | DNA | DNA | OM00046760 |  | Wall | NA | NA | NA | NA | 120 | 2.5 | NA | NA | NAN | NA | \Classifications\Building System Class\D30-HVAC Systems\D3040 - Distribution SYS\Supply/Exhaust/Return fans- FAN | 1022922
19-S1 | 19-S1 Hollywood Courthouse | 19-S1-D2030-410-PMS01 | SEWAGE EJECTOR PUMP #1 | Liberty Pump | 000S000000000 | D3648LSG202-C | OM00046726 |  | Secured parking area | NA | NA | NA | 2 | 208-230V | NA | Electric | 1 | NA | NA | \Classifications\Building System Class\D20-Plumbing\D2030 - Sani Waste\Sewage Ejector Pump - PMS | 1022923
19-S1 | 19-S1 Hollywood Courthouse | 19-S1-D2030-410-PMS02 | SEWAGE EJECTOR PUMP #2 | Liberty Pump | 000S000000000 | D3648LSG202-C | OM00046726 |  | Secured Parking Area | NA | NA | NA | 2 | 208-230V | NA | Electric | 1 | NA | NA | \Classifications\Building System Class\D20-Plumbing\D2030 - Sani Waste\Sewage Ejector Pump - PMS | 1022924
19-S1 | 19-S1 Hollywood Courthouse | 19-S1-D2023-310-WBS01 | DOMESTIC BOOSTER PUMP | Flexon | H2P2503315 | H2P25 | OM00046759 |  | Parking area | NA | NA | NA | DNA | DNA | DNA | DNA | DNA | NA | NA | \Classifications\Building System Class\D20-Plumbing\D2020 - Domestic Water\Domestic Water Booster System - WBS | 1022925
19-T1 | 19-T1 Metropolitan Courthouse | 19-T1-B2010-100-BLD01 | Building | NA | NA | NA | OM00035412 |  | Exterior | NA | NA | NA | NA | NA | NA | NA | 1 | NA | NA | \Classifications\Building System Class\B20-General Building Exterior\B2010 - Exterior Walls\Building - BLD | 1014743
19-T1 | 19-T1 Metropolitan Courthouse | 19-T1-B2034-400-DOH01 | Overhead Roll-up Gate #1 | Lawrence Roll-Up Door | 116012 | NA | OM00035427 |  | Basment Parking Garage South Side Sherriff's Sally Port | NA | NA | NA | 1.0 | 240 | 6.0/3.0 | Electric | 3 | NA | NA | \Classifications\Building System Class\B20-General Building Exterior\B2030 - Exterior Doors\Door,Overhead-Shutter,Manual,Elec,Roll-up - DOH | 1014744
19-T1 | 19-T1 Metropolitan Courthouse | 19-T1-B2034-400-DOH02 | Overhead Roll-up Gate #2 | Raynor Door | S00035526 | NA | OM00035428 |  | Northside Employee Parking Garage | NA | NA | NA | 1.0 | 240 | 6.0/3.0 | Electric | 3 | NA | NA | \Classifications\Building System Class\B20-General Building Exterior\B2030 - Exterior Doors\Door,Overhead-Shutter,Manual,Elec,Roll-up - DOH | 1014745
19-T1 | 19-T1 Metropolitan Courthouse | 19-T1-B2034-400-DOH03 | Overhead Roll-up Gate #3 | Lawrence Roll-Up Door | 107391 | NA | OM00035424 |  | Right Above Public Entrance | NA | NA | NA | 1/2 | 240 | 6.0/3.0 | Electric | 3 | NA | NA | \Classifications\Building System Class\B20-General Building Exterior\B2030 - Exterior Doors\Door,Overhead-Shutter,Manual,Elec,Roll-up - DOH | 1014746
19-T1 | 19-T1 Metropolitan Courthouse | 19-T1-B2034-400-DOH04 | Overhead Roll-up Gate #4 | Lawrence Roll-Up Door | 107358 | NA | OM00035431 |  | Basement Garage Parking Entrance Southside | NA | NA | NA | 1/2 | 240 | 6.0/3.0 | Electric | 3 | NA | NA | \Classifications\Building System Class\B20-General Building Exterior\B2030 - Exterior Doors\Door,Overhead-Shutter,Manual,Elec,Roll-up - DOH | 1014747
19-T1 | 19-T1 Metropolitan Courthouse | 19-T1-B3010-100-RUF01 | Roof | NA | NA | NA | OM00035420 |  | Roof | NA | NA | NA | NA | NA | NA | NA | 1 | NA | NA | \Classifications\Building System Class\B30-Roofing\B3010 - Roof Types\Roof - RUF | 1014748
19-T1 | 19-T1 Metropolitan Courthouse | 19-T1-D1010-100-ELE01 | Electric Elevator #1 So. | Otis | 337001 | 219HT | OM00035355 | State ID# 053881¦Under Modernization Phase IV 10/11/2019 until 02/17/2020 | Elevator Room | NA | NA | NA | 44 | 240 | 152 | Electric | 3 | NA | NA | \Classifications\Building System Class\D10-Conveyance Systems\D1010 - Elevator\Elevator,Electric,Pass/Freight - ELE | 1014749
19-T1 | 19-T1 Metropolitan Courthouse | 19-T1-D1010-100-ELE02 | Electric Elevator #2 | Otis | 337002 | 219HT | OM00035356 | State ID# 053882¦Under Modernization Phase III 7/11/2019 until 10/10/2019 | Elevator Room | NA | NA | NA | 44 | 240 | 152 | Electric | 3 | NA | NA | \Classifications\Building System Class\D10-Conveyance Systems\D1010 - Elevator\Elevator,Electric,Pass/Freight - ELE | 1014750
19-T1 | 19-T1 Metropolitan Courthouse | 19-T1-D1010-100-ELE03 | Electric Elevator #3 | Otis | 337003 | 219HT | OM00035357 | State ID# 053883¦Under Modernization Phase I until 4/5/2019 | Elevator Room | NA | NA | NA | 44 | 240 | 152 | Electric | 3 | NA | NA | \Classifications\Building System Class\D10-Conveyance Systems\D1010 - Elevator\Elevator,Electric,Pass/Freight - ELE | 1014751
19-T1 | 19-T1 Metropolitan Courthouse | 19-T1-D1010-100-ELE04 | Electric Elevator #4 | Otis | 337004 | 219HT | OM00035358 | State ID# 053884¦Under Modernization Phase II until 7/10/2019 | Elevator Room | NA | NA | NA | 44 | 240 | 152 | Electric | 3 | NA | NA | \Classifications\Building System Class\D10-Conveyance Systems\D1010 - Elevator\Elevator,Electric,Pass/Freight - ELE | 1014752
19-T1 | 19-T1 Metropolitan Courthouse | 19-T1-D1010-100-ELE05 | Electric Elevator #5 | Otis | 337005 | 219HT | OM00035359 | State ID# 053885¦Under Modernization Phase I until 4/5/2019 | Elevator Room | NA | NA | NA | 44 | 240 | 152 | Electric | 3 | NA | NA | \Classifications\Building System Class\D10-Conveyance Systems\D1010 - Elevator\Elevator,Electric,Pass/Freight - ELE | 1014753
19-T1 | 19-T1 Metropolitan Courthouse | 19-T1-D1010-100-ELE06 | Electric Elevator #6 | Otis | 337006 | 219HT | OM00035360 | State ID# 053760¦Under Modernization Phase III 7/11/2019 until 10/10/2019 | Elevator Room | NA | NA | NA | 44 | 240 | 152 | Electric | 3 | NA | NA | \Classifications\Building System Class\D10-Conveyance Systems\D1010 - Elevator\Elevator,Electric,Pass/Freight - ELE | 1014754
19-T1 | 19-T1 Metropolitan Courthouse | 19-T1-D1010-100-ELE07 | Electric Elevator #7 | Otis | 337007 | 219HT | OM00035361 | State ID# 053761 | Elevator Room | NA | NA | NA | 44 | 240 | 152 | Electric | 3 | NA | NA | \Classifications\Building System Class\D10-Conveyance Systems\D1010 - Elevator\Elevator,Electric,Pass/Freight - ELE | 1014755
19-T1 | 19-T1 Metropolitan Courthouse | 19-T1-D1010-100-ELE08 | Electric Elevator #8 | Otis | 337008 | 219HT | OM00035362 | State ID# 053888¦Under Modernization Phase I until 4/5/2019 | Elevator Room | NA | NA | NA | 44 | 240 | 152 | Electric | 3 | NA | NA | \Classifications\Building System Class\D10-Conveyance Systems\D1010 - Elevator\Elevator,Electric,Pass/Freight - ELE | 1014756
19-T1 | 19-T1 Metropolitan Courthouse | 19-T1-D1010-100-ELE09 | Electric Elevator #9 | Otis | 337009 | 219HT | OM00035363 | State ID# 053889¦Under Modernization Phase IIb until 6/15/2019 | Elevator Room | NA | NA | NA | 44 | 240 | 152 | Electric | 3 | NA | NA | \Classifications\Building System Class\D10-Conveyance Systems\D1010 - Elevator\Elevator,Electric,Pass/Freight - ELE | 1014757
19-T1 | 19-T1 Metropolitan Courthouse | 19-T1-D1010-100-ELE10 | Electric Elevator #10 | Otis | 337543 | 219HT | OM00035326 | State ID# 053890¦Under Modernization Phase II until 7/10/2019 | Elevator Room | NA | NA | NA | 44 | 240 | 152 | Electric | 3 | NA | NA | \Classifications\Building System Class\D10-Conveyance Systems\D1010 - Elevator\Elevator,Electric,Pass/Freight - ELE | 1014758
19-T1 | 19-T1 Metropolitan Courthouse | 19-T1-D1010-100-ELE11 | Electric Elevator #11 | Otis | 337544 | 219HT | OM00035366 | State ID# 053891¦Under Modernization Phase IV 10/11/2019 until 02/17/2020 | Elevator Room | NA | NA | NA | 42 | 240 | 145 | Electric | 3 | NA | NA | \Classifications\Building System Class\D10-Conveyance Systems\D1010 - Elevator\Elevator,Electric,Pass/Freight - ELE | 1014759
19-T1 | 19-T1 Metropolitan Courthouse | 19-T1-D1010-100-ELE12 | Electric Elevator #12 | Otis | 372442 | 219HT | OM00035364 | State ID# 053892¦Under Modernization Phase III 7/11/2019 until 10/10/2019 | Elevator Room | NA | NA | NA | 33 | 240 | 114 | Electric | 3 | NA | NA | \Classifications\Building System Class\D10-Conveyance Systems\D1010 - Elevator\Elevator,Electric,Pass/Freight - ELE | 1014760
19-T1 | 19-T1 Metropolitan Courthouse | 19-T1-D1010-100-ELE13 | Elevator #13 | Otis | JE2372206 | 5KL286AK258V | OM00035365 | State ID# 053893¦Under Modernization Phase IV 10/11/2019 until 02/17/2020 | Elevator Room | NA | NA | NA | 40 | 240/480 | 92.4-46.2 | Hydraulic | 3 | NA | NA | \Classifications\Building System Class\D10-Conveyance Systems\D1010 - Elevator\Elevator,Hydraulic,Pass/Freight - ELE | 1014761
19-T1 | 19-T1 Metropolitan Courthouse | 19-T1-D2017-100-SHW01 | Eye Washer, Emergency Shower | Haws | NA | 006700007D | OM00035391 |  | Chiller Room | NA | NA | NA | NA | NA | NA | NA | 2 | NA | NA | \Classifications\Building System Class\D20-Plumbing\D2010 - Plumb Fix\Showers - SHW | 1014762
19-T1 | 19-T1 Metropolitan Courthouse | 19-T1-D2023-310-HWP01 | Hot Water Circulating Pump #1 | Taco Pumps | 2031262 | 1935-S13 | OM00035377 |  | Boiler Room | NA | NA | NA | 3/4 | 110/240 | 10.80/5.40 | Electric | 1 | NA | NA | \Classifications\Building System Class\D20-Plumbing\D2020 - Domestic Water\Domestic Hot Water Circulating Pump - HWP | 1014763
19-T1 | 19-T1 Metropolitan Courthouse | 19-T1-D2023-310-HWP02 | Hot Water Circulating Pump #2` | Taco Pumps | NA | 1935-C1E1 | OM00035378 |  | Boiler Room | NA | NA | NA | 3/4 | 110/240 | 10.80/5.40 | Electric | 1 | NA | NA | \Classifications\Building System Class\D20-Plumbing\D2020 - Domestic Water\Domestic Hot Water Circulating Pump - HWP | 1014764
19-T1 | 19-T1 Metropolitan Courthouse | 19-T1-D2023-310-HWP03 | Hot Water Circulating Pump #3 | Taco Pumps | 2031377 | 1935-S13 | OM00035379 |  | Boiler Room | NA | NA | NA | 3/4 | 110/240 | 10.80/5.40 | Electric | 1 | NA | NA | \Classifications\Building System Class\D20-Plumbing\D2020 - Domestic Water\Domestic Hot Water Circulating Pump - HWP | 1014765
19-T1 | 19-T1 Metropolitan Courthouse | 19-T1-D2023-310-HWP04 | Hot Water Circulating Pump #4 | Taco Pumps | NA | 10678978 | OM00035380 |  | Boiler Room | NA | NA | NA | 3/4 | 110 | 10.80/5.40 | Electric | 1 | NA | NA | \Classifications\Building System Class\D20-Plumbing\D2020 - Domestic Water\Domestic Hot Water Circulating Pump - HWP | 1014766
19-T1 | 19-T1 Metropolitan Courthouse | 19-T1-D2023-310-HWP05 | Hot Water Circulating Pump #5 | Bell & Gossett | 172709LF | B604S031 | OM00035375 |  | Boiler Room | NA | NA | NA | 1/3 | 240/480 | 1.4-1.6/0.8 | Electric | 3 | NA | NA | \Classifications\Building System Class\D20-Plumbing\D2020 - Domestic Water\Domestic Hot Water Circulating Pump - HWP | 1014767
19-T1 | 19-T1 Metropolitan Courthouse | 19-T1-D2023-310-WBS01 | Domestic Water Booster System Pump | Paco Pump | STLD10436B_B | NA | OM00035314 |  | Air Handler Room | NA | NA | NA | 7.5 | 240/480 | 18.8-17.4/8.7 | Electric | 3 | NA | NA | \Classifications\Building System Class\D20-Plumbing\D2020 - Domestic Water\Domestic Water Booster System - WBS | 1014768
19-T1 | 19-T1 Metropolitan Courthouse | 19-T1-D2022-260-HWG01 | Gas Hot Water Heater | RBI | 030745680 | LW225 | OM00035373 |  | Boiler Room | NA | NA | NA | NA | 110 | 12 | Gas | 1 | 225,000 | NA | \Classifications\Building System Class\D20-Plumbing\D2020 - Domestic Water\Domestic Water Heater, Gas - HWG | 1014769
19-T1 | 19-T1 Metropolitan Courthouse | 19-T1-D2040-100-PSU03 | Sump Pump #3 | Aurora Pump | NA | 303319 | OM00035429 |  | Center of the Garage | NA | NA | NA | 5 | 240/480 | 14/7 | Electric | 1 | NA | NA | \Classifications\Building System Class\D20-Plumbing\D2040 - Rain Drain\Sump Pump - PSU | 1014772
19-T1 | 19-T1 Metropolitan Courthouse | 19-T1-D2040-100-PSU04 | Sump Pump #4 | Aurora Pump | NA | 303319 | OM00035430 |  | Center of the Garage | NA | NA | NA | 5 | 240/480 | 14/7 | Electric | 1 | NA | NA | \Classifications\Building System Class\D20-Plumbing\D2040 - Rain Drain\Sump Pump - PSU | 1014773
19-T1 | 19-T1 Metropolitan Courthouse | 19-T1-D3020-100-HET01 | Hot Water Expansion Tank Large | Downey | 3101 | NA | OM00035374 |  | Boiler Room | NA | NA | NA | NA | NA | NA | NA |  | NA | NA | \Classifications\Building System Class\D30-HVAC Systems\D3020 - Heat SYS\Heater Water Expansion Tank - HET | 1014774
19-T1 | 19-T1 Metropolitan Courthouse | 19-T1-D3044-125-PHW01 | Hot Water Pump #1 | Aurora Pump | 70-1316-3 | OJPA-BF | OM00035389 |  | Chiller Room | NA | NA | NA | 25 | 240/480 | 62/31 | Electric | 3 | NA | NA | \Classifications\Building System Class\D30-HVAC Systems\D3040 - Distribution SYS\Hot Water Pump - PHW | 1014775
19-T1 | 19-T1 Metropolitan Courthouse | 19-T1-D3021-130-BLR01 | Gas Hot Water Boiler #1 | RBI | 040952944 | DB1950 | OM00035336 |  | Boiler Room | NA | NA | NA | NA | 110 | 12 | Natural gas | 1 | 1,950,000 | 1,657,500 | \Classifications\Building System Class\D30-HVAC Systems\D3020 - Heat SYS\Boiler,Hot Water,Oil/Gas/Comb. - BLR | 1014777
19-T1 | 19-T1 Metropolitan Courthouse | 19-T1-D3021-130-BLR02 | Gas Hot Water Boiler #2 | RBI | 040952941 | DB1950 | OM00035334 |  | Boiler Room | NA | NA | NA | NA | 110 | 12 | Natural gas | 1 | 1,950,000 | 1,657,500 | \Classifications\Building System Class\D30-HVAC Systems\D3020 - Heat SYS\Boiler,Hot Water,Oil/Gas/Comb. - BLR | 1014778
19-T1 | 19-T1 Metropolitan Courthouse | 19-T1-D3021-130-BLR03 | Gas Hot Water Boiler #3 | RBI | 040952945 | DB1950 | OM00035335 |  | Boiler Room | NA | NA | NA | NA | 110 | 12 | Natural gas | 1 | 1,950,000 | 1,657,500 | \Classifications\Building System Class\D30-HVAC Systems\D3020 - Heat SYS\Boiler,Hot Water,Oil/Gas/Comb. - BLR | 1014779
19-T1 | 19-T1 Metropolitan Courthouse | 19-T1-D3021-130-BLR04 | Gas Hot Water Boiler #4 | RBI | 040952940 | DB1950 | OM00035332 |  | Boiler Room | NA | NA | NA | NA | 110 | 12 | Natural gas | 1 | 1,950,000 | 1,657,500 | \Classifications\Building System Class\D30-HVAC Systems\D3020 - Heat SYS\Boiler,Hot Water,Oil/Gas/Comb. - BLR | 1014780
19-T1 | 19-T1 Metropolitan Courthouse | 19-T1-D2090-230-WIP03 | Water Treatment Pump #3 | Walchem | 1605030298 | WCT-410/1N2V | OM00035394 |  | Chiller Room | NA | NA | NA | NA | 240 | 2.2 | Electric | 1 | NA | NA | \Classifications\Building System Class\D20-Plumbing\D2090 - Other Plumbing SYS\Water Treatment Inhibitor Pump - WIP | 1014781
19-T1 | 19-T1 Metropolitan Courthouse | 19-T1-D2090-230-WIP01 | Aqua Trak Controller | Aqua Trac | F1890211 | Smart Flex | OM00035406 |  | Chiller Room | NA | NA | NA | NA | 110 | 2 | Electric | 1 | NA | NA | \Classifications\Building System Class\D20-Plumbing\D2090 - Other Plumbing SYS\Water Treatment Inhibitor Pump - WIP | 1014782
19-T1 | 19-T1 Metropolitan Courthouse | 19-T1-D3030-110-CTW01 | Cooling Tower #1 | DAC | U176485402-01-01 | PT2-1012A-2L1 | OM00035792 |  | Cooling Tower | NA | NA | NA | 25 | 480 | 30.8 | Electric | 3 | NA | NA | \Classifications\Building System Class\D30-HVAC Systems\D3030 - Cooling SYS\Cooling Tower - CTW | 1014783
19-T1 | 19-T1 Metropolitan Courthouse | 19-T1-D3030-110-CTW02 | Cooling Tower #2 | DAC | U176485401-01-01 | PT2-1012A-2L1 | OM00035793 |  | Cooling Tower | NA | NA | NA | 25 | 480 | 30.8 | Electric | 3 | NA | NA | \Classifications\Building System Class\D30-HVAC Systems\D3030 - Cooling SYS\Cooling Tower - CTW | 1014784
19-T1 | 19-T1 Metropolitan Courthouse | 19-T1-D3031-130-CLR01 | Water Cooled Chiller #1 | Multistack | AG 11-036 | MS0392FC1M2W2H1CC87LO-R134A | OM00035789 |  | Mechanical Room | NA | NA | R-134A | NA | 480 | DNA | Electric | 3 | NA | NA | \Classifications\Building System Class\D30-HVAC Systems\D3030 - Cooling SYS\Chiller, Water Cooled - CLR | 1014785
19-T1 | 19-T1 Metropolitan Courthouse | 19-T1-D3031-130-CLR02 | Water Cooled Chiller #2 | Multistack | AG 11-035 | MS0392FC1M2W2H1CC87LO-R134A | OM00035790 |  | Mechanical Room | NA | NA | R-134A | NA | 480 | DNA | Electric | 3 | NA | NA | \Classifications\Building System Class\D30-HVAC Systems\D3030 - Cooling SYS\Chiller, Water Cooled - CLR | 1014786
19-T1 | 19-T1 Metropolitan Courthouse | 19-T1-D3031-100-PCH02 | Cooling Tower Water Pump #2 | Aurora Pump | 70-1797-2 | R-357 | OM00035352 |  | Chiller Room | NA | NA | NA | 40 | 240/480 | 91/46 | Electric | 3 | NA | NA | \Classifications\Building System Class\D30-HVAC Systems\D3030 - Cooling SYS\Chilled Water Pump - PCH | 1014788
19-T1 | 19-T1 Metropolitan Courthouse | 19-T1-D3031-100-PCH03 | Chilled Water Pump #3 | Aurora Pump | NA | 5K324AK205 | OM00035349 |  | Chiller Room | NA | NA | NA | 40 | 240/480 | 106/53 | Electric | 3 | NA | NA | \Classifications\Building System Class\D30-HVAC Systems\D3030 - Cooling SYS\Chilled Water Pump - PCH | 1014789
19-T1 | 19-T1 Metropolitan Courthouse | 19-T1-D3031-100-PCH04 | Chilled Water Pump #4 | Aurora Pump | 70-1796-2 | R-1715-01-269 | OM00035350 |  | Chiller Room | NA | NA | NA | 40 | 240/480 | 96/48 | Electric | 3 | NA | NA | \Classifications\Building System Class\D30-HVAC Systems\D3030 - Cooling SYS\Chilled Water Pump - PCH | 1014790
19-T1 | 19-T1 Metropolitan Courthouse | 19-T1-D3050-250-ACU01 | Air Conditioning, Split System (Outside Boiler Rm) | Mitsubishi Electric | 69E00738D | PU24EK1 | OM00035402 |  | Near Stairwell 9 | NA | NA | R-22 | NA | 208/230 | 11.5/5.4 | Electric | 1 | NA | NA | \Classifications\Building System Class\D30-HVAC Systems\D3050 - Package SYS\Air Conditioning,Split System - ACU | 1014791
19-T1 | 19-T1 Metropolitan Courthouse | 19-T1-D3050-250-ACU02 | Air Conditioning, Split System (Outside Boiler Rm) | Mitsubishi Electric | 69E00L8TD | PU24EK1 | OM00035403 |  | Near Stairwell 9 | NA | NA | R-22 | NA | 208/230 | 11.5/5.4 | Electric | 1 | NA | NA | \Classifications\Building System Class\D30-HVAC Systems\D3050 - Package SYS\Air Conditioning,Split System - ACU | 1014792
19-T1 | 19-T1 Metropolitan Courthouse | 19-T1-D3041-110-AHU01 | Air Handler Unit #1 | McQuay Inc | 802574-010 | LM267V | OM00035315 |  | Air Handler Room | 24X24X2 | NA | Chilled water | 10 | 230/460 | 24.70-12.30 | Electric | 3 | NA | NA | \Classifications\Building System Class\D30-HVAC Systems\D3040 - Distribution SYS\Air Handling Unit - AHU | 1014794
19-T1 | 19-T1 Metropolitan Courthouse | 19-T1-D3041-110-AHU02 | Air Handler Unit #2 | McQuay Inc | 802574 | LMI141V | OM00035409 |  | Mechanical Room | 24X24X2 | NA | Chilled water | 25 | 230/460 | 63.0-31.5 | Electric | 3 | NA | NA | \Classifications\Building System Class\D30-HVAC Systems\D3040 - Distribution SYS\Air Handling Unit - AHU | 1014795
19-T1 | 19-T1 Metropolitan Courthouse | 19-T1-D3041-110-AHU03 | Air Handler Unit #3 | McQuay Inc | 802574-030 | 030-LML150AV | OM00035421 |  | Air Handler Room | 24X24X2 | NA | Chilled water | 20 | 230/460 | 52/26 | Electric | 3 | NA | NA | \Classifications\Building System Class\D30-HVAC Systems\D3040 - Distribution SYS\Air Handling Unit - AHU | 1014796
19-T1 | 19-T1 Metropolitan Courthouse | 19-T1-D3041-110-AHU04 | Air Handler Unit #4 | McQuay Inc | 802574-040 | 040-LML150AV | OM00035400 |  | Air Handler Room | 24x24x12 (15) | NA | Chilled water | 20 | 240/480 | 49/24.5 | Electric | 3 | NA | NA | \Classifications\Building System Class\D30-HVAC Systems\D3040 - Distribution SYS\Air Handling Unit - AHU | 1014797
19-T1 | 19-T1 Metropolitan Courthouse | 19-T1-D3041-110-AHU05 | Air Handler Unit #5 | McQuay Inc | 802574-080 | 050-LML150AV | OM00035399 |  | Air Handler Room | B162 (3) | 24x24x12 (15) | Chilled water | 20 | 240/480 | 53.0/26.5 | Electric | 3 | NA | NA | \Classifications\Building System Class\D30-HVAC Systems\D3040 - Distribution SYS\Air Handling Unit - AHU | 1014798
19-T1 | 19-T1 Metropolitan Courthouse | 19-T1-D3041-110-AHU06 | Air Handler Unit #6 | McQuay Inc | NA | 060-LML150AV | OM00035398 |  | Air Handler Room | B180 (4) | 24X24X12 (15) | Chilled water | 25 | 240/480 | 60/30 | Electric | 3 | NA | NA | \Classifications\Building System Class\D30-HVAC Systems\D3040 - Distribution SYS\Air Handling Unit - AHU | 1014799
19-T1 | 19-T1 Metropolitan Courthouse | 19-T1-D3041-110-AHU07 | Air Handler Unit #7 | McQuay Inc | NA | 170-LML150AV | OM00035396 |  | Air Handler Room | B180 (4) | 24x24x12 (18) | Chilled water | 25 | 240/480 | 62.1/31.2 | Electric | 3 | NA | NA | \Classifications\Building System Class\D30-HVAC Systems\D3040 - Distribution SYS\Air Handling Unit - AHU | 1014800
19-T1 | 19-T1 Metropolitan Courthouse | 19-T1-D3041-110-AHU08 | Air Handler Unit #8 | McQuay Inc | NA | 080-LML150AV | OM00035395 |  | Air Handler Room | B180 (4) | 24x24x12 (18) | Chilled water | 25 | 240/480 | 63/31.5 | Electric | 3 | NA | NA | \Classifications\Building System Class\D30-HVAC Systems\D3040 - Distribution SYS\Air Handling Unit - AHU | 1014801
19-T1 | 19-T1 Metropolitan Courthouse | 19-T1-D3041-110-AHU09 | Air Handler Unit #9 | McQuay Inc | NA | 090-LML164AV | OM00035393 |  | Air Handler Room | B173 (4) | 24x24x12 (20) | Chilled water | 25 | 240/480 | 66-60/30 | Electric | 3 | NA | NA | \Classifications\Building System Class\D30-HVAC Systems\D3040 - Distribution SYS\Air Handling Unit - AHU | 1014802
19-T1 | 19-T1 Metropolitan Courthouse | 19-T1-D3042-220-EFN01 | Exhaust Fan (10th Floor Elevator Rm) (Belt Driven) | Loren Cook | 46713-5936-1070 | BL24L4 | OM00035367 |  | Elevator Room | A-31 | NA | NA | 1/3 | 110 | 5.4 | Electric | 1 | NA | NA | \Classifications\Building System Class\D30-HVAC Systems\D3040 - Distribution SYS\Supply/Exhaust/Return fans- FAN | 1014806
19-T1 | 19-T1 Metropolitan Courthouse | 19-T1-D3042-220-EFN02 | Exhaust Fan #1 (Belt Driven) | McQuay Inc | 802574-200 | DMP1016 | OM00035306 |  | Engineer's Room | AP-51 (1) | NA | NA | 1/2 | 110 | 15.0/7.4 | Electric | 1 | NA | NA | \Classifications\Building System Class\D30-HVAC Systems\D3040 - Distribution SYS\Supply/Exhaust/Return fans- FAN | 1014807
19-T1 | 19-T1 Metropolitan Courthouse | 19-T1-D3042-220-EFN03 | Exhaust Fan (10th Floor Elevator Rm) (Belt Driven) | Dayton | NA | 3C145A | OM00035372 |  | Elevator Room | 4L280 (1) | NA | NA | 3/4 | 110/240 | 11.6/5.8 | Electric | 1 | NA | NA | \Classifications\Building System Class\D30-HVAC Systems\D3040 - Distribution SYS\Supply/Exhaust/Return fans- FAN | 1014808
19-T1 | 19-T1 Metropolitan Courthouse | 19-T1-D3042-220-EFN04 | Belt Driven Exhaust Fan #4 | Sheldons MFG Corp | NA | NA | OM00035329 |  | Near Stairwell #13 | B70 (2) | NA | NA | 7.5 | 240/480 | 21/10.5 | Electric | 3 | NA | NA | \Classifications\Building System Class\D30-HVAC Systems\D3040 - Distribution SYS\Supply/Exhaust/Return fans- FAN | 1014809
19-T1 | 19-T1 Metropolitan Courthouse | 19-T1-D3042-220-EFN05 | Exhaust Fan #3 (Belt Driven) | Loren Cook | 426713-9714 | 32CY11A | OM00035311 |  | Air Handler Room | A-78 (2) | NA | NA | 5 | 240/480 | 13.5/9.7-8.6 | Electric | 3 | NA | NA | \Classifications\Building System Class\D30-HVAC Systems\D3040 - Distribution SYS\Supply/Exhaust/Return fans- FAN | 1014810
19-T1 | 19-T1 Metropolitan Courthouse | 19-T1-D3042-220-EFN06 | Belt Driven Exhaust Fan #6 | Loren Cook | E1G551 | BL24L4 | OM00035371 |  | Elevator Room | 4L340 (1) | NA | NA | 1/3 | 110 | 5.4 | Electric | 1 | NA | NA | \Classifications\Building System Class\D30-HVAC Systems\D3040 - Distribution SYS\Supply/Exhaust/Return fans- FAN | 1014811
19-T1 | 19-T1 Metropolitan Courthouse | 19-T1-D3042-220-EFN12 | Belt Driven Exhaust Fan #12 | Sheldons MFG Corp | U700663 | 200 | OM00035330 |  | Outside Chiller Room Westside of Building | A42 (2) | NA | NA | 2 | 240/480 | 7.6/3.8 | Electric | 3 | NA | NA | \Classifications\Building System Class\D30-HVAC Systems\D3040 - Distribution SYS\Supply/Exhaust/Return fans- FAN | 1014812
19-T1 | 19-T1 Metropolitan Courthouse | 19-T1-D3042-220-EFN13 | Belt Driven Exhaust Fan #13 | Sheldons MFG Corp | U700664 | 122 | OM00035583 |  | Roof - behind boiler room | 4L290 (2) | NA | NA | 3/4 | 240/480 | 3.4/1.7 | Electric | 3 | NA | NA | \Classifications\Building System Class\D30-HVAC Systems\D3040 - Distribution SYS\Supply/Exhaust/Return fans- FAN | 1014813
19-T1 | 19-T1 Metropolitan Courthouse | 19-T1-D3042-220-EFN14 | Belt Driven Exhaust Fan #14 | Loren Cook | 46713-9702 | 2CV3R | OM00035401 |  | Duct Exhaust | A-52 (1) | NA | NA | 1/3 | 110 | 5.4 | Electric | 1 | NA | NA | \Classifications\Building System Class\D30-HVAC Systems\D3040 - Distribution SYS\Supply/Exhaust/Return fans- FAN | 1014814
19-T1 | 19-T1 Metropolitan Courthouse | 19-T1-D3042-220-EFN15 | Belt Driven Exhaust Fan #15 | Loren Cook | 46713-9701 | 2CV3R | OM00035397 |  | Air Handler Room | 4L540 (1) | NA | NA | 1/3 | 110 | 5.4 | Electric | 1 | NA | NA | \Classifications\Building System Class\D30-HVAC Systems\D3040 - Distribution SYS\Supply/Exhaust/Return fans- FAN | 1014815
19-T1 | 19-T1 Metropolitan Courthouse | 19-T1-D3042-220-EFN17 | Belt Driven Exhaust Fan #17 | Sheldons MFG Corp | U700665 | 122 | OM00035310 |  | Air Handler Room | 4L330 (2) | NA | NA | 1 | 240/480 | 6/4.2 | Electric | 3 | NA | NA | \Classifications\Building System Class\D30-HVAC Systems\D3040 - Distribution SYS\Supply/Exhaust/Return fans- FAN | 1014816
19-T1 | 19-T1 Metropolitan Courthouse | 19-T1-D3050-250-ACU04 | Air Conditioning, Split System (Cooling Tower Roof) | Carrier | 4498E17247 | 38CKC060300 | OM00035385 |  | Cooling Tower Encloser | NA | NA | R-22 | 0.25 | 208-230 | 28.9 | Electric | 1 | NA | NA | \Classifications\Building System Class\D30-HVAC Systems\D3050 - Package SYS\Air Conditioning,Split System - ACU | 1014819
19-T1 | 19-T1 Metropolitan Courthouse | 19-T1-D3050-250-ACU05 | Air Conditioning, Split System (Cooling Tower Roof) | Carrier | 4498E17241 | 38CKC060300 | OM00035386 |  | Cooling Tower Encloser | NA | NA | R-22 | 0.25 | 208-230 | 28.9 | Electric | 1 | NA | NA | \Classifications\Building System Class\D30-HVAC Systems\D3050 - Package SYS\Air Conditioning,Split System - ACU | 1014820
19-T1 | 19-T1 Metropolitan Courthouse | 19-T1-D3050-250-ACU06 | Air Conditioning, Split System (Cooling Tower Roof) | Carrier | 4498E17227 | 38CKC060300 | OM00035387 |  | Cooling Tower Encloser | NA | NA | R-22 | 0.25 | 208-230 | 28.9 | Electric | 1 | NA | NA | \Classifications\Building System Class\D30-HVAC Systems\D3050 - Package SYS\Air Conditioning,Split System - ACU | 1014821
19-T1 | 19-T1 Metropolitan Courthouse | 19-T1-D3090-114-CMP01 | COMPRESSOR, CONTROL AIR #1 | Ingersoll Rand | 30T737521 | T3015120H | OM00035347 |  | Chiller Room | B-87 | NA | NA | 10 | 240 | 26.6/113.3 | Electric | 3 | NA | NA | \Classifications\Building System Class\D30-HVAC Systems\D3090 - Other HVAC Systems and Equipment\Air Compressor - CMP | 1014823
19-T1 | 19-T1 Metropolitan Courthouse | 19-T1-D3090-114-CMP02 | COMPRESSOR, CONTROL AIR #2 | Ingersoll Rand | 30T737522 | T3015120H | OM00035348 |  | Chiller Room | B-87 | NA | NA | 10 | 240 | 26.6/113.3 | Electric | 3 | NA | NA | \Classifications\Building System Class\D30-HVAC Systems\D3090 - Other HVAC Systems and Equipment\Air Compressor - CMP | 1014824
19-T1 | 19-T1 Metropolitan Courthouse | 19-T1-D4010-150-FMS01 | Fire Systems, All Stand Pipe #1 | NA | NA | NA | OM00035422 |  | Infront of Courthouse | NA | NA | NA | NA | NA | NA | NA | 3 | NA | NA | \Classifications\Building System Class\D40-Fire Protection SYS\D4010 - Sprinkler SYS\Fire Systems, stand pipes - FMS | 1014825
19-T1 | 19-T1 Metropolitan Courthouse | 19-T1-D4010-150-FMS02 | Fire Systems, All Stand Pipe #2 | NA | NA | NA | OM00035423 |  | Infront of Courthouse Hill Street | NA | NA | NA | NA | NA | NA | NA | 3 | NA | NA | \Classifications\Building System Class\D40-Fire Protection SYS\D4010 - Sprinkler SYS\Fire Systems, stand pipes - FMS | 1014826
19-T1 | 19-T1 Metropolitan Courthouse | 19-T1-D2023-100-BFP01 | BACKFLOW PREVENTER #1 (3" FIRE PUMP) | Wilkins | A03825 | 950 3" | OM00035313 | OW0209916-FA0234832-BD0042856-MARCH | Air Handler Room (LAPHD FORM REQUIRED) | NA | NA | NA | NA | NA | NA | NA | 3 | NA | NA | \Classifications\Building System Class\D20-Plumbing\D2020 - Domestic Water\Backflow Preventer - BFP | 1014827
19-T1 | 19-T1 Metropolitan Courthouse | 19-T1-D2023-100-BFP02 | Backflow Preventer #2 (Basement Parking Garage) (8") | Wilkins | 30357 | 975 | OM00035321 |  | Parking Garage | NA | NA | NA | NA | NA | NA | NA | 3 | NA | NA | \Classifications\Building System Class\D20-Plumbing\D2020 - Domestic Water\Backflow Preventer - BFP | 1014828
19-T1 | 19-T1 Metropolitan Courthouse | 19-T1-D4022-210-FSG01 | Electric Motor Driven Fire Pump | Johnston Vertical Pump | GC-1233 | NA | OM00035312 |  | Air Handler Room | NA | NA | NA | NA | 240 | 30.1/60.2 | Electric | 3 | NA | NA | \Classifications\Building System Class\D40-Fire Protection SYS\D4020 - Stand Pipe\Pump,Fire,Electric Motor Driven - FSG | 1014831
19-T1 | 19-T1 Metropolitan Courthouse | 19-T1-D4031-100-FEX147 | Fire Extinguishers (147) | NA | NA | NA | OM00035419 |  | All | NA | NA | NA | NA | NA | NA | NA | 1 | NA | NA | \Classifications\Building System Class\D40-Fire Protection SYS\D4030 - FIRE SPEC\Fire Extinguisher - FEX | 1014832
19-T1 | 19-T1 Metropolitan Courthouse | 19-T1-D5010-200-ESD02 | Electrical Switchboard (Room A18) | GE | NA | 14261-N1 | OM00035317 |  | Air Handler Room | NA | NA | NA | NA | 480 | 6000 | Electric | 3 | NA | NA | \Classifications\Building System Class\D50-Electrical SYS\D5010 - Elec Service & Dist\Electical Service and Distribution - ESD | 1014834
19-T1 | 19-T1 Metropolitan Courthouse | 19-T1-D5010-110-MCC01 | Motor Control Center | GE | B1A1T4-72C245806-1 | 78713B/P | OM00035308 |  | Air Handler Room | NA | NA | NA | NA | 480 | 600 | Electric | 3 | NA | NA | \Classifications\Building System Class\D50-Electrical SYS\D5010 - Elec Service & Dist\Chiller Room Electrical Panel - MCC | 1014835
19-T1 | 19-T1 Metropolitan Courthouse | 19-T1-D5010-200-ESD01 | Electrical Switchboard under 560 | GE | NA | 14261-N1 | OM00035320 |  | Electrical Room | NA | NA | NA | NA | 240 | 3000 | Electric | 3 | NA | NA | \Classifications\Building System Class\D50-Electrical SYS\D5010 - Elec Service & Dist\Electical Service and Distribution - ESD | 1014838
19-T1 | 19-T1 Metropolitan Courthouse | 19-T1-D5011-240-TRN01 | Electrical Transformer #1 | GE | NA | 9T23A3877 | OM00035307 |  | Air Handler Room | NA | NA | NA | NA | 480 | 225 | Electric | 3 | NA | NA | \Classifications\Building System Class\D50-Electrical SYS\D5010 - Elec Service & Dist\Transformer - TRN | 1014839
19-T1 | 19-T1 Metropolitan Courthouse | 19-T1-D5011-240-TRN02 | Electrical Transformer #2 | GE | NA | 9T23A3875 | OM00035309 |  | Air Handler Room | NA | NA | NA | NA | 480 | 112.5 | Electric | 3 | NA | NA | \Classifications\Building System Class\D50-Electrical SYS\D5010 - Elec Service & Dist\Transformer - TRN | 1014840
19-T1 | 19-T1 Metropolitan Courthouse | 19-T1-D5011-240-TRN03 | Electrical Transformer #3 | GE | NA | 9T51Y12 | OM00035415 |  | Caged Tool Area | NA | NA | NA | NA | 240 | 2 | Electric | 3 | NA | NA | \Classifications\Building System Class\D50-Electrical SYS\D5010 - Elec Service & Dist\Transformer - TRN | 1014841
19-T1 | 19-T1 Metropolitan Courthouse | 19-T1-D5036-200-CSY01 | Clock Systems | Applied Technical Systems | 0614-09481 | MC4181 | OM00035305 |  | Engineer Office | NA | NA | NA | NA | 110 | 1.0 | Electric | 1 | NA | NA | \Classifications\Building System Class\D50-Electrical SYS\D5030 - Comm & Security\Clock Systems - CSY | 1014843
19-T1 | 19-T1 Metropolitan Courthouse | 19-T1-D5037-710-FAP01 | Fire Alarm Panel ""FA Communicator"" | Silent Knigh | NA | 5104B | OM00035408 |  | DNA | NA | NA | NA | NA | 110 | 1.25 | Electric | 1 | NA | NA | \Classifications\Building System Class\D50-Electrical SYS\D5030 - Comm & Security\Fire Alarm Panel - FAP | 1014844
19-T1 | 19-T1 Metropolitan Courthouse | 19-T1-D5037-710-FAP02 | Fire Alarm panel #2 (Lobby Guardshack) | Hochiki Corp | NA | Firenet Plus | OM00035410 |  | Lobby Area Guardshack | NA | NA | NA | NA | 110 | DNA | Electric | 1 | NA | NA | \Classifications\Building System Class\D50-Electrical SYS\D5030 - Comm & Security\Fire Alarm Panel - FAP | 1014845
19-T1 | 19-T1 Metropolitan Courthouse | 19-T1-D5092-250-EML185 | Emergency (60) and Exit (125) Lighting | NA | NA | NA | OM00035417 |  | All | NA | NA | NA | NA | Other | NA | Electric | 1 | NA | NA | \Classifications\Building System Class\D50-Electrical SYS\D5090 - Elec SYS\Emergency And Exit Lighting - EML | 1014848
19-T1 | 19-T1 Metropolitan Courthouse | 19-T1-D3031-200-MTR01 | Chilled Water Meter Reading | Sensus | NA | 48882302 | OM00035354 |  | Chiller Room | NA | NA | NA | NA | NA | NA | NA | 1 | NA | NA | \Classifications\Building System Class\D30-HVAC Systems\D3030 - Cooling SYS\Meter Reading Chiller Water - MTR | 1014849
19-T1 | 19-T1 Metropolitan Courthouse | 19-T1-G2023-160-PEB01 | Security Parking Electric Barrier #1 | Engineered Parking Systems | N0217011 | P301 | OM00035425 |  | Employee Entrance | NA | NA | NA | .5 | 240 | 10.6/5.3 | Electric | 3 | NA | NA | \Classifications\Building System Class\G20-Other Systems\G2020 - Parking Lots\Security Parking Electric Barrier - PEB | 1014850
19-T1 | 19-T1 Metropolitan Courthouse | 19-T1-G2023-160-PEB02 | Security Parking Electric Barrier #2 | Engineered Parking Systems | N0217012 | P301 | OM00035426 |  | Employee Entrance Parking North Side | NA | NA | NA | .5 | 240 | 10.6/5.3 | Electric | 3 | NA | NA | \Classifications\Building System Class\G20-Other Systems\G2020 - Parking Lots\Security Parking Electric Barrier - PEB | 1014851
19-T1 | 19-T1 Metropolitan Courthouse | 19-T1-G3010-210-PWT01 | Potable Water Storage Tank #1 | NA | NA | NA | OM00035316 |  | Air Handler Room | NA | NA | NA | NA | DNA | DNA | DNA | 1 | NA | NA | \Classifications\Building System Class\G30-Site Mechanical Utilities\G3010 - Water Supply\Potable Water Storage Tank - PWT | 1014852
19-T1 | 19-T1 Metropolitan Courthouse | 19-T1-G3010-210-PWT02 | Potable Water Storage Tank #2 | Downey | 3082 | NA | OM00035376 |  | Boiler Room | NA | NA | NA | NA | DNA | DNA | DNA | 1 | NA | NA | \Classifications\Building System Class\G30-Site Mechanical Utilities\G3010 - Water Supply\Potable Water Storage Tank - PWT | 1014853
19-T1 | 19-T1 Metropolitan Courthouse | 19-T1-G3063-100-AST01 | Above Ground Fuel Storage Tank | Hoover Vault Tank | M383385 | L-D-P500P | OM00035434 |  | Diesel Fuel Rm - stairwell 3 | NA | NA | NA | NA | NA | NA | Diesel | 3 | NA | NA | \Classifications\Building System Class\G30-Site Mechanical Utilities\G3060 - Fuel Distribution\Tank, Fuel Storage, Above Ground - AST | 1014854
19-T1 | 19-T1 Metropolitan Courthouse | 19-T1-D3012-120-GMR01 | Gas Meter Reading | NA | NA | NA | OM00035432 |  | Rear of Court - facing Olive St. | NA | NA | NA | NA | NA | NA | NA | 3 | NA | NA | \Classifications\Building System Class\D30-HVAC Systems\D3010 - Energy Supply\Gas Meter Readings - GMR | 1014855
19-T1 | 19-T1 Metropolitan Courthouse | 19-T1-D2020-130-WMR01 | Metered Water Reading Meter (cooling tower #1) | Sensus | A7701087 | NA | OM00035582 |  | In front of cooling tower #1 | NA | NA | NA | NA | NA | NA | NA | 1 | NA | NA | \Classifications\Building System Class\D20-Plumbing\D2020 - Domestic Water\Water Meter Readings - WMR | 1014856
19-T1 | 19-T1 Metropolitan Courthouse | 19-T1-G2050-200-LSC01 | Landscaping | NA | NA | NA | OM00035416 |  | Grounds | NA | NA | NA | NA | NA | NA | NA | 1 | NA | NA | \Classifications\Building System Class\G20-Other Systems\G2050 - Landscaping\Landscaping - LSC | 1014857
19-T1 | 19-T1 Metropolitan Courthouse | 19-T1-D5092-250-ELT55 | Exterior Lighting (55) | NA | NA | NA | OM00035418 |  | Exterior | NA | NA | NA | NA | 240 | NA | NA | 1 | NA | NA | \Classifications\Building System Class\D50-Electrical SYS\D5090 - Elec SYS\Exterior Lighting - ELT | 1014858
19-T1 | 19-T1 Metropolitan Courthouse | 19-T1-G2049-300-HSC01 | Hardscape | NA | NA | NA | OM00035411 |  | Grounds | NA | NA | NA | NA | NA | NA | NA | 1 | NA | NA | \Classifications\Building System Class\G20-Other Systems\G2040 - Site Development\Hardscape - HSC | 1014859
19-T1 | 19-T1 Metropolitan Courthouse | 19-T1-D2023-100-BFP05 | BACKFLOW PREVENTER #5 (3/4" SEWAGE) | WATTS | 300477 | 909 3/4" | OM00036137 | OW0209916-FA0234832-BD0012739-MARCH | TRAFFIC COURTS-PKG C LEVEL LOBBY (LAPHD FORM REQUIRED) | NA | NA | NA | NA | NA | NA | NA | NA | NA | NA | \Classifications\Building System Class\D20-Plumbing\D2020 - Domestic Water\Backflow Preventer - BFP | 1015478
19-T1 | 19-T1 Metropolitan Courthouse | 19-T1-D3042-220-EFN21 | FAN, EXHAUST #1 (PARKING GARAGE, LEVEL-B SOUTH) | Sheldons MFG Corp | U700653 | 402 | OM00035698 | NA | Basement - PARKING LEVEL-B SOUTH (GARAGE EXH #1) | B112 (3) | NA | NA | 15 | 240/480 | 41.5/20.6 | Electric | 3 | NA | NA | \Classifications\Building System Class\D30-HVAC Systems\D3040 - Distribution SYS\Supply/Exhaust/Return fans- FAN | 1015968
19-T1 | 19-T1 Metropolitan Courthouse | 19-T1-D3042-220-EFN22 | FAN, EXHAUST #2 (PARKING GARAGE, LEVEL-B SOUTH) | Sheldons MFG Corp | U700654 | 402 | OM00035697 | NA | Basement - PARKING LEVEL-B SOUTH (GARAGE EXH #2) | B112 (3) | NA | NA | 15 | 240/480 | 41/20.5 | Electric | 3 | NA | NA | \Classifications\Building System Class\D30-HVAC Systems\D3040 - Distribution SYS\Supply/Exhaust/Return fans- FAN | 1015969
19-T1 | 19-T1 Metropolitan Courthouse | 19-T1-D3042-220-EFN23 | FAN, EXHAUST #3 (PARKING GARAGE, LEVEL-B SOUTH) | Sheldons MFG Corp | U700655 | 330 | OM00035696 | NA | Basement - PARKING LEVEL-B SOUTH (GARAGE EXH #3) | B103 (2) | NA | NA | 7.5 | 240/480 | 22/11 | Electric | 3 | NA | NA | \Classifications\Building System Class\D30-HVAC Systems\D3040 - Distribution SYS\Supply/Exhaust/Return fans- FAN | 1015970
19-T1 | 19-T1 Metropolitan Courthouse | 19-T1-D3042-220-EFN24 | FAN, EXHAUST #4 (PARKING GARAGE, LEVEL-B SOUTH) | Sheldons MFG Corp | U700656 | 330 | OM00035699 | NA | Basement PARKING LEVEL-B SOUTH (GARAGE EXH #4) | B102 (2) | NA | NA | 7.5 | 240/480 | 21/10 | Electric | 3 | NA | NA | \Classifications\Building System Class\D30-HVAC Systems\D3040 - Distribution SYS\Supply/Exhaust/Return fans- FAN | 1015971
19-T1 | 19-T1 Metropolitan Courthouse | 19-T1-D3042-220-EFN25 | FAN, EXHAUST #5 (PARKING GARAGE, LEVEL-B NORTH) | Sheldons MFG Corp | U700657 | 330 | OM00035692 | NA | Basement PARKING LEVEL-B NORTH (GARAGE EXH #5) | B103 (2) | NA | NA | 10 | 240/480 | 27.6/13.8 | Electric | 3 | NA | NA | \Classifications\Building System Class\D30-HVAC Systems\D3040 - Distribution SYS\Supply/Exhaust/Return fans- FAN | 1015972
19-T1 | 19-T1 Metropolitan Courthouse | 19-T1-D3042-220-EFN26 | FAN, EXHAUST #6 (PARKING GARAGE, LEVEL-B SOUTH) | Sheldons MFG Corp | U700658 | 330 | OM00035695 | NA | Basement PARKING LEVEL-B SOUTH (GARAGE EXH #6) | B103 (2) | NA | NA | 10 | 240/480 | 30-28/14 | Electric | 3 | NA | NA | \Classifications\Building System Class\D30-HVAC Systems\D3040 - Distribution SYS\Supply/Exhaust/Return fans- FAN | 1015973
19-T1 | 19-T1 Metropolitan Courthouse | 19-T1-D3042-220-EFN27 | FAN, EXHAUST #7 (PARKING GARAGE, LEVEL-B NORTH) | Sheldons MFG Corp | U700659 | 365 | OM00035694 | NA | Basement PARKING LEVEL-B NORTH (GARAGE EXH #7) | B103 (2) | NA | NA | 7.5 | 240/480 | 12.5/8.6 | Electric | 3 | NA | NA | \Classifications\Building System Class\D30-HVAC Systems\D3040 - Distribution SYS\Supply/Exhaust/Return fans- FAN | 1015974
19-T1 | 19-T1 Metropolitan Courthouse | 19-T1-D3042-220-EFN28 | FAN, EXHAUST #8 (PARKING GARAGE, LEVEL-B) | Sheldons MFG Corp | U700660 | 365 | OM00035693 |  | Basement PARKING LEVEL-B (GARAGE EXH #8) | B100 (2) | NA | NA | 7.5 | 240/480 | 21/10.5 | Electric | 3 | NA | NA | \Classifications\Building System Class\D30-HVAC Systems\D3040 - Distribution SYS\Supply/Exhaust/Return fans- FAN | 1015975
19-T1 | 19-T1 Metropolitan Courthouse | 19-T1-D3042-220-EFN29 | FAN, EXHAUST #9 (PARKING GARAGE, LEVEL-A SOUTH) | Sheldons MFG Corp | U700645 | 330 | OM00035344 | NA | Basement PARKING LEVEL-A SOUTH (GARAGE EXH #9) | B136 (2) | NA | NA | 7.5 | 240/480 | 22/11 | Electric | 3 | NA | NA | \Classifications\Building System Class\D30-HVAC Systems\D3040 - Distribution SYS\Supply/Exhaust/Return fans- FAN | 1015976
19-T1 | 19-T1 Metropolitan Courthouse | 19-T1-D3042-220-EFN30 | FAN, EXHAUST #10 (PARKING GARAGE, LEVEL-A SOUTH) | Sheldons MFG Corp | U700646 | 330 | OM00035343 | NA | Basement PARKING LEVEL-A SOUTH (GARAGE EXH #10) | B136 (2) | NA | NA | 7.5 | 240/480 | 22/11 | Electric | 3 | NA | NA | \Classifications\Building System Class\D30-HVAC Systems\D3040 - Distribution SYS\Supply/Exhaust/Return fans- FAN | 1015977
19-T1 | 19-T1 Metropolitan Courthouse | 19-T1-D3042-220-EFN31 | FAN, EXHAUST #11 (PARKING GARAGE, SALLY PORT) | Sheldons MFG Corp | U700067 | 200 | OM00035342 | NA | Basement PARKING BY SALLYPORT (GARAGE EXH #11) | A95 (2) | NA | NA | 3 | 240/480 | 8/4 | Electric | 3 | NA | NA | \Classifications\Building System Class\D30-HVAC Systems\D3040 - Distribution SYS\Supply/Exhaust/Return fans- FAN | 1015978
19-T1 | 19-T1 Metropolitan Courthouse | 19-T1-D3042-220-EFN32 | FAN, EXHAUST #12 (PARKING GARAGE, LEVEL-A SOUTH) | Sheldons MFG Corp | U700648 | 200 | OM00035346 | NA | Basement PARKING LEVEL-A SOUTH (GARAGE EXH #12) | A96 (2) | NA | NA | 5 | 240/480 | 8.3/4.3 | Electric | 3 | NA | NA | \Classifications\Building System Class\D30-HVAC Systems\D3040 - Distribution SYS\Supply/Exhaust/Return fans- FAN | 1015979
19-T1 | 19-T1 Metropolitan Courthouse | 19-T1-D3042-220-EFN33 | FAN, EXHAUST #13 (PARKING GARAGE, LEVEL-A NORTH) | Sheldons MFG Corp | U700649 | 200 | OM00035338 | NA | Basement PARKING LEVEL-A NORTH (GARAGE EXH #13) | NA | NA | NA | 3 | NA | DNA | Electric | DNA | NA | NA | \Classifications\Building System Class\D30-HVAC Systems\D3040 - Distribution SYS\Supply/Exhaust/Return fans- FAN | 1015980
19-T1 | 19-T1 Metropolitan Courthouse | 19-T1-D3042-220-EFN34 | FAN, EXHAUST #14 (PARKING GARAGE, LEVEL-A NORTH) | Sheldons MFG Corp | U700650 | 200 | OM00035341 |  | Basement PARKING LEVEL-A NORTH (GARAGE EXH #14) | NA | NA | NA | 3 | NA | DNA | Electric | DNA | NA | NA | \Classifications\Building System Class\D30-HVAC Systems\D3040 - Distribution SYS\Supply/Exhaust/Return fans- FAN | 1015981
19-T1 | 19-T1 Metropolitan Courthouse | 19-T1-D3042-220-EFN35 | FAN, EXHAUST #15 (PARKING GARAGE, LEVEL-A NORTH) | Sheldons MFG Corp | U700651 | 300 | OM00035340 |  | Basement PARKING LEVEL-A NORTH (GARAGE EXH #15) | NA | NA | NA | 7 | NA | DNA | Electric | DNA | NA | NA | \Classifications\Building System Class\D30-HVAC Systems\D3040 - Distribution SYS\Supply/Exhaust/Return fans- FAN | 1015982
19-T1 | 19-T1 Metropolitan Courthouse | 19-T1-D3042-220-EFN36 | FAN, EXHAUST #16 (PARKING GARAGE, LEVEL-A NORTH) | Sheldons MFG Corp | U700652 | 300 | OM00035339 |  | Basement PARKING LEVEL-A NORTH (GARAGE EXH #16) | NA | NA | NA | 5 | NA | DNA | Electric | DNA | NA | NA | \Classifications\Building System Class\D30-HVAC Systems\D3040 - Distribution SYS\Supply/Exhaust/Return fans- FAN | 1015983
19-T1 | 19-T1 Metropolitan Courthouse | 19-T1-D3042-220-EFN37 | FAN, SUPPLY #1 GS-1 (PARKING GARAGE, LEVEL-A SOUTH) | Sheldons MFG Corp | U700641 | 542 | OM00035345 | NA | Basement PARKING LEVEL-A SOUTH (SUPPLY FAN #1) | NA | NA | NA | 25 | NA | DNA | Electric | DNA | NA | NA | \Classifications\Building System Class\D30-HVAC Systems\D3040 - Distribution SYS\Supply/Exhaust/Return fans- FAN | 1015984
19-T1 | 19-T1 Metropolitan Courthouse | 19-T1-D3042-220-EFN38 | FAN, SUPPLY #2 GS-2 (PARKING GARAGE, LEVEL-A SOUTH) | Sheldons MFG Corp | U700642 | 542 | OM00035689 |  | Basement PARKING LEVEL-A SOUTH (SUPPLY FAN #2) | NA | NA | NA | 25 | NA | DNA | Electric | DNA | NA | NA | \Classifications\Building System Class\D30-HVAC Systems\D3040 - Distribution SYS\Supply/Exhaust/Return fans- FAN | 1015985
19-T1 | 19-T1 Metropolitan Courthouse | 19-T1-D3042-220-EFN39 | FAN, SUPPLY #3 GS-3 (PARKING GARAGE, LEVEL-A SOUTH) | Sheldons MFG Corp | U700643 | 490 | OM00035691 |  | Basement PARKING LEVEL-A NORTH (SUPPLY FAN #3) | NA | NA | NA | 25 | NA | DNA | Electric | DNA | NA | NA | \Classifications\Building System Class\D30-HVAC Systems\D3040 - Distribution SYS\Supply/Exhaust/Return fans- FAN | 1015986
19-T1 | 19-T1 Metropolitan Courthouse | 19-T1-D3042-220-EFN40 | FAN, SUPPLY #4 GS-4 (PARKING GARAGE, LEVEL-A NORTH | Sheldons MFG Corp | U700644 | 490 | OM00035690 |  | Basement PARKING LEVEL-A NORTH (SUPPLY FAN #4) | NA | NA | NA | 25 | NA | DNA | Electric | DNA | NA | NA | \Classifications\Building System Class\D30-HVAC Systems\D3040 - Distribution SYS\Supply/Exhaust/Return fans- FAN | 1015987
19-T1 | 19-T1 Metropolitan Courthouse | 19-T1-B2034-400-DOH05 | Door, Overhead Rollup (1st Floor Cashier #1) (Manual) | Cookson Door | F371060 | NA | OM00035701 |  | 1ST FL CASHIER WINDOW #1 | NA | NA | NA | NA | NA | NA | NA | NA | NA | NA | \Classifications\Building System Class\B20-General Building Exterior\B2030 - Exterior Doors\Door,Overhead-Shutter,Manual,Elec,Roll-up - DOH | 1016117
19-T1 | 19-T1 Metropolitan Courthouse | 19-T1-B2034-400-DOH06 | Door, Overhead Rollup (1st Floor Cashier #2) (Manual) | Cookson Door | F371061 | NA | OM00035702 |  | 1ST FL CASHIER WINDOW #2 | NA | NA | NA | NA | NA | NA | NA | NA | NA | NA | \Classifications\Building System Class\B20-General Building Exterior\B2030 - Exterior Doors\Door,Overhead-Shutter,Manual,Elec,Roll-up - DOH | 1016118
19-T1 | 19-T1 Metropolitan Courthouse | 19-T1-B2034-400-DOH07 | Door, Overhead Rollup (1st Floor Cashier #3) (Manual) | Cookson Door | F371048 | NA | OM00035703 |  | 1ST FL CASHIER WINDOW #3 | NA | NA | NA | NA | NA | NA | NA | NA | NA | NA | \Classifications\Building System Class\B20-General Building Exterior\B2030 - Exterior Doors\Door,Overhead-Shutter,Manual,Elec,Roll-up - DOH | 1016119
19-T1 | 19-T1 Metropolitan Courthouse | 19-T1-B2034-400-DOH08 | Door, Overhead Rollup (1st Floor Cashier #4) (Manual) | Cookson Door | F371049 | NA | OM00035704 |  | 1ST FL CASHIER WINDOW #4 | NA | NA | NA | NA | NA | NA | NA | NA | NA | NA | \Classifications\Building System Class\B20-General Building Exterior\B2030 - Exterior Doors\Door,Overhead-Shutter,Manual,Elec,Roll-up - DOH | 1016120
19-T1 | 19-T1 Metropolitan Courthouse | 19-T1-B2034-400-DOH09 | Door, Overhead Rollup (1st Floor Cashier #5) (Manual) | Cookson Door | F371040 | NA | OM00035705 |  | 1ST FL CASHIER WINDOW #5 | NA | NA | NA | NA | NA | NA | NA | NA | NA | NA | \Classifications\Building System Class\B20-General Building Exterior\B2030 - Exterior Doors\Door,Overhead-Shutter,Manual,Elec,Roll-up - DOH | 1016121
19-T1 | 19-T1 Metropolitan Courthouse | 19-T1-B2034-400-DOH10 | Door, Overhead Rollup (1st Floor Cashier #6) (Manual) | Cookson Door | F371041 | NA | OM00035706 |  | 1ST FL CASHIER WINDOW #6 | NA | NA | NA | NA | NA | NA | NA | NA | NA | NA | \Classifications\Building System Class\B20-General Building Exterior\B2030 - Exterior Doors\Door,Overhead-Shutter,Manual,Elec,Roll-up - DOH | 1016122
19-T1 | 19-T1 Metropolitan Courthouse | 19-T1-B2034-400-DOH11 | Door, Overhead Rollup (1st Floor Cashier #7) (Manual) | Cookson Door | F371037 | NA | OM00035707 |  | 1ST FL CASHIER WINDOW #7 | NA | NA | NA | NA | NA | NA | NA | NA | NA | NA | \Classifications\Building System Class\B20-General Building Exterior\B2030 - Exterior Doors\Door,Overhead-Shutter,Manual,Elec,Roll-up - DOH | 1016123
19-T1 | 19-T1 Metropolitan Courthouse | 19-T1-B2034-400-DOH12 | Door, Overhead Rollup (1st Floor Cashier #8) (Manual) | Cookson Door | F371036 | NA | OM00035708 |  | 1ST FL CASHIER WINDOW #8 | NA | NA | NA | NA | NA | NA | NA | NA | NA | NA | \Classifications\Building System Class\B20-General Building Exterior\B2030 - Exterior Doors\Door,Overhead-Shutter,Manual,Elec,Roll-up - DOH | 1016124
19-T1 | 19-T1 Metropolitan Courthouse | 19-T1-B2034-400-DOH13 | Door, Overhead Rollup (1st Floor Cashier #9) (Manual) | Cookson Door | F371055 | NA | OM00035709 |  | 1ST FL CASHIER WINDOW #9 | NA | NA | NA | NA | NA | NA | NA | NA | NA | NA | \Classifications\Building System Class\B20-General Building Exterior\B2030 - Exterior Doors\Door,Overhead-Shutter,Manual,Elec,Roll-up - DOH | 1016125
19-T1 | 19-T1 Metropolitan Courthouse | 19-T1-B2034-400-DOH14 | Door, Overhead Rollup (1st Floor Cashier #10) (Manual) | NA | NA | NA | OM00035710 |  | 1ST FL CASHIER WINDOW #10 | NA | NA | NA | NA | NA | NA | NA | NA | NA | NA | \Classifications\Building System Class\B20-General Building Exterior\B2030 - Exterior Doors\Door,Overhead-Shutter,Manual,Elec,Roll-up - DOH | 1016126
19-T1 | 19-T1 Metropolitan Courthouse | 19-T1-B2034-400-DOH15 | Door, Overhead Rollup (1st Floor Cashier #11) (Manual) | Cookson Door | F371063 | NA | OM00035713 |  | 1ST FL CASHIER WINDOW #11 | NA | NA | NA | NA | NA | NA | NA | NA | NA | NA | \Classifications\Building System Class\B20-General Building Exterior\B2030 - Exterior Doors\Door,Overhead-Shutter,Manual,Elec,Roll-up - DOH | 1016127
19-T1 | 19-T1 Metropolitan Courthouse | 19-T1-B2034-400-DOH16 | Door, Overhead Rollup (1st Floor Cashier #12) (Manual) | Cookson Door | F371062 | NA | OM00035714 |  | 1ST FL CASHIER WINDOW #12 | NA | NA | NA | NA | NA | NA | NA | NA | NA | NA | \Classifications\Building System Class\B20-General Building Exterior\B2030 - Exterior Doors\Door,Overhead-Shutter,Manual,Elec,Roll-up - DOH | 1016128
19-T1 | 19-T1 Metropolitan Courthouse | 19-T1-B2034-400-DOH17 | Door, Overhead Rollup (1st Floor Cashier #13) (Manual) | Cookson Door | F371054 | NA | OM00035715 |  | 1ST FL CASHIER WINDOW #13 | NA | NA | NA | NA | NA | NA | NA | NA | NA | NA | \Classifications\Building System Class\B20-General Building Exterior\B2030 - Exterior Doors\Door,Overhead-Shutter,Manual,Elec,Roll-up - DOH | 1016129
19-T1 | 19-T1 Metropolitan Courthouse | 19-T1-B2034-400-DOH18 | Door, Overhead Rollup (1st Floor Cashier #14) (Manual) | Cookson Door | F371053 | NA | OM00035716 |  | 1ST FL CASHIER WINDOW #14 | NA | NA | NA | NA | NA | NA | NA | NA | NA | NA | \Classifications\Building System Class\B20-General Building Exterior\B2030 - Exterior Doors\Door,Overhead-Shutter,Manual,Elec,Roll-up - DOH | 1016130
19-T1 | 19-T1 Metropolitan Courthouse | 19-T1-B2034-400-DOH19 | Door, Overhead Rollup (1st Floor Cashier #15) (Manual) | Cookson Door | F371039 | NA | OM00035717 |  | 1ST FL CASHIER WINDOW #15 | NA | NA | NA | NA | NA | NA | NA | NA | NA | NA | \Classifications\Building System Class\B20-General Building Exterior\B2030 - Exterior Doors\Door,Overhead-Shutter,Manual,Elec,Roll-up - DOH | 1016131
19-T1 | 19-T1 Metropolitan Courthouse | 19-T1-B2034-400-DOH20 | Door, Overhead Rollup (1st Floor Cashier #16) (Manual) | Cookson Door | F371038 | NA | OM00035718 |  | 1ST FL CASHIER WINDOW #16 | NA | NA | NA | NA | NA | NA | NA | NA | NA | NA | \Classifications\Building System Class\B20-General Building Exterior\B2030 - Exterior Doors\Door,Overhead-Shutter,Manual,Elec,Roll-up - DOH | 1016132
19-T1 | 19-T1 Metropolitan Courthouse | 19-T1-B2034-400-DOH21 | Door, Overhead Rollup (1st Floor Cashier #17) (Manual) | Cookson Door | F371046 | NA | OM00035719 |  | 1ST FL CASHIER WINDOW #17 | NA | NA | NA | NA | NA | NA | NA | NA | NA | NA | \Classifications\Building System Class\B20-General Building Exterior\B2030 - Exterior Doors\Door,Overhead-Shutter,Manual,Elec,Roll-up - DOH | 1016133
19-T1 | 19-T1 Metropolitan Courthouse | 19-T1-B2034-400-DOH22 | Door, Overhead Rollup (1st Floor Cashier #18) (Manual) | Cookson Door | F371047 | NA | OM00035720 |  | 1ST FL CASHIER WINDOW #18 | NA | NA | NA | NA | NA | NA | NA | NA | NA | NA | \Classifications\Building System Class\B20-General Building Exterior\B2030 - Exterior Doors\Door,Overhead-Shutter,Manual,Elec,Roll-up - DOH | 1016134
19-T1 | 19-T1 Metropolitan Courthouse | 19-T1-B2034-400-DOH23 | Door, Overhead Rollup (1st Floor Cashier #19) (Manual) | Cookson Door | F371059 | NA | OM00035721 |  | 1ST FL CASHIER WINDOW #19 | NA | NA | NA | NA | NA | NA | NA | NA | NA | NA | \Classifications\Building System Class\B20-General Building Exterior\B2030 - Exterior Doors\Door,Overhead-Shutter,Manual,Elec,Roll-up - DOH | 1016135
19-T1 | 19-T1 Metropolitan Courthouse | 19-T1-B2034-400-DOH24 | Door, Overhead Rollup (1st Floor Cashier #20) (Manual) | Cookson Door | F371058 | NA | OM00035722 |  | 1ST FL CASHIER WINDOW #20 | NA | NA | NA | NA | NA | NA | NA | NA | NA | NA | \Classifications\Building System Class\B20-General Building Exterior\B2030 - Exterior Doors\Door,Overhead-Shutter,Manual,Elec,Roll-up - DOH | 1016136
19-T1 | 19-T1 Metropolitan Courthouse | 19-T1-B2034-400-DOH25 | Door, Overhead Rollup (1st Floor Cashier #21) (Manual) | Cookson Door | F371064 | NA | OM00035723 |  | 1ST FL CASHIER WINDOW #21 | NA | NA | NA | NA | NA | NA | NA | NA | NA | NA | \Classifications\Building System Class\B20-General Building Exterior\B2030 - Exterior Doors\Door,Overhead-Shutter,Manual,Elec,Roll-up - DOH | 1016137
19-T1 | 19-T1 Metropolitan Courthouse | 19-T1-B2034-400-DOH26 | Door, Overhead Rollup (1st Floor Snack Shop) (Manual) | Cookson Door | F701353 | NA | OM00035700 |  | 1ST FL SNACK SHOP ON OLIVE ST SIDE ENTRANCE | NA | NA | NA | NA | NA | NA | NA | NA | NA | NA | \Classifications\Building System Class\B20-General Building Exterior\B2030 - Exterior Doors\Door,Overhead-Shutter,Manual,Elec,Roll-up - DOH | 1016138
19-T1 | 19-T1 Metropolitan Courthouse | 19-T1-B2034-400-DOH27 | Door, Overhead Rollup (2nd Floor Cashier #1) (Manual) | Cookson Door | F371042 | NA | OM00035724 |  | 2ND FL CASHIER WINDOW #1 | NA | NA | NA | NA | NA | NA | NA | NA | NA | NA | \Classifications\Building System Class\B20-General Building Exterior\B2030 - Exterior Doors\Door,Overhead-Shutter,Manual,Elec,Roll-up - DOH | 1016139
19-T1 | 19-T1 Metropolitan Courthouse | 19-T1-B2034-400-DOH28 | Door, Overhead Rollup (2nd Floor Cashier #2) (Manual) | Cookson Door | F371051 | NA | OM00035725 |  | 2ND FL CASHIER WINDOW #2 | NA | NA | NA | NA | NA | NA | NA | NA | NA | NA | \Classifications\Building System Class\B20-General Building Exterior\B2030 - Exterior Doors\Door,Overhead-Shutter,Manual,Elec,Roll-up - DOH | 1016140
19-T1 | 19-T1 Metropolitan Courthouse | 19-T1-B2034-400-DOH29 | Door, Overhead Rollup (2nd Floor Cashier #3) (Manual) | Cookson Door | F371050 | NA | OM00035726 |  | 2ND FL CASHIER WINDOW #3 | NA | NA | NA | NA | NA | NA | NA | NA | NA | NA | \Classifications\Building System Class\B20-General Building Exterior\B2030 - Exterior Doors\Door,Overhead-Shutter,Manual,Elec,Roll-up - DOH | 1016141
19-T1 | 19-T1 Metropolitan Courthouse | 19-T1-B2034-400-DOH30 | Door, Overhead Rollup (2nd Floor Cashier #4) (Manual) | Cookson Door | F371043 | NA | OM00035727 |  | 2ND FL CASHIER WINDOW #4 | NA | NA | NA | NA | NA | NA | NA | NA | NA | NA | \Classifications\Building System Class\B20-General Building Exterior\B2030 - Exterior Doors\Door,Overhead-Shutter,Manual,Elec,Roll-up - DOH | 1016142
19-T1 | 19-T1 Metropolitan Courthouse | 19-T1-B2034-400-DOH31 | Door, Overhead Rollup (2nd Floor Cashier #5) (Manual) | Cookson Door | F371044 | NA | OM00035728 |  | 2ND FL CASHIER WINDOW #5 | NA | NA | NA | NA | NA | NA | NA | NA | NA | NA | \Classifications\Building System Class\B20-General Building Exterior\B2030 - Exterior Doors\Door,Overhead-Shutter,Manual,Elec,Roll-up - DOH | 1016143
19-T1 | 19-T1 Metropolitan Courthouse | 19-T1-B2034-400-DOH32 | Door, Overhead Rollup (2nd Floor Cashier #6) (Manual) | Cookson Door | F371045 | NA | OM00035729 |  | 2ND FL CASHIER WINDOW #6 | NA | NA | NA | NA | NA | NA | NA | NA | NA | NA | \Classifications\Building System Class\B20-General Building Exterior\B2030 - Exterior Doors\Door,Overhead-Shutter,Manual,Elec,Roll-up - DOH | 1016144
19-T1 | 19-T1 Metropolitan Courthouse | 19-T1-B2034-400-DOH33 | Door, Overhead Rollup (2nd Floor Cashier #7) (Manual) | NA | NA | NA | OM00035730 |  | 2ND FL CASHIER WINDOW #7 | NA | NA | NA | NA | NA | NA | NA | NA | NA | NA | \Classifications\Building System Class\B20-General Building Exterior\B2030 - Exterior Doors\Door,Overhead-Shutter,Manual,Elec,Roll-up - DOH | 1016145
19-T1 | 19-T1 Metropolitan Courthouse | 19-T1-B2034-400-DOH34 | Door, Overhead Rollup (2nd Floor Cashier #8) (Manual) | Cookson Door | F371057 | NA | OM00035731 |  | 2ND FL CASHIER WINDOW #8 | NA | NA | NA | NA | NA | NA | NA | NA | NA | NA | \Classifications\Building System Class\B20-General Building Exterior\B2030 - Exterior Doors\Door,Overhead-Shutter,Manual,Elec,Roll-up - DOH | 1016146
19-T1 | 19-T1 Metropolitan Courthouse | 19-T1-B2034-400-DOH35 | Door, Overhead Rollup (2nd Floor Cashier #9) (Manual) | Cookson Door | F371065 | NA | OM00035732 |  | 2ND FL CASHIER WINDOW #9 | NA | NA | NA | NA | NA | NA | NA | NA | NA | NA | \Classifications\Building System Class\B20-General Building Exterior\B2030 - Exterior Doors\Door,Overhead-Shutter,Manual,Elec,Roll-up - DOH | 1016147
19-T1 | 19-T1 Metropolitan Courthouse | 19-T1-D5037-710-FAP03 | FIRE PANEL FOR MANUAL PULL STATIONS | FLEX ALARM (BLISS) | NA | NA | OM00035711 |  | BASEMENT AIR HANDLER RM MA-13 | NA | NA | NA | NA | NA | NA | NA | NA | NA | NA | \Classifications\Building System Class\D50-Electrical SYS\D5030 - Comm & Security\Fire Alarm Panel - FAP | 1016770
19-T1 | 19-T1 Metropolitan Courthouse | 19-T1-D2023-100-BFP09 | Backflow Preventer #3 (Cooling Tower) (2") | WILKINS | X27065 | 375A (2") | OM00035943 | OW0209916-FA0234832-BD0042844-27065-MARCH | ROOF LEVEL 9A COOLING TOWER & BOILER (LAPHD FORM REQUIRED) Outside Chiller Room | NA | NA | NA | NA | NA | NA | NA | NA | NA | NA | \Classifications\Building System Class\D20-Plumbing\D2020 - Domestic Water\Backflow Preventer - BFP | 1016878
19-T1 | 19-T1 Metropolitan Courthouse | 19-T1-D3044-125-PHW03 | HOT WATER PUMP #2 | Aurora Pump | 66597 | 411BS | OM00035941 | NA | 9TH FLOOR CHILLER ROOM | NA | NA | NA | 25 | 240/480 | 58/29 | Electric | 3 | NA | NA | \Classifications\Building System Class\D30-HVAC Systems\D3040 - Distribution SYS\Hot Water Pump - PHW | 1016879
19-T1 | 19-T1 Metropolitan Courthouse | 19-T1-D3031-100-PCH05 | COOLING TOWER WATER PUMP #1 | Aurora Pump | 70-1797-1 | DC27 | OM00035942 |  | 9TH FLOOR CHILLER ROOM | NA | NA | NA | 40 | 240/480 | DNA | Electric | 3 | NA | NA | \Classifications\Building System Class\D30-HVAC Systems\D3030 - Cooling SYS\Chilled Water Pump - PCH | 1016880
19-T1 | 19-T1 Metropolitan Courthouse | 19-T1-D3042-220-EFN41 | Exhaust Fan (Sheriff Sally Port) (Belt Driven) | Dayton | NA | 3C145A | OM00036140 |  | Sheriff Sally Port in Basement | AL250 (1) | NA | NA | 1/2 | 110/240 | 7.6/3.8 | Electric |  | NA | NA | \Classifications\Building System Class\D30-HVAC Systems\D3040 - Distribution SYS\Supply/Exhaust/Return fans- FAN | 1017435
19-T1 | 19-T1 Metropolitan Courthouse | 19-T1-D5010-200-ESD04 | Electrical Switchboard (Room M-A-18) | General Electric | NA | 14261-N1 | OM00037993 |  | Basement Electrical Room M-A-18 | NA | NA | NA | NA | 240-480 | 3000 | ELECTRIC | 3 | NA | NA | \Classifications\Building System Class\D50-Electrical SYS\D5010 - Elec Service & Dist\Electical Service and Distribution - ESD | 1017437
19-T1 | 19-T1 Metropolitan Courthouse | 19-T1-D5010-200-ESD03 | Electrical Switchboard (Room M-A-18) | General Electric | NA | 14261-N4 | OM00037995 |  | Basement Electrical Room M-A-18 | NA | NA | NA | NA | 240/480 | 800 | ELECTRIC | 3 | NA | NA | \Classifications\Building System Class\D50-Electrical SYS\D5010 - Elec Service & Dist\Electical Service and Distribution - ESD | 1017436
19-T1 | 19-T1 Metropolitan Courthouse | 19-T1-D5010-200-ESD05 | Electrical Switchboard (Room M-A-18) | General Electric | NA | 14261-N1 | OM00036134 |  | Basement Electrical Room M-A-18 | NA | NA | NA | NA | 240/480 | 2000 | ELECTRIC | 3 | NA | NA | \Classifications\Building System Class\D50-Electrical SYS\D5010 - Elec Service & Dist\Electical Service and Distribution - ESD | 1017438
19-T1 | 19-T1 Metropolitan Courthouse | 19-T1-D5010-200-ESD06 | Electrical Switchboard (Room M-A-17) | General Electric | 316288 | 14261-N8 | OM00037996 | NA | Basement Electrical Room M-A-17 | NA | NA | NA | NA | 110/240 | 800 | ELECTRIC | 3 | NA | NA | \Classifications\Building System Class\D50-Electrical SYS\D5010 - Elec Service & Dist\Electical Service and Distribution - ESD | 1017439
19-T1 | 19-T1 Metropolitan Courthouse | 19-T1-D3042-220-EFN42 | Exhaust Fan (Westside Roof) (Belt Driven) | Sheldons MFG Corp | U700662 | 402 | OM00037947 | NA | Westside of Roof | 78 (2) | NA | NA | 7.5 | 240/480 | 3.0/1.5 | ELECTRIC | 3 | NA | NA | \Classifications\Building System Class\D30-HVAC Systems\D3040 - Distribution SYS\Supply/Exhaust/Return fans- FAN | 1017441
19-T1 | 19-T1 Metropolitan Courthouse | 19-T1-D2023-310-HWP06 | Hot Water Circulation Pump (Boiler Room) | Bell & Gosset | SERIESHV BNF1 | 1022213LF | OM00037945 |  | 9th Floor Boiler Room | NA | NA | NA | 1/6 | 110 | 3.6 | ELECTRIC | 1 | NA | NA | \Classifications\Building System Class\D20-Plumbing\D2020 - Domestic Water\Domestic Hot Water Circulating Pump - HWP | 1017442
19-T1 | 19-T1 Metropolitan Courthouse | 19-T1-D5010-110-MCC02 | Motor Control Center (Room M-A-18) | General Electric | B1A1T475C245806-4 | 78713B/P | OM00037994 | NA | Basement Room M-A-18 | NA | NA | NA | NA | 110-480 | 600 | ELECTRIC |  | NA |  | \Classifications\Building System Class\D50-Electrical SYS\D5010 - Elec Service & Dist\Chiller Room Electrical Panel - MCC | 1017443
19-T1 | 19-T1 Metropolitan Courthouse | 19-T1-D5010-110-MCC03 | Motor Control Center (9th Floor Chiller Rm) | General Electric | A1A1T4-75C245806-3 | 7700 Line Control | OM00036143 |  | 9th Floor Chiller Room | NA | NA | NA | NA | NA | DNA | ELECTRIC | DNA | NA | NA | \Classifications\Building System Class\D50-Electrical SYS\D5010 - Elec Service & Dist\Chiller Room Electrical Panel - MCC | 1017444
19-T1 | 19-T1 Metropolitan Courthouse | 19-T1-D5010-110-MCC04 | Motor Control Center (9th Floor Chiller Rm) | General Electric | B1A1T4-75C245806-2 | 7700 Line Control | OM00036144 | NA | 9th Floor Chiller Room | NA | NA | NA | NA | NA | DNA | ELECTRIC |  | NA | NA | \Classifications\Building System Class\D50-Electrical SYS\D5010 - Elec Service & Dist\Chiller Room Electrical Panel - MCC | 1017445
19-T1 | 19-T1 Metropolitan Courthouse | 19-T1-D2030-410-PMS01 | Sewage Ejector Pump #1 (Basement Pump Rm) | Aurora Pump | 1-30-1319-1 | KSB-AI | OM00036135 | NA | Basement Level C Pump Room | NA | NA | NA | 7.5 | 240-480 | 24.2-12.1/10 | ELECTRIC | 3 | NA | NA | \Classifications\Building System Class\D20-Plumbing\D2030 - Sani Waste\Sewage Ejector Pump - PMS | 1017446
19-T1 | 19-T1 Metropolitan Courthouse | 19-T1-D2030-410-PMS02 | Sewage Ejector Pump #2 (Basement Pump Rm) | Aurora Pump | 1-30-1319-2 | KSB-AI | OM00036136 |  | Basement Level C Pump Room | NA | NA | NA | NA | 240/480 | 23-24.2/12.1 | ELECTRIC | 3 | NA | NA | \Classifications\Building System Class\D20-Plumbing\D2030 - Sani Waste\Sewage Ejector Pump - PMS | 1017447
19-T1 | 19-T1 Metropolitan Courthouse | 19-T1-D1092-120-PTS01 | Pneumatic Tube System (Room M-A-13) | Spencer Turbo Compressor | 227298 | Transit Tube | OM00037955 | NA | Basement Room M-A-18 | NA | NA | NA | 7.5 | 240-480 | 19.6/9.8 | ELECTRIC | 3 | NA | NA | \Classifications\Building System Class\D10-Conveyance Systems\D1090 - Other Conveyance Systems\Pneumatic Tube System -PTS | 1017448
19-T1 | 19-T1 Metropolitan Courthouse | 19-T1-G3010-210-PWT03 | Potable Water Storage Tank (9th Floor Chiller Rm) | American standard | 4779/02 | WPA/1305K | OM00036139 |  | 9th Floor Chiller Room | NA | NA | NA | NA | NA | NA | NA |  | NA | NA | \Classifications\Building System Class\G30-Site Mechanical Utilities\G3010 - Water Supply\Potable Water Storage Tank - PWT | 1017449
19-T1 | 19-T1 Metropolitan Courthouse | 19-T1-D3041-230-RFN02 | Return Fan #2 (Parking Area Level "A") (Belt Driven) | McQuay Inc | 802574-110 | LYF217-1 | OM00036138 | NA | Parking Area Level "A" | A68 (2) | NA | NA | 5 | 240/480 | 13.8/6.9 | ELECTRIC | 3 | NA | NA | \Classifications\Building System Class\D30-HVAC Systems\D3040 - Distribution SYS\Supply/Exhaust/Return fans- FAN | 1017452
19-T1 | 19-T1 Metropolitan Courthouse | 19-T1-G3010-210-PWT04 | Potable Water Storage Tank (9th Floor Chiller Rm) | Wessel Co | 260854 | NA | OM00036141 |  | 9th Floor Chiller Room | NA | NA | NA | NA | NA | NA | NA |  | NA | NA | \Classifications\Building System Class\G30-Site Mechanical Utilities\G3010 - Water Supply\Potable Water Storage Tank - PWT | 1017450
19-T1 | 19-T1 Metropolitan Courthouse | 19-T1-D3041-230-RFN01 | Return Fan #1 (Room M-A-17) (Belt Driven) | McQuay Inc | 802574-100 | LYF217-17 | OM00037997 | NA | Basement Air Handler Room M-A-17 | A68 (2) | NA | NA | 5 | 240/480 | 13.6/6.8 | ELECTRIC | 3 | NA | NA | \Classifications\Building System Class\D30-HVAC Systems\D3040 - Distribution SYS\Supply/Exhaust/Return fans- FAN | 1017451
19-T1 | 19-T1 Metropolitan Courthouse | 19-T1-D3041-230-RFN04 | Return Fan #4 (Room M305) (Belt Driven) | McQuay Inc | 802574-130 | 130LYF228AH | OM00037953 | NA | 3rd Floor Air Handler Room M305 | A105 (2) | NA | NA | NA | 240/480 | 14-13.8/6.9 | ELECTRIC | 3 | NA | NA | \Classifications\Building System Class\D30-HVAC Systems\D3040 - Distribution SYS\Supply/Exhaust/Return fans- FAN | 1017454
19-T1 | 19-T1 Metropolitan Courthouse | 19-T1-D3041-230-RFN05 | Return Fan #5 (Room M406) (Belt Driven) | McQuay Inc | 802574-140 | 140LYF228AH | OM00037952 | NA | 4th Floor Air Handler Room M406 | B105 (2) | NA | NA | 7.5 | 240/480 | 22/11 | ELECTRIC | 3 | NA | NA | \Classifications\Building System Class\D30-HVAC Systems\D3040 - Distribution SYS\Supply/Exhaust/Return fans- FAN | 1017455
19-T1 | 19-T1 Metropolitan Courthouse | 19-T1-D3041-230-RFN06 | Return Fan #6 (Room M506) (Belt Driven) | McQuay Inc | 802574-150 | 150LYF237AH | OM00037951 | NA | 5th Floor Air Handler Room M506 | BP120 (2) | NA | NA | 7.5 | 240/480 | 22/11 | ELECTRIC | 3 | NA | NA | \Classifications\Building System Class\D30-HVAC Systems\D3040 - Distribution SYS\Supply/Exhaust/Return fans- FAN | 1017456
19-T1 | 19-T1 Metropolitan Courthouse | 19-T1-D3041-230-RFN03 | Return Fan #3 (Room M204) (Belt Driven) | McQuay Inc | 802574-120 | 120LYF228AH | OM00037954 | NA | 2nd Floor Air Handler Room M204 | B105 (2) | NA | NA | 7.5 | 240/480 | 19.4/9.7 | ELECTRIC | 3 | NA | NA | \Classifications\Building System Class\D30-HVAC Systems\D3040 - Distribution SYS\Supply/Exhaust/Return fans- FAN | 1017453
19-T1 | 19-T1 Metropolitan Courthouse | 19-T1-D3041-230-RFN07 | Return Fan #7 (Room M606) (Belt Driven) | McQuay Inc | 802574-160 | 160LYF237AH | OM00037950 | NA | 6th Floor Air Handler Room M606 | B120 (2) | NA | NA | 7.5 | 240-480 | 19.4/9.7 | ELECTRIC | 3 | NA | NA | \Classifications\Building System Class\D30-HVAC Systems\D3040 - Distribution SYS\Supply/Exhaust/Return fans- FAN | 1017457
19-T1 | 19-T1 Metropolitan Courthouse | 19-T1-D3041-230-RFN08 | Return Fan #8 (Room M706) (Belt Driven) | McQuay Inc | 802574-170 | MXF23781 | OM00037949 | NA | 7th Floor Air Handler Room M706 | B120 (2) | NA | NA | 7.5 | 240-480 | 18.4/9.2 | ELECTRIC | 3 | NA | NA | \Classifications\Building System Class\D30-HVAC Systems\D3040 - Distribution SYS\Supply/Exhaust/Return fans- FAN | 1017458
19-T1 | 19-T1 Metropolitan Courthouse | 19-T1-D3041-230-RFN09 | Return Fan #9 (Room M804) (Belt Driven) | McQuay Inc | 892574-180 | LM217-4 | OM00037948 | NA | 8th Floor Air Handler Room M804 | A78 (2) | NA | NA | 5 | 240/480 | 13.6/6.8 | ELECTRIC | 3 | NA | NA | \Classifications\Building System Class\D30-HVAC Systems\D3040 - Distribution SYS\Supply/Exhaust/Return fans- FAN | 1017459
19-T1 | 19-T1 Metropolitan Courthouse | 19-T1-D2023-310-WBS02 | Domestic Water Booster Pump #2 (Room M-A-17) | Paco Pump | STLD10436B | 10-12707-130001-1741 | OM00037999 | NA | Basement Electrical Room M-A-17 | NA | NA | NA | 15 | 240-480 | 36-18 | ELECTRIC | 3 | NA | NA | \Classifications\Building System Class\D20-Plumbing\D2020 - Domestic Water\Domestic Water Booster System - WBS | 1017461
19-T1 | 19-T1 Metropolitan Courthouse | 19-T1-D2023-310-WBS03 | Domestic Water Booster Pump #2 (Room M-A-17) | Paco Pump | STLD10436B-A | 10-20707-130001-1921 | OM00037998 | NA | Basement Electrical Room M-A-17 | NA | NA | NA | 15 | 240/480 | 4.9-6.9/18.4 | ELECTRIC | 3 | NA | NA | \Classifications\Building System Class\D20-Plumbing\D2020 - Domestic Water\Domestic Water Booster System - WBS | 1017462
19-T1 | 19-T1 Metropolitan Courthouse | 19-T1-D3041-210-SFN01 | Supply Fan (Penthouse Chiller Room) | McQuay Inc | NA | LYF-205-V | OM00036142 |  | Penthouse Chiller Room | A42 (1) | NA | NA | 1/2 | 240-480 | 4.8/2.4 | ELECTRIC | 3 | NA | NA | \Classifications\Building System Class\D30-HVAC Systems\D3040 - Distribution SYS\Supply/Exhaust/Return fans- FAN | 1017460
19-T1 | 19-T1 Metropolitan Courthouse | 19-T1-D3041-160-FDP01 | Fire Window Damper, Overhead (Fuel Tank Rm) | Ruskin MFG Co | AL806547 | 002 | OM00037956 |  | Fuel Tank Room on Level B of Parking Garage | NA | NA | NA | NA | NA | NA | NA | NA | NA | NA | \Classifications\Building System Class\D30-HVAC Systems\D3040 - Distribution SYS\Fire Dampers - FDP | 1017530
19-T1 | 19-T1 Metropolitan Courthouse | 19-T1-D3050-250-ACU07 | Air Conditioning Split System (Roof) | Carrier | 3313V001657 | 38MVC018-301 | OM00035945 |  | Roof Near Stairwell 13 | NA | NA | R-410A | 3/4 | 230/240 | RLA-7.3, LRA-32.6 | Electric | 1 | 9200-18000 | 9200-18000 | \Classifications\Building System Class\D30-HVAC Systems\D3050 - Package SYS\Air Conditioning,Split System - ACU | 1017891
19-T1 | 19-T1 Metropolitan Courthouse | 19-T1-D3060-100-RDS02 | Refrigerate Leak Detection System RDS02 | Honeywell | 5340RFS10140011 | 301-EM-RFSA | OM00035946 |  | 9th Floor, Chiller Room | NA | NA | NA | NA | Input 120, Output 24V | DNA | Electric | 1 | NA | NA | \Classifications\Building System Class\D30-HVAC Systems\D3060 - Control & Inst Air\Refrigerant Leak Detection System - RDS | 1019291
19-T1 | 19-T1 Metropolitan Courthouse | 19-T1-D3042-240-SEF02 | Specialty Exhaust Fan - Chiller Refrig. SEF02 | Baldor Electric Co. | F1412121049 | M1221T | OM00035947 |  | Chiller Room | 1XA25 | NA | NA | 1.5/.67 | 460 | 2.2/1.4 | Electric | 3 | NA | NA | \Classifications\Building System Class\D30-HVAC Systems\D3040 - Distribution SYS\Supply/Exhaust/Return fans- FAN | 1019292
19-T1 | 19-T1 Metropolitan Courthouse | 19-T1-D5092-210-GEN02 | Emergency Generator (GEN02) | Generac | 3000816858 | SD500 | OM00002639 | Gen 2 #G42327 | Outside of Cooling Towerﾠ | Parkins #411-0490-1 | CH11038 | NA | 670.5 | 480 | 500KW | Diesel | 3 | NA | NA | \Classifications\Building System Class\D50-Electrical SYS\D5090 - Elec SYS\Emergency Generator - GEN | 1021698
19-T1 | 19-T1 Metropolitan Courthouse | 19-T1-D5010-234-ATS03 | Auto Transfer Switch ""A"" (ATS03) | Generac | 3000718873 | ATC305X30800XXV | OM00002637 |  | Basement, A-8, MA17 | NA | NA | NA | NA | 480 | 800 | Electric | 3 | NA | NA | \Classifications\Building System Class\D50-Electrical SYS\D5010 - Elec Service & Dist\Automatic Transfer Switch - ATS | 1021701
19-T1 | 19-T1 Metropolitan Courthouse | 19-T1-D5010-234-ATS04 | Auto Transfer Switch ""B"" (ATS04) | Generac | 300718874 | ATC305X30800XXV | OM00002638 |  | Basement, A-8, MA17 | NA | NA | NA | NA | 480 | 800 | Electric | 3 | NA | NA | \Classifications\Building System Class\D50-Electrical SYS\D5010 - Elec Service & Dist\Automatic Transfer Switch - ATS | 1021702
19-T1 | 19-T1 Metropolitan Courthouse | 19-T1-G3063-100-DAT02 | Fuel Day Tank (Generator) (DAT02) | PRTCO Fuel System | 07648704 | PY25ULDW | OM00002640 |  | Roof Southwest | NA | NA | NA | NA | NA | NA | Diesel | NA | NA | NA | \Classifications\Building System Class\G30-Site Mechanical Utilities\G3060 - Fuel Distribution\Tank, Fuel Storage Day - DAT | 1021703
19-T1 | 19-T1 Metropolitan Courthouse | 19-T1-D2040-100-PSU05 | Sump Pump # 1 (PTS05) | Baldor-Reliancer | S9159533-001001 CT | P18G2701 | OM00035947 |  | Basement, Level C, North Parking | NA | NA | NA | 5 | 230/460 | 14/7 | Electric | 3 | NA | NA | \Classifications\Building System Class\D20-Plumbing\D2040 - Rain Drain\Sump Pump - PSU | 1021704
19-T1 | 19-T1 Metropolitan Courthouse | 19-T1-D2040-100-PSU06 | Sump Pump # 2 (PTS06) | Baldor-Reliancer | 661164620022 | P18G2701 | OM00035948 |  | Basement, Level C, North Parking | NA | NA | NA | 5 | 230/460 | 14/7 | Electric | 3 | NA | NA | \Classifications\Building System Class\D20-Plumbing\D2040 - Rain Drain\Sump Pump - PSU | 1021705
19-T1 | 19-T1 Metropolitan Courthouse | 19-T1-G3060-320-DFP02 | Diesel Fuel Transfer Pump (DFP02) | Electric Motor | B48565349 | T36 | OM00041061 |  | Level B South Parking | NA | NA | NA | 1 | 115/208 | 13.4/6.8 | Electric | 1 | NA | NA | \Classifications\Building System Class\G30-Site Mechanical Utilities\G3060 - Fuel Distribution\Pump, Fuel, Diesel Fuel Transfer Pump - DFP | 1021707
19-T1 | 19-T1 Metropolitan Courthouse | 19-T1-D2023-100-BFP10 | Backflow Preventer #8 (3/4" Boiler Room) ﾠ | Watts | 09073 | LF009M3QT | OM00035949 |  | Boiler Room, Roof | NA | NA | NA | NA | NA | NA | NA | NA | NA | NA | \Classifications\Building System Class\D20-Plumbing\D2020 - Domestic Water\Backflow Preventer - BFP | 1021708
19-T1 | 19-T1 Metropolitan Courthouse | 19-T1-D2023-100-BFP11 | Reduced Pressure Backflow Preventer #4 (Basement Parking Garage) 8" | Wilkins | 57626 | 375ASTR | OM00035791 |  | Basement - parking East | NA | NA | NA | NA | NA | NA | NA | NA | NA | NA | \Classifications\Building System Class\D20-Plumbing\D2020 - Domestic Water\Backflow Preventer - BFP | 1022734
19-T1 | 19-T1 Metropolitan Courthouse | 19-T1-D3090-220-CMD02 | COMPRESSOR, AIR DRYER (CMD02) | Great Lakes Air | 58926 | EFR-A1-116 | OM00046757 |  | Chiller room | NA | NA | R-134A | 1/5T | 120 | DNA | Electric | 1 |  |  | \Classifications\Building System Class\D30-HVAC Systems\D3090 - Other HVAC Systems and Equipment\Compressed Air Dryer - CMD | 1022917
19-V1 | 19-V1 East Los Angeles Courthouse | 19-V1-D2023-100-BFP05 | BACKFLOW PREVENTER BFP05 (DOMESTIC 4") | CONBRACO | 12436 | 40-20A02 RP 4" | OM00035323 | Hazard ID: 1001889 Meter#: 01640935 SPID: 8588377866 | Judge's Parking Lot, West side, up against the wall - USE CALIFORNIA WATER SERVICE FORM | NA | NA | NA | NA | NA | NA | NA | NA | NA | NA | \Classifications\Building System Class\D20-Plumbing\D2020 - Domestic Water\Backflow Preventer - BFP | 1013357
19-V1 | 19-V1 East Los Angeles Courthouse | 19-V1-D2023-100-BFP06 | BACKFLOW PREVENTER BFP06 (DOMESTIC 4") | CONBRACO | 12239 | 40-20A02 RP 4" | OM00035324 | Hazard ID: 1021515 Meter#: 01640935 SPID: 8588377866 | Judge's Parking Lot West side, up against the wall - USE CALIFORNIA WATER SERVICE FORM | NA | NA | NA | NA | NA | NA | NA | NA | NA | NA | \Classifications\Building System Class\D20-Plumbing\D2020 - Domestic Water\Backflow Preventer - BFP | 1013358
19-V1 | 19-V1 East Los Angeles Courthouse | 19-V1-D2023-100-BFP07 | BACKFLOW PREVENTER BFP07 (FIRE SYSTEM 6") | HERSEY | 8018553 | 6CM RP 6" | OM00035325 | Hazard ID: 1001887 Meter#: 01640935 SPID: 8588377866 | Judge's Parking Lot West side, up against the wall - USE CALIFORNIA WATER SERVICE FORM | NA | NA | NA | NA | NA | NA | NA | NA | NA | NA | \Classifications\Building System Class\D20-Plumbing\D2020 - Domestic Water\Backflow Preventer - BFP | 1013359
19-V1 | 19-V1 East Los Angeles Courthouse | 19-V1-B2010-100-BLD01 | BUILDING | NA | NA | NA | OM00026591 |  | All | NA | NA | NA | NA | NA | NA | NA | NA | NA | NA | \Classifications\Building System Class\B20-General Building Exterior\B2010 - Exterior Walls\Building - BLD | 1014178
19-V1 | 19-V1 East Los Angeles Courthouse | 19-V1-B2034-400-DOH01 | DOOR OVER HEAD | Mlcor Telescoping Door | 94910 | NA | OM00030638 |  | EAST BUILDING NEAR TRASH AREA | NA | NA | NA | .5 | 208V | 5 | Electric | 3 | NA | NA | \Classifications\Building System Class\B20-General Building Exterior\B2030 - Exterior Doors\Door,Overhead-Shutter,Manual,Elec,Roll-up - DOH | 1014179
19-V1 | 19-V1 East Los Angeles Courthouse | 19-V1-B2034-400-DOH03 | DOOR OVER HEAD | Provene Doors | NA | NA | OM00026978 |  | WEST SIDE OF MAIN ENTRANCE. | NA | NA | NA | DNA | NA | NA | Electric | NA | NA | NA | \Classifications\Building System Class\B20-General Building Exterior\B2030 - Exterior Doors\Door,Overhead-Shutter,Manual,Elec,Roll-up - DOH | 1014181
19-V1 | 19-V1 East Los Angeles Courthouse | 19-V1-B2034-400-DOH04 | ROOL UP DOOR 4 | NA | NA | NA | OM00026979 |  | WEST SIDE OF MAIN ENTRANCE. | NA | NA | NA | 3/4 | 208 | .5 | Electric | 3 | NA | NA | \Classifications\Building System Class\B20-General Building Exterior\B2030 - Exterior Doors\Door,Overhead-Shutter,Manual,Elec,Roll-up - DOH | 1014182
19-V1 | 19-V1 East Los Angeles Courthouse | 19-V1-B3010-100-RUF01 | ROOF | NA | NA | NA | OM00026590 |  | ROOF | NA | NA | NA | NA | NA | NA | NA | NA | NA | NA | \Classifications\Building System Class\B30-Roofing\B3010 - Roof Types\Roof - RUF | 1014183
19-V1 | 19-V1 East Los Angeles Courthouse | 19-V1-D1010-100-ELE01 | ELEVATOR 1 | IMPERIAL | 489021 | NA | OM00033133 | State ID# 093581 | R03 | NA | NA | NA | 40 | 240V | 140 | Electric | 3 | NA | NA | \Classifications\Building System Class\D10-Conveyance Systems\D1010 - Elevator\Elevator,Electric,Pass/Freight - ELE | 1014184
19-V1 | 19-V1 East Los Angeles Courthouse | 19-V1-D1010-100-ELE02 | ELEVATOR 2 | IMPERIAL | 489023 | NA | OM00033134 | State ID# 093582 | R03 | NA | NA | NA | 40 | 240V | 140 | Electric | 3 | NA | NA | \Classifications\Building System Class\D10-Conveyance Systems\D1010 - Elevator\Elevator,Electric,Pass/Freight - ELE | 1014185
19-V1 | 19-V1 East Los Angeles Courthouse | 19-V1-D1010-100-ELE03 | ELEVATOR 3 | IMPERIAL | 489022 | NA | OM00033135 | State ID# 093583 | R03 | NA | NA | NA | 40 | 240V | 140 | Electric | 3 | NA | NA | \Classifications\Building System Class\D10-Conveyance Systems\D1010 - Elevator\Elevator,Electric,Pass/Freight - ELE | 1014186
19-V1 | 19-V1 East Los Angeles Courthouse | 19-V1-D1010-100-ELE04 | ELEVATOR 4 | IMPERIAL | 488149 | NA | OM00033137 | State ID# 089906 | R06 | NA | NA | NA | 30 | 240V | 105 | Electric | 3 | NA | NA | \Classifications\Building System Class\D10-Conveyance Systems\D1010 - Elevator\Elevator,Electric,Pass/Freight - ELE | 1014187
19-V1 | 19-V1 East Los Angeles Courthouse | 19-V1-D1010-100-ELE05 | ELEVATOR 5 | IMPERIAL | 490194 | NA | OM00033138 | State ID# 089907 | R06 | NA | NA | NA | 40 | 240 | 140 | Electric | 3 | NA | NA | \Classifications\Building System Class\D10-Conveyance Systems\D1010 - Elevator\Elevator,Electric,Pass/Freight - ELE | 1014188
19-V1 | 19-V1 East Los Angeles Courthouse | 19-V1-D2017-100-SHW01 | EMERGENCY EYE WASH STATION | HAWS | NA | NA | OM00026959 |  | CHILLER ROOM | NA | NA | NA | NA | NA | NA | NA | NA | NA | NA | \Classifications\Building System Class\D20-Plumbing\D2010 - Plumb Fix\Showers - SHW | 1014189
19-V1 | 19-V1 East Los Angeles Courthouse | 19-V1-D2030-150-MWL01 | MAIN/BRANCH WASTE SYSTEM | NA | NA | NA | OM00026609 |  | ALL. | NA | NA | NA | NA | NA | NA | NA | NA | NA | NA | \Classifications\Building System Class\D20-Plumbing\D2030 - Sani Waste\Main/Branch Waste System - MWL | 1014191
19-V1 | 19-V1 East Los Angeles Courthouse | 19-V1-D3020-100-HET01 | HEATER WATER EXPANSION TANK | DEARATOR- HET | NA | NA | OM00030626 |  | BOILER ROOM | NA | NA | NA | NA | NA | NA | NA | NA | NA | NA | \Classifications\Building System Class\D30-HVAC Systems\D3020 - Heat SYS\Heater Water Expansion Tank - HET | 1014192
19-V1 | 19-V1 East Los Angeles Courthouse | 19-V1-D3044-125-PHW01 | HOT WATER PUMP 1 | Bell & Gosset | 1431246 | 2E | OM00026971 |  | BOILER ROOM | NA | NA | NA | 10 | 460 | 13 | Electric | 3 | NA | NA | \Classifications\Building System Class\D30-HVAC Systems\D3040 - Distribution SYS\Hot Water Pump - PHW | 1014193
19-V1 | 19-V1 East Los Angeles Courthouse | 19-V1-D3044-125-PHW02 | HOT WATER PUMP 2 | Bell & Gosset | 1431247 | 2E | OM00026970 |  | BOILER ROOM | NA | NA | NA | 10 | 460 | 13 | Electric | 3 | NA | NA | \Classifications\Building System Class\D30-HVAC Systems\D3040 - Distribution SYS\Hot Water Pump - PHW | 1014194
19-V1 | 19-V1 East Los Angeles Courthouse | 19-V1-D3021-130-BLR01 | BOILER 1 | Rite Engineering | 29714 | 200 WGE | OM00026973 | ID# 177153 A/N 563300 | BOILER ROOM | NA | NA | NA | 1 | 230 | DNA | Gas | 1 | 2,000,000 | NA | \Classifications\Building System Class\D30-HVAC Systems\D3020 - Heat SYS\Boiler,Hot Water,Oil/Gas/Comb. - BLR | 1014196
19-V1 | 19-V1 East Los Angeles Courthouse | 19-V1-D3021-130-BLR02 | BOILER # 2 | Rite Engineering | 29713 | 200 WGE | OM00026972 | ID# 177153 | ROOF | NA | NA | NA | 1 | 115/208/230V | DNA | Gas | 1 | 2,000,000 | 2,000,000 | \Classifications\Building System Class\D30-HVAC Systems\D3020 - Heat SYS\Boiler,Hot Water,Oil/Gas/Comb. - BLR | 1014197
19-V1 | 19-V1 East Los Angeles Courthouse | 19-V1-D3021-130-BLR03 | BOILER HOT WATER GAS COMB- BLR 3 | LOCHINVAR | SN removed-not availble | CWN0355PM | OM00030631 |  | BOILER ROOM. | NA | NA | NA | DNA | DNA | DNA | Natural gas | DNA | 355,000 | 287,550 | \Classifications\Building System Class\D30-HVAC Systems\D3020 - Heat SYS\Boiler,Hot Water,Oil/Gas/Comb. - BLR | 1014198
19-V1 | 19-V1 East Los Angeles Courthouse | 19-V1-D3021-130-BLR04 | BOILER HOT WATER GAS COMB BLR04 | LOCHINVAR | L877934 | CWN0355PM | OM00030632 |  | BOILER ROOM | NA | NA | NA | DNA | DNA | DNA | Natural gas | DNA | 355,000 | 287,550 | \Classifications\Building System Class\D30-HVAC Systems\D3020 - Heat SYS\Boiler,Hot Water,Oil/Gas/Comb. - BLR | 1014199
19-V1 | 19-V1 East Los Angeles Courthouse | 19-V1-D3030-310-CTF01 | COOLING TOWER SAND FILTER CTF01 | LAKOS | 42610-001 | TBX-0200-CMBV | OM00030602 |  | COOLING TOWER AREA | NA | NA | NA | 7.5 | 230 | 20.2 | Electric | 3 | NA | NA | \Classifications\Building System Class\D30-HVAC Systems\D3030 - Cooling SYS\Cooling Tower Filter - CTF | 1014200
19-V1 | 19-V1 East Los Angeles Courthouse | 19-V1-D2090-230-WIP01 | WATER TREATMENT PUMP | UNILOC | NA | 30C | OM00030601 |  | ROOF | NA | NA | NA | NA | 110 | DNA | electric | DNA | NA | NA | \Classifications\Building System Class\D20-Plumbing\D2090 - Other Plumbing SYS\Water Treatment Inhibitor Pump - WIP | 1014201
19-V1 | 19-V1 East Los Angeles Courthouse | 19-V1-D3030-110-CTW01 | COOLING TOWER 1 | EVAPCO | 7324934 | USS29024 | OM00033142 |  | ROOF | NA | NA | NA | 30 | 480V | DNA | Electric | 3 | NA | NA | \Classifications\Building System Class\D30-HVAC Systems\D3030 - Cooling SYS\Cooling Tower - CTW | 1014202
19-V1 | 19-V1 East Los Angeles Courthouse | 19-V1-D3030-110-CTW02 | COOLING TOWER #2 | EVAPCO | NA | USS29024 | OM00033143 |  | ROOF | NA | NA | NA | 30 | 480V | DNA | Electric | 3 | NA | NA | \Classifications\Building System Class\D30-HVAC Systems\D3030 - Cooling SYS\Cooling Tower - CTW | 1014203
19-V1 | 19-V1 East Los Angeles Courthouse | 19-V1-D3031-130-CLR01 | CHILLER WATER COOLED 1 | CARRIER | 75088 | 19XRV3030256BFS64 | OM00030598 |  | CHILLER ROOM | NA | NA | R-134a | NA | 460 | 244 | Electric | 3 | NA | NA | \Classifications\Building System Class\D30-HVAC Systems\D3030 - Cooling SYS\Chiller, Water Cooled - CLR | 1014204
19-V1 | 19-V1 East Los Angeles Courthouse | 19-V1-D3031-130-CLR02 | CHILLER WATER COOLED CLR02 | CARRIER | 4407Q75087 | 19XRV3030256BFS64 | OM00030599 |  | CHILLER ROOM | NA | NA | R-134a | NA | 480 | 244 | Electric | 3 | NA | NA | \Classifications\Building System Class\D30-HVAC Systems\D3030 - Cooling SYS\Chiller, Water Cooled - CLR | 1014205
19-V1 | 19-V1 East Los Angeles Courthouse | 19-V1-D3031-100-PCH01 | CHILLER WATER PUMP 1 | Bell & Gosset | 143357 | 3G | OM00033144 |  | CHILLER ROOM | NA | NA | NA | 25 | 460 | 32 | Electric | 3 | NA | NA | \Classifications\Building System Class\D30-HVAC Systems\D3030 - Cooling SYS\Chilled Water Pump - PCH | 1014206
19-V1 | 19-V1 East Los Angeles Courthouse | 19-V1-D3031-100-PCH02 | PUMP CHILLER WATER 2 | Bell & Gosset | 1433858 | 3G | OM00030596 |  | CHILLER ROOM | NA | NA | NA | 25 | 460 | 32 | Electric | 3 | NA | NA | \Classifications\Building System Class\D30-HVAC Systems\D3030 - Cooling SYS\Chilled Water Pump - PCH | 1014207
19-V1 | 19-V1 East Los Angeles Courthouse | 19-V1-D3031-100-PCH03 | CONDENSER WATER PUMP 1 | Taco Pumps | NA | TA1224B2J1A2L0 | OM00026958 |  | CHILLER ROOM | NA | NA | NA | 20 | 460 | 23.5 | Electric | 3 | NA | NA | \Classifications\Building System Class\D30-HVAC Systems\D3030 - Cooling SYS\Chilled Water Pump - PCH | 1014208
19-V1 | 19-V1 East Los Angeles Courthouse | 19-V1-D3031-100-PCH04 | CONDENSER WATER PUMP 2 | Taco Pumps | NA | TA1224B2J1A2L0 | OM00026957 |  | CHILLER ROOM | NA | NA | NA | 20 | 460 | 23.5 | Electric | 3 | NA | NA | \Classifications\Building System Class\D30-HVAC Systems\D3030 - Cooling SYS\Chilled Water Pump - PCH | 1014209
19-V1 | 19-V1 East Los Angeles Courthouse | 19-V1-D3041-110-AHU01 | AIR HANDLER UNIT 1 | McQuay Inc | 35L0017904 | MSL134DH | OM00033139 |  | ROOF | BX-64 | 24X24X2 | NA | NA | NA | DNA | Electric | 3 | NA | NA | \Classifications\Building System Class\D30-HVAC Systems\D3040 - Distribution SYS\Air Handling Unit - AHU | 1014210
19-V1 | 19-V1 East Los Angeles Courthouse | 19-V1-D3041-110-AHU02 | AIR HANDLER UNIT 2 | McQuay Inc | 35L0018204 | LYF137DH | OM00033140 |  | ROOF | NA | 24X24X2 | NA | NA | NA | DNA | Electric | 3 | NA | NA | \Classifications\Building System Class\D30-HVAC Systems\D3040 - Distribution SYS\Air Handling Unit - AHU | 1014211
19-V1 | 19-V1 East Los Angeles Courthouse | 19-V1-D3041-110-AHU03 | AIR HANDLER UNIT 3 | McQUAY | 3SL00184-04 | LYFY37DH | OM00030591 |  | ROOM AREA | B-81 | 24X24X2 | NA | NA | NA | DNA | Electric | DNA | NA | NA | \Classifications\Building System Class\D30-HVAC Systems\D3040 - Distribution SYS\Air Handling Unit - AHU | 1014212
19-V1 | 19-V1 East Los Angeles Courthouse | 19-V1-D3041-110-AHU04 | AIR HANDLER UNIT 4 | McQuay Inc | 3SL0018604 | LYF137DH | OM00033141 |  | ROOF | B-89 | 24X24X2 | NA | NA | NA | DNA | Electric | 3 | NA | NA | \Classifications\Building System Class\D30-HVAC Systems\D3040 - Distribution SYS\Air Handling Unit - AHU | 1014213
19-V1 | 19-V1 East Los Angeles Courthouse | 19-V1-D3041-110-AHU05 | AIR HANDLER UNIT 5 | McQuay Inc | 3SL0018704 | MSL141DH | OM00030592 |  | ROOR AREA. | B83 | 24X24X2 | NA | NA | NA | DNA | Electric | 3 | NA | NA | \Classifications\Building System Class\D30-HVAC Systems\D3040 - Distribution SYS\Air Handling Unit - AHU | 1014214
19-V1 | 19-V1 East Los Angeles Courthouse | 19-V1-D3040-120-FCU01 | Fan Coil Unit | McQuay Inc | NA | NA | OM00030636 |  | MECHANICAL ROOM | 4L390 | 20X20X2 | NA | NA | NA | DNA | Electric | DNA | NA | NA | \Classifications\Building System Class\D30-HVAC Systems\D3040 - Distribution SYS\Fan Coil Unit - FCU | 1014215
19-V1 | 19-V1 East Los Angeles Courthouse | 19-V1-D3041-110-AHU09 | AIR HANDLER UNIT 9 | NA | NA | NA | OM00030633 |  | ROOR | NA | NA | R-22 | NA | NA | DNA | Electric | DNA | NA | NA | \Classifications\Building System Class\D30-HVAC Systems\D3040 - Distribution SYS\Air Handling Unit - AHU | 1014216
19-V1 | 19-V1 East Los Angeles Courthouse | 19-V1-D3042-220-EFN01 | EXHAUST FAN-1 | Acme Industrial Products | 87049603 | 8033 | OM00026975 |  | ROOF | NA | NA | NA | NA | DNA | DNA | Electric | 3 | NA | NA | \Classifications\Building System Class\D30-HVAC Systems\D3040 - Distribution SYS\Supply/Exhaust/Return fans- FAN | 1014217
19-V1 | 19-V1 East Los Angeles Courthouse | 19-V1-D3042-220-EFN05 | FAN EXHAUST (BELT DRIVEN) EFN05 | PENN BARRY | F07AC49522 | DX18B | OM00030593 |  | ROOF | 480Y | NA | NA | 1/4 | 240V | 1 | Electric | NA | NA | NA | \Classifications\Building System Class\D30-HVAC Systems\D3040 - Distribution SYS\Supply/Exhaust/Return fans- FAN | 1014218
19-V1 | 19-V1 East Los Angeles Courthouse | 19-V1-D3042-220-EFN06 | FAN EXHAUST (BELT DRIVEN ) EFN06 | CENTRI MASTER | YLF309005 | PNX245J | OM00030594 |  | ROOF. | HL390 | NA | NA | .5 | 230 | DNA | Electric | 1 | NA | NA | \Classifications\Building System Class\D30-HVAC Systems\D3040 - Distribution SYS\Supply/Exhaust/Return fans- FAN | 1014219
19-V1 | 19-V1 East Los Angeles Courthouse | 19-V1-D3042-220-EFN07 | EXHAUST FAN EFN07 | CenTri | NA | NA | OM00030635 |  | ROOF | NA | NA | NA | NA | NA | NA | Electric | NA | NA | NA | \Classifications\Building System Class\D30-HVAC Systems\D3040 - Distribution SYS\Supply/Exhaust/Return fans- FAN | 1014220
19-V1 | 19-V1 East Los Angeles Courthouse | 19-V1-D3050-210-PKU04 | PACKAGE UNIT 4 PKU | LENNOX | 518758415 | CHA 15-513-3G | OM00030634 |  | R | NA | NA | R-22 | 3/4 | 460V | 8.3 | Electric | 3 | NA | NA | \Classifications\Building System Class\D30-HVAC Systems\D3050 - Package SYS\Package Unit - PKU | 1014222
19-V1 | 19-V1 East Los Angeles Courthouse | 19-V1-D3050-250-ACU02 | Air Conditioning Split System | PAYNE | 2290E66276 | 691ANX060000AAAA | OM00030637 |  | NEAR PUBLIC ENTRANCE. | NA | NA | R-22 | NA | 230V | 32.4 | Electric | 3 | NA | DNA | \Classifications\Building System Class\D30-HVAC Systems\D3050 - Package SYS\Air Conditioning,Split System - ACU | 1014223
19-V1 | 19-V1 East Los Angeles Courthouse | 19-V1-D3090-114-CMP01 | Compressor, Control Air (AHU Rm) | EMERSON/INGERSOLL-RAND | 30T628252 | 71T2A7 | OM00030589 |  | ROOF AREA. | NA | NA | NA | 7.5 | 460V | 21.10 | Electric | 3 | NA | NA | \Classifications\Building System Class\D30-HVAC Systems\D3090 - Other HVAC Systems and Equipment\Air Compressor - CMP | 1014224
19-V1 | 19-V1 East Los Angeles Courthouse | 19-V1-D4010-150-FMS01 | SPRINKLER STANDPIPE FMS01 | NA | NA | NA | OM00026977 |  | FRONT OF BUILDING | NA | NA | NA | NA | NA | NA | NA | NA | NA | NA | \Classifications\Building System Class\D40-Fire Protection SYS\D4010 - Sprinkler SYS\Fire Systems, stand pipes - FMS | 1014225
19-V1 | 19-V1 East Los Angeles Courthouse | 19-V1-D2023-100-BFP02 | BACK FLOW PREVERNTER 2 | FEBCO | J025930 | 825Y 2" | OM00030627 |  | BOILER ROOM- Hot water make up. | NA | NA | NA | NA | NA | NA | NA | NA | NA | NA | \Classifications\Building System Class\D20-Plumbing\D2020 - Domestic Water\Backflow Preventer - BFP | 1014226
19-V1 | 19-V1 East Los Angeles Courthouse | 19-V1-D4031-100-FEX40 | FIRE EXTINGISHER (40) | NA | Multiple | NA | OM00026589 |  | ALL FLOOR. | NA | NA | NA | NA | NA | NA | NA | NA | NA | NA | \Classifications\Building System Class\D40-Fire Protection SYS\D4030 - FIRE SPEC\Fire Extinguisher - FEX | 1014229
19-V1 | 19-V1 East Los Angeles Courthouse | 19-V1-D5010-110-MCC01 | CHILLER MOTOR CONTROL CENTER | SIEMENS | 09-1464-53400-01 | 9-001-53400-01 | OM00030595 |  | CHILLER ROOM | NA | NA | NA | NA | 480 | 300 | Electric | 3 | NA | NA | \Classifications\Building System Class\D50-Electrical SYS\D5010 - Elec Service & Dist\Chiller Room Electrical Panel - MCC | 1014230
19-V1 | 19-V1 East Los Angeles Courthouse | 19-V1-D5010-110-MCC02 | CHILLER MOTOR CONTROL CENTER | SIEMENS | 09-1464-53400.02 | 9-001-53400-02 | OM00033024 |  | ROOF AREA | NA | NA | NA | NA | 460V | 400 | Electric | 3 | NA | NA | \Classifications\Building System Class\D50-Electrical SYS\D5010 - Elec Service & Dist\Chiller Room Electrical Panel - MCC | 1014231
19-V1 | 19-V1 East Los Angeles Courthouse | 19-V1-D5010-200-ESD08 | ELECTRIC SWITCH BOARD UNDER | ITE | 60-70879-4 | VB | OM00030588 |  | MECHANICAL ROOM | NA | NA | NA | NA | 480 | 400 | Electric | 3 | NA | NA | \Classifications\Building System Class\D50-Electrical SYS\D5010 - Elec Service & Dist\Electical Service and Distribution - ESD | 1014232
19-V1 | 19-V1 East Los Angeles Courthouse | 19-V1-D5092-250-EML35 | EMERGENCY LIGHTING | NA | NA | NA | OM00026588 |  | ALL | NA | NA | NA | NA | 277V | DNA | Electric | 1 | NA | NA | \Classifications\Building System Class\D50-Electrical SYS\D5090 - Elec SYS\Emergency And Exit Lighting - EML | 1014233
19-V1 | 19-V1 East Los Angeles Courthouse | 19-V1-G3010-210-PWT01 | TANK - Potable water storage tank PWT01 | Buckeye | NA | NA | OM00030600 |  | CHILLER ROOM | NA | NA | NA | NA | NA | NA | NA | NA | NA | NA | \Classifications\Building System Class\G30-Site Mechanical Utilities\G3010 - Water Supply\Potable Water Storage Tank - PWT | 1014234
19-V1 | 19-V1 East Los Angeles Courthouse | 19-V1-G3010-210-PWT02 | TANK POTABLE WATER TANK PWT02 | HYDRO PRO | GKO719 | A028 | OM00030625 |  | BOILER ROOM | NA | NA | NA | NA | NA | NA | NA | NA | NA | NA | \Classifications\Building System Class\G30-Site Mechanical Utilities\G3010 - Water Supply\Potable Water Storage Tank - PWT | 1014235
19-V1 | 19-V1 East Los Angeles Courthouse | 19-V1-G2050-200-LSC01 | LANDSCAPING | NA | NA | NA | OM00026586 |  | OUT SIDE | NA | NA | NA | NA | NA | NA | NA | NA | NA | NA | \Classifications\Building System Class\G20-Other Systems\G2050 - Landscaping\Landscaping - LSC | 1014236
19-V1 | 19-V1 East Los Angeles Courthouse | 19-V1-D5092-250-ELT25 | EXTERIOR LIGHTING | NA | NA | NA | OM00026587 |  | GRUNDS. | NA | NA | NA | NA | NA | NA | Electric | NA | NA | NA | \Classifications\Building System Class\D50-Electrical SYS\D5090 - Elec SYS\Exterior Lighting - ELT | 1014237
19-V1 | 19-V1 East Los Angeles Courthouse | 19-V1-G2049-300-HSC01 | HARDSCAPE | NA | NA | NA | OM00026585 |  | OUT SIDE BUILDING. | NA | NA | NA | NA | NA | NA | NA | NA | NA | NA | \Classifications\Building System Class\G20-Other Systems\G2040 - Site Development\Hardscape - HSC | 1014238
19-V1 | 19-V1 East Los Angeles Courthouse | 19-V1-D5092-210-GEN01 | GENERATOR, EMERGENCY | DETROIT | 12VAD81652 | 12V71TA | OM00036806 | State ID# G32689 | ON THE SOUTH SIDE OF THE BUILDING BY THE RAMP | NA | NA | NA | 630 | 480 | DNA | Diesel | 3 | NA | NA | \Classifications\Building System Class\D50-Electrical SYS\D5090 - Elec SYS\Emergency Generator - GEN | 1015594
19-V1 | 19-V1 East Los Angeles Courthouse | 19-V1-G3063-100-AST01 | TANK, FUEL STORAGE, ABOVE GROUND | CONTAINMENT SOLUTIONS | 193100 | LP.1.000-1 | OM00036807 |  | ON THE SOUTH SIDE OF THE FACILITY OUTSIDE THE BUILDING | NA | NA | NA | NA | NA | NA | Diesel | NA | NA | NA | \Classifications\Building System Class\G30-Site Mechanical Utilities\G3060 - Fuel Distribution\Tank, Fuel Storage, Above Ground - AST | 1015596
19-V1 | 19-V1 East Los Angeles Courthouse | 19-V1-G3063-100-DAT01 | TANK, FUEL STORAGE DAY TANK | SIMPLEX | 45208 | SRS75 | OM00036808 | DNA | ON THE SOUTH SIDE OF THE BUILDING NEAR BY THE LOADING DOCK | NA | NA | NA | NA | NA | NA | Diesel | NA | NA | NA | \Classifications\Building System Class\G30-Site Mechanical Utilities\G3060 - Fuel Distribution\Tank, Fuel Storage Day - DAT | 1015602
19-V1 | 19-V1 East Los Angeles Courthouse | 19-V1-D5010-234-ATS01 | ELECTRICAL, AUTOMATIC TRANSFER SWITCH #1 | RUSSELECTRIC INC | 14676-1 | RMT-8004CE | OM00035976 |  | MECH ROOM 5TH FLOOR (TRANSF SWITCH #1) | NA | NA | NA | NA | 480 | 800 | Electric | 3 | NA | NA | \Classifications\Building System Class\D50-Electrical SYS\D5010 - Elec Service & Dist\Automatic Transfer Switch - ATS | 1015932
19-V1 | 19-V1 East Los Angeles Courthouse | 19-V1-D2023-100-BFP08 | BACKFLOW PREVENTER (MAIN BFP 8") | Wilkins | P4296 | 450DA-8" | OM00026969 | Hazzard ID# 1001890 Meter# 66615470 SPID:4480577855 | In front of the building by the main entry - USE CALIFORNIA WATER SERVICE FORM | NA | NA | NA | NA | NA | NA | NA | NA | NA | NA | \Classifications\Building System Class\D20-Plumbing\D2020 - Domestic Water\Backflow Preventer - BFP | 1016077
19-V1 | 19-V1 East Los Angeles Courthouse | 19-V1-D2023-100-BFP09 | BACKFLOW PREVENTER (FIRE SYSTEM 3/4") | Wilkins | 3010363 | 950XL-3/4" | OM00035968 | Hazard ID: 1016247 Meter#: 01640935 SPID: 8588377866 | In front of the building by the main entry - USE CALIFORNIA WATER SERVICE FORM | NA | NA | NA | NA | NA | NA | NA | NA | NA | NA | \Classifications\Building System Class\D20-Plumbing\D2020 - Domestic Water\Backflow Preventer - BFP | 1016078
19-V1 | 19-V1 East Los Angeles Courthouse | 19-V1-G3063-100-DFS01 | Leak Detection System Diesel Fuel (Generator Rm) | Veeder Root | I098196055811011 | TLS 300C | OM00035974 |  | Ground Floor Generator Room | NA | NA | NA | NA | 120 | 2.0 | Electric | 1 | NA | NA | \Classifications\Building System Class\G30-Site Mechanical Utilities\G3060 - Fuel Distribution\Diesel Fuel Leak Detection System - DFS | 1017688
19-V1 | 19-V1 East Los Angeles Courthouse | 19-V1-D3042-220-EFN02 | Exhaust Fan #2 (Room G08) | Centri-Master | YIF309007 | XB120E | OM00035958 |  | Fire Sprinkler Room G08 on Ground Floor | NA | NA | NA | NA | DNA | DNA | Electric | DNA | NA | NA | \Classifications\Building System Class\D30-HVAC Systems\D3040 - Distribution SYS\Supply/Exhaust/Return fans- FAN | 1017687
19-V1 | 19-V1 East Los Angeles Courthouse | 19-V1-D3042-220-EFN03 | Exhaust Fan #3 (Above AHU Rm Roof) | Centri-Master | PN1651 | XIF309001 | OM00035960 |  | Above Air Handler Room on Roof | A25 (1) | NA | NA | 1 | 200-230/460 | 3.4/1.6 | Electric | 3 | NA | NA | \Classifications\Building System Class\D30-HVAC Systems\D3040 - Distribution SYS\Supply/Exhaust/Return fans- FAN | 1017689
19-V1 | 19-V1 East Los Angeles Courthouse | 19-V1-D3042-220-EFN04 | Exhaust Fan #4 (Above AHU Rm Roof) | Centri-Master | PN1653 | XIF309001 | OM00035959 |  | Above Air Handler Room on Roof | A25 (1) | NA | NA | 1 | 200-230/460 | 3.4/1.6 | Electric | 3 | NA | NA | \Classifications\Building System Class\D30-HVAC Systems\D3040 - Distribution SYS\Supply/Exhaust/Return fans- FAN | 1017690
19-V1 | 19-V1 East Los Angeles Courthouse | 19-V1-D3042-220-EFN08 | Exhaust Fan #8 (Above AHU Rm Roof) | Centri-Master | 8704960 | 3G12 | OM00035961 |  | Above Air Handler Room on Roof | A25 (1) | NA | NA | 3/4 | 200-230/460 | DNA | Electric | 3 | NA | NA | \Classifications\Building System Class\D30-HVAC Systems\D3040 - Distribution SYS\Supply/Exhaust/Return fans- FAN | 1017691
19-V1 | 19-V1 East Los Angeles Courthouse | 19-V1-D5037-710-FAP01 | Fire Alarm Panel (Room G04G) | Radionics | NA | D7412 | OM00035972 |  | Ground Floor Sheriff's Office Room G04G | NA | NA | NA | NA | 16.5 | 40 | Electric | DNA | NA | NA | \Classifications\Building System Class\D50-Electrical SYS\D5030 - Comm & Security\Fire Alarm Panel - FAP | 1017692
19-V1 | 19-V1 East Los Angeles Courthouse | 19-V1-D3040-120-FCU02 | Fan Coil Unit (Penthouse ELE#5 AHU Room) | McQuay Inc | NA | NA | OM00040601 |  | Outside Elevator #5 Air Handler Room | 4L390 (1) | 25x16x2 (1) | NA | 3/4 | 208-230/460 | 2.9-3.0/1.5 | Electric | 3 | NA | NA | \Classifications\Building System Class\D30-HVAC Systems\D3040 - Distribution SYS\Fan Coil Unit - FCU | 1017693
19-V1 | 19-V1 East Los Angeles Courthouse | 19-V1-D4010-150-FMS02 | Fire System, Sprinkler System | Star Sprinkler Corp | NA | F | OM00035970 |  | Fire Sprinkler Room G08 on Ground Floor | NA | NA | NA | NA | NA | NA | NA |  | NA | NA | \Classifications\Building System Class\D40-Fire Protection SYS\D4010 - Sprinkler SYS\Fire Systems, stand pipes - FMS | 1017694
19-V1 | 19-V1 East Los Angeles Courthouse | 19-V1-D2023-310-HWP01 | Domestic Hot Water Circulating Pump (Rm G08) | Armstrong Pump Co | 300982525 | 125B4360P-00 | OM00035971 |  | Fire Sprinkler Room G08 on Ground Floor | NA | NA | NA | 1.5 | 230/460 | 4.6/2.3 | Electric | 3 | NA | NA | \Classifications\Building System Class\D20-Plumbing\D2020 - Domestic Water\Domestic Hot Water Circulating Pump - HWP | 1017695
19-V1 | 19-V1 East Los Angeles Courthouse | 19-V1-D4022-210-FSG01 | Fire Pump, Electric (Room G08) | Fairbanks Morse | K3R1018465 | 28740 | OM00035587 |  | Fire Sprinkler Room G08 on Ground Floor | NA | NA | NA | 60 | 230/460 | 142/71 | Electric | 3 | NA | NA | \Classifications\Building System Class\D40-Fire Protection SYS\D4020 - Stand Pipe\Pump,Fire,Electric Motor Driven - FSG | 1017696
19-V1 | 19-V1 East Los Angeles Courthouse | 19-V1-D2023-310-HWP02 | Domestic Hot Water Circulating Pump (Rm R08) | Taco Pumps | 110941 | 12813214 | OM00040599 |  | Penthouse Boiler Room R08 | NA | NA | NA | 1/6 | 115 | 3.5 | Electric | 1 | NA | NA | \Classifications\Building System Class\D20-Plumbing\D2020 - Domestic Water\Domestic Hot Water Circulating Pump - HWP | 1017697
19-V1 | 19-V1 East Los Angeles Courthouse | 19-V1-D2023-310-HWP04 | Domestic Hot Water Circulating Pump (Rm R08) | Taco Pumps | 59896771P1 | UP15-29STY | OM00040597 |  | Penthouse Boiler Room R08 | NA | NA | NA | NA | 115 | 0.7 | Electric | 1 | NA | NA | \Classifications\Building System Class\D20-Plumbing\D2020 - Domestic Water\Domestic Hot Water Circulating Pump - HWP | 1017699
19-V1 | 19-V1 East Los Angeles Courthouse | 19-V1-D5010-110-MCC04 | Chiller Motor Control Center (Rm 424A) | Westinghouse Corp | R893S4DMIX | B47GG1K907T3 | OM00035965 |  | 4th Floor Chiller Room 424A | NA | NA | NA | NA | NA | DNA | Electric | DNA | NA | NA | \Classifications\Building System Class\D50-Electrical SYS\D5010 - Elec Service & Dist\Chiller Room Electrical Panel - MCC | 1017703
19-V1 | 19-V1 East Los Angeles Courthouse | 19-V1-D5010-200-ESD01 | Main Electrical Panel (Rm G20) | Siemens | 60708791 | SD Series FC1 | OM00035953 |  | Ground Floor Room G20 | NA | NA | NA | NA | 480Y/277 | 3000 | Electric | 3 | NA | NA | \Classifications\Building System Class\D50-Electrical SYS\D5010 - Elec Service & Dist\Electical Service and Distribution - ESD | 1017704
19-V1 | 19-V1 East Los Angeles Courthouse | 19-V1-D2040-100-PSU02 | Sump Pump #2 (Fire Pump Rm) | Swaby MFG Co | A6589 | 4200 | OM00035585 |  | Ground Floor Fire Pump Room G08 | NA | NA | NA | 1 | 208-230 | 3.4/3.8 | Electric | 3 | NA | NA | \Classifications\Building System Class\D20-Plumbing\D2040 - Rain Drain\Sump Pump - PSU | 1017705
19-V1 | 19-V1 East Los Angeles Courthouse | 19-V1-D2040-100-PSU03 | Sump Pump #3 (Fire Pump Rm) | NA | NA | NA | OM00030640 |  | Ground Floor Fire Pump Room G08 | NA | NA | NA | NA | NA | DNA | Electric | DNA | NA | NA | \Classifications\Building System Class\D20-Plumbing\D2040 - Rain Drain\Sump Pump - PSU | 1017707
19-V1 | 19-V1 East Los Angeles Courthouse | 19-V1-D3041-230-RFN01 | Return Fan #1 (Roof AHU Rm) | McQuay Inc | 3SL0018004 | LYF128DI | OM00037974 |  | Roof Penthouse Air Handler Room | B72 (2) | NA | NA | DNA | DNA | DNA | Electric | DNA | NA | NA | \Classifications\Building System Class\D30-HVAC Systems\D3040 - Distribution SYS\Supply/Exhaust/Return fans- FAN | 1017709
19-V1 | 19-V1 East Los Angeles Courthouse | 19-V1-D3041-230-RFN04 | Return Fan #4 (Roof AHU Rm) | McQuay Inc | 3SL0018604 | LYF137DH | OM00037977 |  | Roof Penthouse Air Handler Room | BP83 (2) | NA | NA | 10 | 230/460 | 25.4-12.7 | Electric | 3 | NA | NA | \Classifications\Building System Class\D30-HVAC Systems\D3040 - Distribution SYS\Supply/Exhaust/Return fans- FAN | 1017712
19-V1 | 19-V1 East Los Angeles Courthouse | 19-V1-D3041-230-RFN05 | Return Fan #5 (Roof AHU Rm) | McQuay Inc | 3SL0018804 | LYF137DH | OM00037978 |  | Roof Penthouse Air Handler Room | BP83 (2) | NA | NA | 10 | 230/460 | 26.6/13.3 | Electric | 3 | NA | NA | \Classifications\Building System Class\D30-HVAC Systems\D3040 - Distribution SYS\Supply/Exhaust/Return fans- FAN | 1017713
19-V1 | 19-V1 East Los Angeles Courthouse | 19-V1-D3090-220-CMD02 | Compressor Air Dryer (AHU Rm Roof) | Johnson Controls | NA | A-4210-1 | OM00040602 |  | Roof Penthouse Air Handler Room | NA | NA | R-12 | NA | 115 | 4.0 | Electric | 1 | NA | NA | \Classifications\Building System Class\D30-HVAC Systems\D3090 - Other HVAC Systems and Equipment\Compressed Air Dryer - CMD | 1017685
19-V1 | 19-V1 East Los Angeles Courthouse | 19-V1-D3090-114-CMP02 | Compressor Control Air (AHU Room) | Ingersoll-Rand | 30T628256 | 71T2A7 | OM00030590 |  | Roof Penthouse Air Handler Room | B83 (3) | NA | NA | 7.5 | 230/460 | 21/10.5 | Electric | 3 | NA | NA | \Classifications\Building System Class\D30-HVAC Systems\D3090 - Other HVAC Systems and Equipment\Air Compressor - CMP | 1017686
19-V1 | 19-V1 East Los Angeles Courthouse | 19-V1-D2023-310-HWP03 | Domestic Hot Water Circulating Pump (Rm R08) | Taco Pumps | NA | 1291304104 | OM00040598 |  | Penthouse Boiler Room R08 | NA | NA | NA | 1/6 | 115 | 3.6 | Electric | 1 | NA | NA | \Classifications\Building System Class\D20-Plumbing\D2020 - Domestic Water\Domestic Hot Water Circulating Pump - HWP | 1017698
19-V1 | 19-V1 East Los Angeles Courthouse | 19-V1-D2023-310-HWP05 | Domestic Hot Water Circulating Pump (Rm R08) | Taco Pumps | 172738LF | G08T | OM00040596 |  | Penthouse Boiler Room R08 | NA | NA | NA | 1/2 | 208-230/460 | 2.3-2.4/1.2 | Electric | 1 | NA | NA | \Classifications\Building System Class\D20-Plumbing\D2020 - Domestic Water\Domestic Hot Water Circulating Pump - HWP | 1017700
19-V1 | 19-V1 East Los Angeles Courthouse | 19-V1-D4022-210-JPM01 | Jockey Fire Pump (Rm G08) | Peerless Pumps | 40089474 | 48D1-8 | OM00035588 |  | Fire Sprinkler Room G08 on Ground Floor | NA | NA | NA | 2 | 208-230/460 | 6.2-5.6/2.9 | Electric | 3 | NA | NA | \Classifications\Building System Class\D40-Fire Protection SYS\D4020 - Stand Pipe\Jockey Pump - JPM | 1017701
19-V1 | 19-V1 East Los Angeles Courthouse | 19-V1-D5010-110-MCC03 | Chiller Motor Control Center (Rm 424A) | Westinghouse Corp | R893S4DM1X | B47GG1K907T3 | OM00035966 |  | 4th Floor Chiller Room 424A | NA | NA | NA | NA | NA | DNA | Electric | DNA | NA | NA | \Classifications\Building System Class\D50-Electrical SYS\D5010 - Elec Service & Dist\Chiller Room Electrical Panel - MCC | 1017702
19-V1 | 19-V1 East Los Angeles Courthouse | 19-V1-D2040-100-PSU01 | Sump Pump #1 (Fire Pump Rm) | Swaby MFG Co | A6588 | 4200 | OM00035586 |  | Ground Floor Fire Pump Room G08 | NA | NA | NA | 1 | 208-230/460 | 3.4-3.3/1.6 | Electric | 3 | NA | NA | \Classifications\Building System Class\D20-Plumbing\D2040 - Rain Drain\Sump Pump - PSU | 1017706
19-V1 | 19-V1 East Los Angeles Courthouse | 19-V1-G3010-210-PWT04 | Potable Water Storage Tank (Rm G08) | Ace Buehler Inc | 71014 | SD6005U94OM | OM00030641 |  | Ground Floor Fire Pump Room G08 | NA | NA | NA | NA | NA | NA | NA |  | NA | NA | \Classifications\Building System Class\G30-Site Mechanical Utilities\G3010 - Water Supply\Potable Water Storage Tank - PWT | 1017708
19-V1 | 19-V1 East Los Angeles Courthouse | 19-V1-D3041-230-RFN02 | Return Fan #2 (Roof AHU Rm) | McQuay Inc | 3SL0018104 | MSL150DH | OM00037975 |  | Roof Penthouse Air Handler Room | 5VX1060 (2) | NA | NA | 25 | 230/460 | 65/32.5 | Electric | 3 | NA | NA | \Classifications\Building System Class\D30-HVAC Systems\D3040 - Distribution SYS\Supply/Exhaust/Return fans- FAN | 1017710
19-V1 | 19-V1 East Los Angeles Courthouse | 19-V1-D3041-230-RFN03 | Return Fan #3 (Roof AHU Rm) | McQuay Inc | 3SL0018304 | MSL150DH | OM00037976 |  | Roof Penthouse Air Handler Room | B103 (2) | NA | NA | 25 | 230/460 | 65/32.5 | Electric | 3 | NA | NA | \Classifications\Building System Class\D30-HVAC Systems\D3040 - Distribution SYS\Supply/Exhaust/Return fans- FAN | 1017711
19-V1 | 19-V1 East Los Angeles Courthouse | 19-V1-D3060-100-RDS01 | Refrigerant Leak Detection System (Rm 424A) | Citical Environmental Technologies | SCS0802D3045 | SCS-BR2-L | OM00035967 |  | 4th Floor Chiller Room 424A | NA | NA | NA | NA | NA | DNA | Electric | DNA | NA | NA | \Classifications\Building System Class\D30-HVAC Systems\D3060 - Control & Inst Air\Refrigerant Leak Detection System - RDS | 1017714
19-V1 | 19-V1 East Los Angeles Courthouse | 19-V1-D5010-200-ESD02 | Electrical Switchboard (Rm G20) | Siemens | 607087912 | CDP Series 6 | OM00035955 |  | Ground Floor Main Electrical Room G20 | NA | NA | NA | NA | NA | DNA | Electric | DNA | NA | NA | \Classifications\Building System Class\D50-Electrical SYS\D5010 - Elec Service & Dist\Electical Service and Distribution - ESD | 1017715
19-V1 | 19-V1 East Los Angeles Courthouse | 19-V1-D4094-450-SFM01 | Halon Fire Extinguishing Unit, FM200 (Rm R02) | Pyrotronics | 575084403B | PYR-A LON 1301 | OM00040595 |  | Penthouse Microwave Room R02 | NA | NA | NA | NA | NA | NA | Electric | DNA | NA | NA | \Classifications\Building System Class\D40-Fire Protection SYS\D4090 - Other Fire Protection Systems\Fire Suppression, Gaseous - SFM | 1017721
19-V1 | 19-V1 East Los Angeles Courthouse | 19-V1-D4094-450-SFM02 | Halon Fire Extinguishing Unit, FM200 (Vault) | Pyrotronics | NA | H60 | OM00035962 |  | 1st Floor In Vault | NA | NA | NA | NA | NA | NA | Electric | DNA | NA | NA | \Classifications\Building System Class\D40-Fire Protection SYS\D4090 - Other Fire Protection Systems\Fire Suppression, Gaseous - SFM | 1017722
19-V1 | 19-V1 East Los Angeles Courthouse | 19-V1-D4094-450-SFM03 | Halon Fire Extinguishing Unit, FM200 (Rm 111) | Pyrotronics | NA | CP-2HR/H250 | OM00035975 |  | 1st Floor Main Communitcations Room 111 | NA | NA | NA | NA | NA | NA | Electric | DNA | NA | NA | \Classifications\Building System Class\D40-Fire Protection SYS\D4090 - Other Fire Protection Systems\Fire Suppression, Gaseous - SFM | 1017723
19-V1 | 19-V1 East Los Angeles Courthouse | 19-V1-D1013-310-WCL01 | Wheelchair Lift Dept #1 (Rm 105F) | NA | NA | NA | OM00035963 | PEND RISK RVW | 1st Floor Dept 1 Room 105F | NA | NA | NA | NA | NA | DNA | Electric | DNA | NA | NA | \Classifications\Building System Class\D10-Conveyance Systems\D1010 - Elevator\Wheelchair Lift - WCL | 1017724
19-V1 | 19-V1 East Los Angeles Courthouse | 19-V1-D1013-310-WCL03 | Wheelchair Lift Dept #3 (Rm 205E) | NA | NA | NA | OM00037969 | PEND RISK RVW | 2nd Floor Dept 3 Room 205E | NA | NA | NA | NA | NA | DNA | Electric | DNA | NA | NA | \Classifications\Building System Class\D10-Conveyance Systems\D1010 - Elevator\Wheelchair Lift - WCL | 1017726
19-V1 | 19-V1 East Los Angeles Courthouse | 19-V1-D1013-310-WCL04 | Wheelchair Lift Dept #4 (Rm 302E) | NA | NA | NA | OM00037970 | PEND RISK RVW | 3rd Floor Dept 4 Room 302E | NA | NA | NA | NA | NA | DNA | Electric | DNA | NA | NA | \Classifications\Building System Class\D10-Conveyance Systems\D1010 - Elevator\Wheelchair Lift - WCL | 1017727
19-V1 | 19-V1 East Los Angeles Courthouse | 19-V1-D1013-310-WCL07 | Wheelchair Lift Dept #7 (Rm 405E) | NA | NA | NA | OM00037973 | PEND RISK RVW | 4th Floor Dept 7 Room 405E | NA | NA | NA | NA | NA | DNA | Electric | DNA | NA | NA | \Classifications\Building System Class\D10-Conveyance Systems\D1010 - Elevator\Wheelchair Lift - WCL | 1017729
19-V1 | 19-V1 East Los Angeles Courthouse | 19-V1-D2023-310-WBS02 | Domestic Water Booster Pump #2 (Rm G08) | Ebera Fluid Handling | C2552991 | A3U32160B5073C | OM00035590 |  | Ground Floor Fire Pump Room G08 | NA | NA | NA | 5 | 208-230/460 | 13-12.2/6.1 | Electric | DNA | NA | NA | \Classifications\Building System Class\D20-Plumbing\D2020 - Domestic Water\Domestic Water Booster System - WBS | 1017732
19-V1 | 19-V1 East Los Angeles Courthouse | 19-V1-D5010-200-ESD03 | Electrical Switchboard (Rm G20) | Siemens | 60708796 | VB Series 6 | OM00035954 |  | Ground Floor Main Electrical Room G20 | NA | NA | NA | NA | 480Y/277 | 400 | Electric | DNA | NA | NA | \Classifications\Building System Class\D50-Electrical SYS\D5010 - Elec Service & Dist\Electical Service and Distribution - ESD | 1017716
19-V1 | 19-V1 East Los Angeles Courthouse | 19-V1-D5010-200-ESD04 | Electrical Switchboard (Rm 214) | Siemens | 6070879X7 | VB Series 6 | OM00035956 |  | 2nd Floor Electrical Room 214 | NA | NA | NA | NA | 480Y/277 | 400 | Electric | DNA | NA | NA | \Classifications\Building System Class\D50-Electrical SYS\D5010 - Elec Service & Dist\Electical Service and Distribution - ESD | 1017717
19-V1 | 19-V1 East Los Angeles Courthouse | 19-V1-D5010-200-ESD05 | Electrical Switchboard (Rm 412) | Siemens | 60708793 | VB Series 6 | OM00035957 |  | 4th Floor Electrical Room 412 | NA | NA | NA | NA | 480Y/277 | 400 | Electric | DNA | NA | NA | \Classifications\Building System Class\D50-Electrical SYS\D5010 - Elec Service & Dist\Electical Service and Distribution - ESD | 1017718
19-V1 | 19-V1 East Los Angeles Courthouse | 19-V1-D5010-200-ESD06 | Electrical Switchboard (Rm R06) | ITE Electrical Products | 60708792 | VB Series 6 | OM00040604 |  | Penthouse Elevator Room R06 | NA | NA | NA | NA | 480 | 225 | Electric | 3 | NA | NA | \Classifications\Building System Class\D50-Electrical SYS\D5010 - Elec Service & Dist\Electical Service and Distribution - ESD | 1017719
19-V1 | 19-V1 East Los Angeles Courthouse | 19-V1-D5010-200-ESD07 | Electrical Switchboard (Rm R03) | ITE Electrical Products | 60708795 | VB Series 6 | OM00040603 |  | Penthouse Elevator Room R03 | NA | NA | NA | NA | NA | DNA | Electric | DNA | NA | NA | \Classifications\Building System Class\D50-Electrical SYS\D5010 - Elec Service & Dist\Electical Service and Distribution - ESD | 1017720
19-V1 | 19-V1 East Los Angeles Courthouse | 19-V1-D1013-310-WCL02 | Wheelchair Lift Dept #2 (Rm 202D) | NA | NA | NA | OM00035964 | PEND RISK RVW | 2nd Floor Dept 2 Room 202D | NA | NA | NA | NA | NA | DNA | Electric | DNA | NA | NA | \Classifications\Building System Class\D10-Conveyance Systems\D1010 - Elevator\Wheelchair Lift - WCL | 1017725
19-V1 | 19-V1 East Los Angeles Courthouse | 19-V1-D1013-310-WCL05 | Wheelchair Lift Dept #5 (Rm 305E) | NA | NA | NA | OM00037971 | PEND RISK RVW | 3rd Floor Dept 5 Room 305E | NA | NA | NA | NA | NA | DNA | Electric | DNA | NA | NA | \Classifications\Building System Class\D10-Conveyance Systems\D1010 - Elevator\Wheelchair Lift - WCL | 1017728
19-V1 | 19-V1 East Los Angeles Courthouse | 19-V1-D1013-310-WCL06 | Wheelchair Lift Dept #6 (Rm 401D) | NA | NA | NA | OM00037972 | PEND RISK RVW | 4th Floor Dept 6 Room 401D | NA | NA | NA | DNA | DNA | DNA | Electric | DNA | NA | NA | \Classifications\Building System Class\D10-Conveyance Systems\D1010 - Elevator\Wheelchair Lift - WCL | 1017730
19-V1 | 19-V1 East Los Angeles Courthouse | 19-V1-D2023-310-WBS01 | Domestic Water Booster Pump #1 (Rm G08) | Ebera Fluid Handling | C100422 | 3V-32-160BNB | OM00037979 |  | Ground Floor Fire Pump Room G08 | NA | NA | NA | 5 | 208-230/460 | 13-12.2/6.1 | Electric | DNA | NA | NA | \Classifications\Building System Class\D20-Plumbing\D2020 - Domestic Water\Domestic Water Booster System - WBS | 1017731
19-V1 | 19-V1 East Los Angeles Courthouse | 19-V1-G3063-100-DAT02 | Fuel Storage Day Tank (Generator Rm) | Simplex | 45962 | SST-10 | OM00035973 |  | Ground Floor Generator Room | NA | NA | NA | NA | NA | NA | Diesel |  | NA | NA | \Classifications\Building System Class\G30-Site Mechanical Utilities\G3060 - Fuel Distribution\Tank, Fuel Storage Day - DAT | 1017733
19-V1 | 19-V1 East Los Angeles Courthouse | 19-V1-G3010-210-FWT01 | Fire Water Storage Tank | NA | NA | NA | OM00040755 |  | Judge's Parking Lot adjacent to gate | NA | NA | NA | NA | NA | NA | NA | NA | NA | NA | \Classifications\Building System Class\G30-Site Mechanical Utilities\G3010 - Water Supply\Fire Water Tank - FWT | 1021649
19-V1 | 19-V1 East Los Angeles Courthouse | 19-V1-D2023-100-BFP11 | Backflow Preventer, BFP11- Irrigation BFP | Febco | J030062 | 825Y, 1 1/2" | OM00019998 | OW0209916-FA0234856-BD0022915-S/5901 | GROUNDS, FLOWER BED LOCATED IN THE JUDGES' PARKING LOT (LAPHD FORM REQUIRED) | NA | NA | NA | NA | NA | NA | NA | NA | NA | NA | \Classifications\Building System Class\D20-Plumbing\D2020 - Domestic Water\Backflow Preventer - BFP | 1022859
19-V1 | 19-V1 East Los Angeles Courthouse | 19-V1-D3050-250-ACU03 | Air Conditioning Split System (IT Room) (ACU03) | Guardian | W1M8394617 | GAW14L60C22SA | OM00046736 |  | Roof-West Side | NA | NA | R-22 | 1/4 | 230 | DNA | Electric | 1 | NA | NA | \Classifications\Building System Class\D30-HVAC Systems\D3050 - Package SYS\Air Conditioning,Split System - ACU | 1022919
19-W1 | 19-W1 Pomona Courthouse South | 19-W1-D4031-100-FEX56 | Fire extinguisher assets (56) | 40 STATIONS | NA | RU-S | OM00026603 |  | WEST AND EAST MID ROOF | NA | NA | NA | NA | NA | NA | NA | NA | NA | NA | \Classifications\Building System Class\D40-Fire Protection SYS\D4030 - FIRE SPEC\Fire Extinguisher - FEX | EQ-1007210
19-W1 | 19-W1 Pomona Courthouse South | 19-W1-D5092-250-EML55 | LIGHTING, EMERGENCY & EXIT (55) | NA | NA | NA | OM00026604 |  | LOCATED IN THE ENGENEER OFFICE | NA | NA | NA | NA | NA | NA | Electric | NA | NA | NA | \Classifications\Building System Class\D50-Electrical SYS\D5090 - Elec SYS\Emergency And Exit Lighting - EML | EQ-1007211
19-W1 | 19-W1 Pomona Courthouse South | 19-W1-D3041-110-AHU02 | AIR-HANDLER 2 | WESTEEN BLOWER | DNA | C-30822 | OM00015207 |  | Center of bldg on westside near ELE06 Judges' Elevator | B140 (3) | 24x24x2 (20) | NA | 30 | 240/460 | 50/25 | Electric | 3 | NA | NA | \Classifications\Building System Class\D30-HVAC Systems\D3040 - Distribution SYS\Air Handling Unit - AHU | EQ-1007216
19-W1 | 19-W1 Pomona Courthouse South | 19-W1-D3041-110-AHU03 | AIR-HANDLER 3 | WESTEER BLOWER | C-30822 | 1-365 | OM00015173 |  | MECHANICAL ROOM | BP100 (5) | 24x24x2 (20) | NA | 40 | 460 | 3 | Electric |  | NA | NA | \Classifications\Building System Class\D30-HVAC Systems\D3040 - Distribution SYS\Air Handling Unit - AHU | EQ-1007217
19-W1 | 19-W1 Pomona Courthouse South | 19-W1-D3041-110-AHU04 | AIR-HANDLER 4 | WESTERN BLOWER | C-30823 | 1-DDA-365 | OM00015170 | NA | MECHANICAL ROOM | B150 (4) | 24x24x2 (20) | NA | 30 | 230/460 | 71/35.5 | Electric | 3 | NA | NA | \Classifications\Building System Class\D30-HVAC Systems\D3040 - Distribution SYS\Air Handling Unit - AHU | EQ-1007218
19-W1 | 19-W1 Pomona Courthouse South | 19-W1-D3041-110-AHU05 | AIR HANDLER 5 | Western blower | C-30823 | NA | OM00015159 |  | Mechanic room | B144 (4) | 20x20x2 (20) | NA | 30 | 208-230/460 | 78.2-70.8/55.4 | Electric | 3 | NA | NA | \Classifications\Building System Class\D30-HVAC Systems\D3040 - Distribution SYS\Air Handling Unit - AHU | EQ-1007220
19-W1 | 19-W1 Pomona Courthouse South | 19-W1-D3041-110-AHU07 | AIR-HANDLER 7 | Western Blower | C30824 | 1-DA-365 | OM00015183 |  | MECHANICAL ROOM | B140 (3) | 24x24x2 (15) | NA | 20 | 208-230 | 54.0-45.6 | Electric | 3 | NA | NA | \Classifications\Building System Class\D30-HVAC Systems\D3040 - Distribution SYS\Air Handling Unit - AHU | EQ-1007221
19-W1 | 19-W1 Pomona Courthouse South | 19-W1-D3050-210-PKU02 | PACKAGE UNIT | CARRIER | 1204G20624 | 50HJ-012-661 | OM00015244 | NA | UPPER ROOF | A53 | 20x20x2 (4) | R-22 | 3 | 480 | 4.8 | Electric | 3 | NA | 142.197 | \Classifications\Building System Class\D30-HVAC Systems\D3050 - Package SYS\Package Unit - PKU | EQ-1007223
19-W1 | 19-W1 Pomona Courthouse South | 19-W1-B2010-100-BLD01 | Building Structure | NA | NA | NA | OM00026600 |  | All | NA | NA | NA | NA | NA | NA | NA | NA | NA | NA | \Classifications\Building System Class\B20-General Building Exterior\B2010 - Exterior Walls\Building - BLD | EQ-1007284
19-W1 | 19-W1 Pomona Courthouse South | 19-W1-B3010-100-RUF01 | Roofing Systems | NA | NA | NA | OM00026601 |  | ENGINEER OFFICE. | NA | NA | NA | NA | NA | NA | NA | NA | NA | NA | \Classifications\Building System Class\B30-Roofing\B3010 - Roof Types\Roof - RUF | EQ-1007461
19-W1 | 19-W1 Pomona Courthouse South | 19-W1-D1010-100-ELE01 | ELEVATOR #1 | DOVER | 21416 | 63188 | OM00028914 | State ID# 047074 | ELEVATOR MECH ROOM | NA | NA | NA | 42.5 | 120/230/460 | 145 | electric | 3 | NA | NA | \Classifications\Building System Class\D10-Conveyance Systems\D1010 - Elevator\Elevator,Electric,Pass/Freight - ELE | 1007811
19-W1 | 19-W1 Pomona Courthouse South | 19-W1-D1010-100-ELE02 | ELEVATOR #2 | DOVER | 21417 | 63188 | OM00028915 | State ID# 047075 | ELEVATOR MECH ROOM | NA | NA | NA | 42.5 | 120/230/460 | 145 | electric | 3 | NA | NA | \Classifications\Building System Class\D10-Conveyance Systems\D1010 - Elevator\Elevator,Electric,Pass/Freight - ELE | 1007812
19-W1 | 19-W1 Pomona Courthouse South | 19-W1-D1010-100-ELE03 | ELEVATOR #3 | DOVER | 21418 | 63188 | OM00028916 | State ID# 047061 | ELEVATOR MECH ROOM | NA | NA | NA | 42.5 | 120/230/460 | 145 | electric | 3 | NA | NA | \Classifications\Building System Class\D10-Conveyance Systems\D1010 - Elevator\Elevator,Electric,Pass/Freight - ELE | 1007813
19-W1 | 19-W1 Pomona Courthouse South | 19-W1-D1010-100-ELE04 | ELEVATOR #4 | DOVER | 21419 | 63188 | OM00028917 | State ID# 047076 | ELEVATOR MECH ROOM | NA | NA | NA | 42.5 | 120/230/460 | 145 | electric | 3 | NA | NA | \Classifications\Building System Class\D10-Conveyance Systems\D1010 - Elevator\Elevator,Electric,Pass/Freight - ELE | 1007814
19-W1 | 19-W1 Pomona Courthouse South | 19-W1-D1010-100-ELE05 | ELEVATOR #5 | Dover | 21420 | 63188 | OM00028918 | State ID# 047078 | ELEVATOR MECH ROOM | NA | NA | NA | 42.5 | 120/230/460 | 145 | electric | 3 | NA | NA | \Classifications\Building System Class\D10-Conveyance Systems\D1010 - Elevator\Elevator,Electric,Pass/Freight - ELE | 1007815
19-W1 | 19-W1 Pomona Courthouse South | 19-W1-D1010-100-ELE06 | ELEVATOR #6 | Dover | 587919 | 65192 | OM00028919 | State ID# 047077 | ELEVATOR MECH ROOM | NA | NA | NA | 30 | 480 | 40.3 | electric | 3 | NA | NA | \Classifications\Building System Class\D10-Conveyance Systems\D1010 - Elevator\Elevator,Electric,Pass/Freight - ELE | 1007816
19-W1 | 19-W1 Pomona Courthouse South | 19-W1-D2030-410-PMS01 | Sewage Ejector Pump (Rm M1A) | Aurora Pump Co | NA | 20756RM36 | OM00037989 |  | MECHANICAL ROOM BASEMENT | NA | NA | NA | 1.5 | 230/460 | 5/2.5 | electric | 3 | NA | NA | \Classifications\Building System Class\D20-Plumbing\D2030 - Sani Waste\Sewage Ejector Pump - PMS | 1007817
19-W1 | 19-W1 Pomona Courthouse South | 19-W1-D3021-130-BLR01 | BOILER #1 | RITE ENGINEERING | 28533 | 650WG | OM00015205 | DNA | MECHANICAL ROOM BASEMENT | NA | NA | NA | NA | 480 | 30 | gas | 3 | 6,000,000 | 5,500,000 | \Classifications\Building System Class\D30-HVAC Systems\D3020 - Heat SYS\Boiler,Hot Water,Oil/Gas/Comb. - BLR | 1007818
19-W1 | 19-W1 Pomona Courthouse South | 19-W1-D3021-130-BLR02 | BOILER #2 | RITE ENGINEERING | 28534 | 650WG | OM00015192 | Permit #G22973 | MECHANICAL ROOM BASEMENT | NA | NA | NA | NA | 480 | 30 | gas | 3 | 6,000,000 | 5,500,000 | \Classifications\Building System Class\D30-HVAC Systems\D3020 - Heat SYS\Boiler,Hot Water,Oil/Gas/Comb. - BLR | 1007819
19-W1 | 19-W1 Pomona Courthouse South | 19-W1-D3030-110-CTW01 | Cooling Tower #1 (Direct Drive) | MARLEY | 427-002 A01441L | NA | OM00015242 |  | ROOF OUTSIDE STAIR WAY | No Belt | NA | NA | 30 | 480 | DNA | electric | 3 | NA | NA | \Classifications\Building System Class\D30-HVAC Systems\D3030 - Cooling SYS\Cooling Tower - CTW | 1007820
19-W1 | 19-W1 Pomona Courthouse South | 19-W1-D3030-110-CTW02 | Cooling Tower #2 (Direct Drive) | MARLEY | 9119000042700192 | NA | OM00015241 | NA | ROOF OUTSIDE STAIR WAY | No Belt | NA | NA | 30 | 480 | DNA | electric | 3 | NA | NA | \Classifications\Building System Class\D30-HVAC Systems\D3030 - Cooling SYS\Cooling Tower - CTW | 1007821
19-W1 | 19-W1 Pomona Courthouse South | 19-W1-D3031-130-CLR01 | CHILLER #1 | YORK | GEHM 127693 | YTJ1A4C3CKH | OM00015187 |  | MECHANICAL ROOM BASEMENT | NA | NA | R-123 | 251 | 480 | 346-450 | electric | 3 | NA | NA | \Classifications\Building System Class\D30-HVAC Systems\D3030 - Cooling SYS\Chiller, Water Cooled - CLR | 1007822
19-W1 | 19-W1 Pomona Courthouse South | 19-W1-D3031-130-CLR02 | CHILLER #2 | YORK | GEHM 127692 | YTJ1A4C3CKH | OM00015193 | NA | MECHANICAL ROOM BASEMENT | NA | NA | R-123 | 251 | 480 | 346-450 | electric | 3 | NA | NA | \Classifications\Building System Class\D30-HVAC Systems\D3030 - Cooling SYS\Chiller, Water Cooled - CLR | 1007823
19-W1 | 19-W1 Pomona Courthouse South | 19-W1-D3042-220-EFN04 | Exhaust Fan (Roof) | Western Blower | F23713 | A330K | OM00015248 |  | ROOF | NA | NA | NA | 5 | 230/460 | 13.6/6.8 | electric | 3 | NA | NA | \Classifications\Building System Class\D30-HVAC Systems\D3040 - Distribution SYS\Supply/Exhaust/Return fans- FAN | 1007824
19-W1 | 19-W1 Pomona Courthouse South | 19-W1-D3031-100-PCH01 | CHW PUMP P6 #1 CHLR | Aurora Pump Co | 66146511 | OJPBF | OM00015188 |  | MECHANICAL ROOM BASEMENT | NA | NA | NA | 40 | 208/220/480 | 100/95/47.5 | electric | 3 | NA | NA | \Classifications\Building System Class\D30-HVAC Systems\D3030 - Cooling SYS\Chilled Water Pump - PCH | 1007825
19-W1 | 19-W1 Pomona Courthouse South | 19-W1-D3031-100-PCH02 | CHW PUMP P5 #2 CHLR | Aurora Pump Co | 66146512 | OJPBF | OM00015189 |  | MECHANICAL ROOM BASEMENT | NA | NA | NA | 40 | 208/220/480 | 100/95/47.5 | electric | 3 | NA | NA | \Classifications\Building System Class\D30-HVAC Systems\D3030 - Cooling SYS\Chilled Water Pump - PCH | 1007826
19-W1 | 19-W1 Pomona Courthouse South | 19-W1-D3031-100-PCH03 | CONDW PUMP P3 #1 CHLR | Aurora Pump Co | 66146522 | OJPBF | OM00015190 |  | MECHANICAL ROOM BASEMENT | NA | NA | NA | 40 | 208/220/480 | 100/95/47.5 | electric | 3 | NA | NA | \Classifications\Building System Class\D30-HVAC Systems\D3030 - Cooling SYS\Chilled Water Pump - PCH | 1007828
19-W1 | 19-W1 Pomona Courthouse South | 19-W1-D2023-310-HWP05 | DOMESTIC WATER BOOSTER SYSTEM HWP05 | Ebara Pump | 4136212 | 2TDE74VFD | OM00015195 | NA | MECHANICAL ROOM BASEMENT | NA | NA | NA | 7.5 | 208/230/460 | 19/17.5/8.8 | electric | 3 | NA | NA | \Classifications\Building System Class\D20-Plumbing\D2020 - Domestic Water\Domestic Hot Water Circulating Pump - HWP | 1007830
19-W1 | 19-W1 Pomona Courthouse South | 19-W1-D4022-210-FSG06 | DEDICATED HOSE REEL HELIPORT PUMP | Aurora Pump Co | 9306204 | 341A-BF | OM00015198 |  | MECHANICAL ROOM BASEMENT | NA | NA | NA | 15 | 208-230/460 | 41.9-37.0/18.5 | NA | 3 | NA | NA | \Classifications\Building System Class\D40-Fire Protection SYS\D4020 - Stand Pipe\Pump,Fire,Electric Motor Driven - FSG | 1007831
19-W1 | 19-W1 Pomona Courthouse South | 19-W1-D3050-210-PKU03 | AC UNIT PKU03 | AMANA | 9005117512 | SPH024001A | OM00015247 |  | WEST END OF ROOF | DNA | DNA | R-22 | 1/3 | 208/230 | 2.3 | electric | 1 | DNA | DNA | \Classifications\Building System Class\D30-HVAC Systems\D3050 - Package SYS\Package Unit - PKU | 1007832
19-W1 | 19-W1 Pomona Courthouse South | 19-W1-D3090-114-CMP01 | CONTROL AIR COMPRESSOR #1 | Devilbiss | H098 | PUB05040 | OM00015219 | State ID# A008862-68 ¦ SN 222417 | MECHANICAL ROOM BASEMENT | B-73 | NA | NA | 2 | 208/220/480 | 8.9/8.5/4.25 | electric | 3 | NA | NA | \Classifications\Building System Class\D30-HVAC Systems\D3090 - Other HVAC Systems and Equipment\Air Compressor - CMP | 1007834
19-W1 | 19-W1 Pomona Courthouse South | 19-W1-D3090-114-CMP02 | CONTROL AIR COMPRESSOR #2 STBY CMP02 | Worthington | ES12080 | 321TV | OM00015220 | State ID# A008861-68 ¦SN-35709 | MECHANICAL ROOM BASEMENT | 4L640 | NA | NA | 3 | 240 | 5.8 | electric | 3 | NA | NA | \Classifications\Building System Class\D30-HVAC Systems\D3090 - Other HVAC Systems and Equipment\Air Compressor - CMP | 1007835
19-W1 | 19-W1 Pomona Courthouse South | 19-W1-D3090-114-CMP03 | CONTROL AIR COMPRESSOR #3 | QUINCY | 200712100062 | OTS3QCB | OM00015249 | State ID# A017802-04 ¦ SN-1100280 | MECHANICAL ROOM | A58 (1) | NA | NA | 1.5 | 208-230/460 | 6.0-5.5/2.7 | electric | DNA | NA | NA | \Classifications\Building System Class\D30-HVAC Systems\D3090 - Other HVAC Systems and Equipment\Air Compressor - CMP | 1007836
19-W1 | 19-W1 Pomona Courthouse South | 19-W1-D3090-114-CMP04 | AIR COMP. FLR 3&5 SPRINKLERS CMP04 | FALCON | 0085620 | VA65 | OM00015160 | State ID# A009957-09 ¦SN- M-2798 | MECHANICAL ROOM | NA | NA | NA | 1.5 | 115/230 | 21.3/10.6 | electric | 1 | NA | NA | \Classifications\Building System Class\D30-HVAC Systems\D3090 - Other HVAC Systems and Equipment\Air Compressor - CMP | 1007837
19-W1 | 19-W1 Pomona Courthouse South | 19-W1-D2023-100-BFP01 | Backflow Preventer (Boilers 1 & 2 MakeUp) (1.5") | FEBCO | J019964 | 825Y 1-1/2" | OM00015194 | OW0209916-FA0234854-BD0011796-MARCH | BOILER ROOM (LAPHD FORM REQUIRED) | NA | NA | NA | NA | NA | NA | NA | NA | NA | NA | \Classifications\Building System Class\D20-Plumbing\D2020 - Domestic Water\Backflow Preventer - BFP | 1007838
19-W1 | 19-W1 Pomona Courthouse South | 19-W1-D2023-100-BFP02 | BACKFLOW PREVENTER #2 (1 1/2" COOLING TOWER) | FEBCO | J019962 | 825 Y 1-1/2" | OM00030697 | OW0209916-FA0234854-BD0009118-MARCH | ROOF - COOLING TOWER CARD 6 (LAPHD FORM REQUIRED) | NA | NA | NA | NA | NA | NA | NA | NA | NA | NA | \Classifications\Building System Class\D20-Plumbing\D2020 - Domestic Water\Backflow Preventer - BFP | 1007839
19-W1 | 19-W1 Pomona Courthouse South | 19-W1-D2023-100-BFP03 | BACKFLOW PREVENTER #3 (1 1/2" COOLING TOWER) | FEBCO | A165007 | 825Y | OM00015246 | OW0209916-FA0234854-BD0011795-MARCH | NORTH WALL BY CT #2 (LAPHD FORM REQUIRED) | NA | NA | NA | NA | NA | NA | NA | NA | NA | NA | \Classifications\Building System Class\D20-Plumbing\D2020 - Domestic Water\Backflow Preventer - BFP | 1007840
19-W1 | 19-W1 Pomona Courthouse South | 19-W1-D4022-210-FSG01 | MAIN FIRE PUMP FSG01 | Peerless Pump | 4768701 | 4PVF8G | OM00015210 |  | MECHANICAL ROOM BASEMENT | NA | NA | NA | 20 | 230/460 | 49.8/24.9 | electric | 3 | NA | NA | \Classifications\Building System Class\D40-Fire Protection SYS\D4020 - Stand Pipe\Pump,Fire,Electric Motor Driven - FSG | 1007841
19-W1 | 19-W1 Pomona Courthouse South | 19-W1-D5010-200-ESD07 | SWITCHGEAR DISTRIBUTION ""B"" SBR01 | ZINSCO ELECTRICAL | NA | 220054 | OM00015171 |  | MECHANICAL ROOM | NA | NA | NA | NA | 208/120 | 800 | electric | 3 | NA | NA | \Classifications\Building System Class\D50-Electrical SYS\D5010 - Elec Service & Dist\Electical Service and Distribution - ESD | 1007842
19-W1 | 19-W1 Pomona Courthouse South | 19-W1-D5010-200-ESD08 | MCC ""PA"" FEED TOO SBR02 | Zinsco | 212526 | NA | OM00015204 | DNA | MECHANICAL ROOM BASEMENT | NA | NA | NA | NA | 120/208/480 | 600 | electric | 3 | NA | NA | \Classifications\Building System Class\D50-Electrical SYS\D5010 - Elec Service & Dist\Electical Service and Distribution - ESD | 1007843
19-W1 | 19-W1 Pomona Courthouse South | 19-W1-D5011-240-TRN01 | TRANSFORMER #1 TRN01 | Zinsco | 303-412-5HM | NA | OM00015169 |  | MECHANICAL ROOM | NA | NA | NA | NA | 480/208/120 | DNA | electric | 3 | NA | NA | \Classifications\Building System Class\D50-Electrical SYS\D5010 - Elec Service & Dist\Transformer - TRN | 1007844
19-W1 | 19-W1 Pomona Courthouse South | 19-W1-D5037-710-FAP01 | FIRE CONTROL PANEL FAP01 | RADIONIC | DNA | DNA | OM00015225 |  | LOBBY GROUND FLOOR | NA | NA | NA | NA | 110 | DNA | electric | 1 | NA | NA | \Classifications\Building System Class\D50-Electrical SYS\D5030 - Comm & Security\Fire Alarm Panel - FAP | 1007845
19-W1 | 19-W1 Pomona Courthouse South | 19-W1-D4010-150-CTY01 | DRY STAND PIPES 31/2"" FMS01 (County maintained) | US ELECTRIC MOTOR | NA | NA | OM00015210 |  | MECHANICAL ROOM BASEMENT | NA | NA | NA | NA | NA | NA | NA | NA | NA | NA | \Classifications\Building System Class\D40-Fire Protection SYS\D4010 - Sprinkler SYS\Fire Systems, stand pipes - FMS | 1007846
19-W1 | 19-W1 Pomona Courthouse South | 19-W1-D5092-210-GEN01 | EMERGENCY GENERATOR GEN01 | ONAN | 960916976 | 220DFM-4XR8/5489B | OM00015141 | G22974 | OPEN TUNNEL AREA | NA | NA | NA | 312 | 480 | DNA | diesel | 3 | NA | NA | \Classifications\Building System Class\D50-Electrical SYS\D5090 - Elec SYS\Emergency Generator - GEN | 1007847
19-W1 | 19-W1 Pomona Courthouse South | 19-W1-D5010-234-ATS01 | Automatic Transfer Switch | ASCO | 56422X | CAT-906175C | OM00015139 |  | Main Elec.Rm | NA | NA | NA | NA | 480 | 300 | electric | 3 | NA | NA | \Classifications\Building System Class\D50-Electrical SYS\D5010 - Elec Service & Dist\Automatic Transfer Switch - ATS | 1009232
19-W1 | 19-W1 Pomona Courthouse South | 19-W1-D3050-210-PKU01 | AC UNIT ELEVATOR MECH. ROOM | CARRIER | 1204G-20623 | 50HJ-012-661 | OM00015243 |  | PENTHOUSE ROOF | A53 | 20x20x2 (4) | R-22 | 3 | 460 | 4.8 | Electric | 3 | NA | 142,197 | \Classifications\Building System Class\D30-HVAC Systems\D3050 - Package SYS\Package Unit - PKU | 1011285
19-W1 | 19-W1 Pomona Courthouse South | 19-W1-D3041-110-AHU06 | AHU#6 | RE COLD YORK DIV | D17973L | MHC600 | OM00015184 |  | MECHANICAL ROOM | C109 (3) | 24x24x2 (16) | NA | 30 | 230/460 | 75/37.5 | Electric | 3 | NA | NA | \Classifications\Building System Class\D30-HVAC Systems\D3040 - Distribution SYS\Air Handling Unit - AHU | 1011286
19-W1 | 19-W1 Pomona Courthouse South | 19-W1-D4013-200-PRE02 | FIRE SYSTEMS, ALL STAND PIPES DELUGE PREACTION SYSTEMS | NA | NA | NA | OM00030699 |  | SE OF BUILDING NEAR PUBLIC ENTR | NA | NA | NA | NA | NA | NA | NA | NA | NA | NA | \Classifications\Building System Class\D40-Fire Protection SYS\D4010 - Sprinkler SYS\Fire Systems, Preaction System - PRE | 1011287
19-W1 | 19-W1 Pomona Courthouse South | 19-W1-D2022-100-HWE01 | DOMESTIC HW STORAGE | ADVANCED TANK | 17080 | NA | OM00015023 | DNA | BOILER ROOM | NA | NA | NA | NA | NA | NA | NA | NA | NA | NA | \Classifications\Building System Class\D20-Plumbing\D2020 - Domestic Water\Domestic Water Heater, Electric - HWE | 1011288
19-W1 | 19-W1 Pomona Courthouse South | 19-W1-D2023-100-BFP05 | Backflow Preventer (Domestic) | WILKINS | L62092 | 375, Type RP 4" | OM00015142 | Acct#:7000205 Tap#:906021 | West Staff Parking Lot -- USE THEIR FORM TO TEST | NA | NA | NA | NA | NA | NA | NA | NA | NA | NA | \Classifications\Building System Class\D20-Plumbing\D2020 - Domestic Water\Backflow Preventer - BFP | 1011592
19-W1 | 19-W1 Pomona Courthouse South | 19-W1-G2023-150-PEG01 | GATE CONTROLLER, EXIT (SECURED PARKING LOT) | CHAMBERLAIN | 2408N7207 | CSW200UL | OM00035629 |  | OUTSDIE SECURED PARKING LOT. SOUTH WEST OF BUILDING AND 7TH ST, EXIT GATE | NA | NA | NA | 1 | 120 | 7.9 | NA | 1 | NA | NA | \Classifications\Building System Class\G20-Other Systems\G2020 - Parking Lots\Secured Parking Gate - PEG | 1014239
19-W1 | 19-W1 Pomona Courthouse South | 19-W1-D1013-310-WCL01 | WHEEL CHAIR/HANDICAP LIFT WCL01 | JOHN BARNES | 1290312 | C6C17FZ29A | OM00015131 | PEND RISK RVW | INSIDE COURT ROOM. | NA | NA | NA | 1/2 | 115 | 8.8 | Electric | 1 | NA | NA | \Classifications\Building System Class\D10-Conveyance Systems\D1010 - Elevator\Wheelchair Lift - WCL | 1014241
19-W1 | 19-W1 Pomona Courthouse South | 19-W1-D1013-310-WCL02 | WHEEL CHAIR / HANDICAP LIFT WCL02 | JOHN BARNES | NA | C6C17FZ29A | OM00015132 | PEND RISK RVW | INSIDE OF COURT ROOM. | NA | NA | NA | 1/2 | 115 | 8.8 | Electric | 1 | NA | NA | \Classifications\Building System Class\D10-Conveyance Systems\D1010 - Elevator\Wheelchair Lift - WCL | 1014242
19-W1 | 19-W1 Pomona Courthouse South | 19-W1-D1013-310-WCL03 | WHEEL CHAIR / HANDICAP LIFT WCL03 | JOHN BARNES | NA | C6C17FZ29A | OM00015133 | PEND RISK RVW | INSIDE OF COURT ROOM | NA | NA | NA | 1/2 | 115 | 8.8 | Electric | 1 | NA | NA | \Classifications\Building System Class\D10-Conveyance Systems\D1010 - Elevator\Wheelchair Lift - WCL | 1014243
19-W1 | 19-W1 Pomona Courthouse South | 19-W1-D1013-310-WCL04 | WHEEL CHAIR / HANDICAP LIFT WCL04 | JOHN BARNES | NA | C6C17EZ29A | OM00015138 | PEND RISK RVW | INSIDE COURT ROOM. | NA | NA | NA | 1/2 | 115 | 8.8 | Electric | 1 | NA | NA | \Classifications\Building System Class\D10-Conveyance Systems\D1010 - Elevator\Wheelchair Lift - WCL | 1014244
19-W1 | 19-W1 Pomona Courthouse South | 19-W1-D2017-100-SHW01 | EMERGENCY EYEWASH STATION | HAWS | 39834 | 8300 | OM00015201 |  | MECHANICAL ROOM. | NA | NA | NA | NA | NA | NA | NA | NA | NA | NA | \Classifications\Building System Class\D20-Plumbing\D2010 - Plumb Fix\Showers - SHW | 1014245
19-W1 | 19-W1 Pomona Courthouse South | 19-W1-D2030-150-MWL01 | Main branch waste system MWL | NA | NA | NA | OM00026608 |  | Tag located in engineer office. | NA | NA | NA | NA | NA | NA | NA | NA | NA | NA | \Classifications\Building System Class\D20-Plumbing\D2030 - Sani Waste\Main/Branch Waste System - MWL | 1014246
19-W1 | 19-W1 Pomona Courthouse South | 19-W1-D3020-100-HET01 | HEATER WATER EXPANSION TANK HET01 | WESSELS | 186729 | CRN# L82265C | OM00030705 |  | BOILER ROOM WEST WALL. | NA | NA | NA | NA | NA | NA | NA | NA | NA | NA | \Classifications\Building System Class\D30-HVAC Systems\D3020 - Heat SYS\Heater Water Expansion Tank - HET | 1014247
19-W1 | 19-W1 Pomona Courthouse South | 19-W1-D3020-100-HET02 | HEATER WATER EXPANSION TANK HET02 | WESSELS | 186731 | CRN# L82265C | OM00035632 |  | WEST WALL. | NA | NA | NA | NA | NA | NA | NA | NA | NA | NA | \Classifications\Building System Class\D30-HVAC Systems\D3020 - Heat SYS\Heater Water Expansion Tank - HET | 1014248
19-W1 | 19-W1 Pomona Courthouse South | 19-W1-D3020-100-HET03 | HEATER WATER EXPANSION TANK HET03 | ADVANCE TANK. | 17065 | NA | OM00030573 |  | ELEVATRO ROOM. | NA | NA | NA | NA | NA | NA | NA | NA | NA | NA | \Classifications\Building System Class\D30-HVAC Systems\D3020 - Heat SYS\Heater Water Expansion Tank - HET | 1014249
19-W1 | 19-W1 Pomona Courthouse South | 19-W1-D2023-310-WBS02 | Domestic Hot Water Booster Pump (Near Boilers) | Bear Pump | 0222055 | C825ANBF34T | OM00030567 |  | Mechanical room | NA | NA | NA | 3 | 208 | 9.2 | electric | 3 | NA | NA | \Classifications\Building System Class\D20-Plumbing\D2020 - Domestic Water\Domestic Water Booster System - WBS | 1014250
19-W1 | 19-W1 Pomona Courthouse South | 19-W1-D3050-250-ACU01 | Air Conditioning, Split System (MDF Rm) | CARRIER | 052X1673726 | 38HDC024331 | OM00030565 |  | MCR Room in Basement | NA | Washable Type Air Filter | R-22 | 0.04 | 240 | 13 | Electric | 1 | NA | NA | \Classifications\Building System Class\D30-HVAC Systems\D3050 - Package SYS\Air Conditioning,Split System - ACU | 1014252
19-W1 | 19-W1 Pomona Courthouse South | 19-W1-D3050-250-ACU02 | Air Conditioning, Split System (MDF Rm) | CARRIER | 4087E10106 | 38EH024320 | OM00030566 |  | MCR Room in Basement | NA | 14X24X1 - 1 each | R-22 | 1/10 | 240 | 11 | Electric | 1 | NA | NA | \Classifications\Building System Class\D30-HVAC Systems\D3050 - Package SYS\Air Conditioning,Split System - ACU | 1014253
19-W1 | 19-W1 Pomona Courthouse South | 19-W1-D3042-220-EFN03 | Fan, exhaust (belt driven fan)-EFN03 | Western Blower | F23712 | A365K | OM00030575 |  | Elecvator room | B93 (2) | NA | NA | 5 | 208-230/460 | 14.1/12.7-6.4 | Electric | 3 | NA | NA | \Classifications\Building System Class\D30-HVAC Systems\D3040 - Distribution SYS\Supply/Exhaust/Return fans- FAN | 1014256
19-W1 | 19-W1 Pomona Courthouse South | 19-W1-D4024-100-FHS07 | HOSE AND REEL | Sierra Fire Equip. | NA | R | OM00026602 |  | Tag located in engineer office. | NA | NA | NA | NA | NA | NA | NA | NA | NA | NA | \Classifications\Building System Class\D40-Fire Protection SYS\D4020 - Stand Pipe\Other Stand Pipe Hose Systems - FHS | 1014261
19-W1 | 19-W1 Pomona Courthouse South | 19-W1-D5010-200-ESD01 | ELECTRICAL MAIN PANEL | ZINSCO | 220127 | NA | OM00030572 |  | CHILLIR ROOM | NA | NA | NA | NA | 480/277 | 3000 | Electric | 3 | NA | NA | \Classifications\Building System Class\D50-Electrical SYS\D5010 - Elec Service & Dist\Electical Service and Distribution - ESD | 1014262
19-W1 | 19-W1 Pomona Courthouse South | 19-W1-D5010-200-ESD03 | DIST "A" BOARD #2 | Zinsco | 220073 | NA | OM00030704 |  | EQUIPMENT ROOM | NA | NA | NA | NA | 480 | DNA | Electric | DNA | NA | NA | \Classifications\Building System Class\D50-Electrical SYS\D5010 - Elec Service & Dist\Electical Service and Distribution - ESD | 1014263
19-W1 | 19-W1 Pomona Courthouse South | 19-W1-D5011-240-TRN02 | ELECTRICAL TRANSFORMER 2 | ZINSCO | NA | NA | OM00030703 |  | ELECTRICAL ROOM. | NA | NA | NA | NA | 480 | DNA | Electric | 3 | NA | NA | \Classifications\Building System Class\D50-Electrical SYS\D5010 - Elec Service & Dist\Transformer - TRN | 1014264
19-W1 | 19-W1 Pomona Courthouse South | 19-W1-D5011-240-TRN03 | ELECTRICAL TRANSFORMER 3 | SQUARE D | 10S40S | 12548-12425-010 | OM00030702 |  | JANITOR CLOSET. | NA | NA | NA | NA | 480 | 20.8 | Electric | 3 | NA | NA | \Classifications\Building System Class\D50-Electrical SYS\D5010 - Elec Service & Dist\Transformer - TRN | 1014265
19-W1 | 19-W1 Pomona Courthouse South | 19-W1-G2050-200-LSC01 | LANDSCAPING | NA | NA | NA | OM00026607 |  | Tag located inside engineer office. | NA | NA | NA | NA | NA | NA | NA | NA | NA | NA | \Classifications\Building System Class\G20-Other Systems\G2050 - Landscaping\Landscaping - LSC | 1014266
19-W1 | 19-W1 Pomona Courthouse South | 19-W1-G2049-300-HSC01 | HARD SCAPE | NA | NA | NA | OM00026606 |  | Tag located in engineer office. | NA | NA | NA | NA | NA | NA | NA | NA | NA | NA | \Classifications\Building System Class\G20-Other Systems\G2040 - Site Development\Hardscape - HSC | 1014267
19-W1 | 19-W1 Pomona Courthouse South | 19-W1-D3041-210-SFN01 | HOLDING CELL:FAN, SUPPLY #1 (VFD) | ABB | 2114901143 | ACH550-VDR-038A4 | OM00015237 |  | HOLDING CELL: CHILLER MECHANICAL ROOM | NA | NA | NA | 3 | Other | 38A | Electric | 3 | NA | NA | \Classifications\Building System Class\D30-HVAC Systems\D3040 - Distribution SYS\Supply/Exhaust/Return fans- FAN | 1015509
19-W1 | 19-W1 Pomona Courthouse South | 19-W1-D2040-100-PSU02 | PUMP, SUMP #2 (MAIN DRN) | HYDRO-O-MATIC | 1066 | SL15034 | OM00026022 |  | MECHNICAL ROOM TUNNEL IN GENERATOR ROOM | NA | NA | NA | 1.5 | Other | 3.5 | Electric | 3 | NA | NA | \Classifications\Building System Class\D20-Plumbing\D2040 - Rain Drain\Sump Pump - PSU | 1015560
19-W1 | 19-W1 Pomona Courthouse South | 19-W1-D5010-234-ATS02 | ELECTRICAL, AUTOMATIC TRANSFER SWITCH #2 | ASCO | 56423X | Bull 906 | OM00026021 |  | ELEVATOR EQUIPMENT ROOM IN PENTHOUSE | NA | NA | NA | NA | 480 | 400 | Electric | 3 | NA | NA | \Classifications\Building System Class\D50-Electrical SYS\D5010 - Elec Service & Dist\Automatic Transfer Switch - ATS | 1015561
19-W1 | 19-W1 Pomona Courthouse South | 19-W1-G3063-100-DAT01 | TANK, FUEL STORAGE DAY TANK | NA | SK601 | NA | OM00026024 |  | GENERATOR MECHNICAL ROOM - TUNNEL | NA | NA | NA | 1/3 | Other | 6 | Diesel | 1 | NA | NA | \Classifications\Building System Class\G30-Site Mechanical Utilities\G3060 - Fuel Distribution\Tank, Fuel Storage Day - DAT | 1015562
19-W1 | 19-W1 Pomona Courthouse South | 19-W1-G3063-100-AST01 | TANK, FUEL STORAGE, ABOVE GROUND (DIESEL) | CON VAULT OLD CASTLE | M651241 | RN 1000 3SF | OM00015213 |  | WEST SIDE BLDG SECURE PARKING LOT AREA | NA | NA | NA | NA | NA | NA | Diesel | NA | NA | NA | \Classifications\Building System Class\G30-Site Mechanical Utilities\G3060 - Fuel Distribution\Tank, Fuel Storage, Above Ground - AST | 1015563
19-W1 | 19-W1 Pomona Courthouse South | 19-W1-D3041-160-FDP01 | FIRE DAMPER (JUVENILE LOCKUP) | SIMPLEX | J10892 | 4602 | OM00040467 |  | JUVENILE LOCKUP ON 4TH FLOOR | NA | NA | NA | NA | 110 | 4.25 | Electric | 1 | NA | NA | \Classifications\Building System Class\D30-HVAC Systems\D3040 - Distribution SYS\Fire Dampers - FDP | 1015597
19-W1 | 19-W1 Pomona Courthouse South | 19-W1-D2023-100-BFP11 | Backflow Preventer (6" Fire Parking) | Wilkins Zurn | P05696 | 450DA (6") | OM00036613 | OW0209916-FA0234854-BD0044855- P 05696-MARCH | SECURED WEST EMPLOYEE PARKING LOT (LAPHD FORM REQUIRED) | NA | NA | NA | NA | NA | NA | NA | NA | NA | NA | \Classifications\Building System Class\D20-Plumbing\D2020 - Domestic Water\Backflow Preventer - BFP | 1015601
19-W1 | 19-W1 Pomona Courthouse South | 19-W1-D2090-670-WLR01 | WATER TREATMENT STATION | LAKEWOOD INSTRUMENTS | NA | 1575E | OM00036194 |  | BASEMENT BOILER ROOM | NA | NA | NA | NA | 110 | NA | Electric | 1 | NA | NA | \Classifications\Building System Class\D20-Plumbing\D2090 - Other Plumbing SYS\Water Treatment,Chlorine - WLR | 1015729
19-W1 | 19-W1 Pomona Courthouse South | 19-W1-D2023-100-BFP09 | BACKFLOW PREVENTER #9 (BYPASS 3/4") | WILKINS | 3453500XLD | 950XL 3/4" | OM00036201 | OW0209916-FA0234854-BD0039877-3453500-MARCH | FIRE RISER WEST EMPLOYEE PARKING LOT (LAPHD FORM REQUIRED) | NA | NA | NA | NA | NA | NA | NA | NA | NA | NA | \Classifications\Building System Class\D20-Plumbing\D2020 - Domestic Water\Backflow Preventer - BFP | 1015779
19-W1 | 19-W1 Pomona Courthouse South | 19-W1-G3060-320-DFP01 | PUMP, DIESEL FUEL TRANSFER | Oberdorfer Pumps | S55JXBMK-1389 | 6348 | OM00036621 |  | BASEMENT BY THE GENERATOR | NA | NA | NA | 1/3 | 110 | 6 | Electric | 1 | NA | NA | \Classifications\Building System Class\G30-Site Mechanical Utilities\G3060 - Fuel Distribution\Pump, Fuel, Diesel Fuel Transfer Pump - DFP | 1016264
19-W1 | 19-W1 Pomona Courthouse South | 19-W1-G2023-150-PEG02 | GATE CONTROLLER, ENTRY (SECURED PARKING SW & 7TH) | CHAMBERLAIN | 3408N3634 | SL3000UL | OM00037916 | NA | OUTSIDE SECURED PARKING LOT. SOUTH WEST OF BUILDING AND 7TH ST, ENTRY | NA | NA | NA | 1 | 110 | 8.4 | Electric | 1 | NA | NA | \Classifications\Building System Class\G20-Other Systems\G2020 - Parking Lots\Secured Parking Gate - PEG | 1016265
19-W1 | 19-W1 Pomona Courthouse South | 19-W1-D4022-210-JPM01 | PUMP, JOCKEY FIRE PUMP (BASEMENT) | GRUNDFOR PUMP CORP | D9239 | 34-4490-282 | OM00036620 |  | BASEMENT FIRE PUMP | NA | NA | NA | 1 | 208-230/460 | 3.2/3-1.5 | Electric | 3 | NA | NA | \Classifications\Building System Class\D40-Fire Protection SYS\D4020 - Stand Pipe\Jockey Pump - JPM | 1016267
19-W1 | 19-W1 Pomona Courthouse South | 19-W1-D3044-125-PHW02 | Comfort Hot Water Pump #1 | US ELECTRIC MOTOR | E030163926 | AE53A | OM00015196 |  | BASEMENT NEAR BOILERS | NA | NA | NA | 15 | 208-230/480 | 41-39/19.5 | Electric | 3 | NA | NA | \Classifications\Building System Class\D30-HVAC Systems\D3040 - Distribution SYS\Hot Water Pump - PHW | 1016268
19-W1 | 19-W1 Pomona Courthouse South | 19-W1-D2023-310-WBS01 | PUMP, DOMESTIC WATER BOOSTER SYSTEM | Frederick Pump | 68772993 | C517 | OM00015206 |  | BASEMENT NEAR BOILERS | NA | NA | NA | 3 | 208-230/460 | 9.8-9.4/4.7 | Electric | 3 | na | na | \Classifications\Building System Class\D20-Plumbing\D2020 - Domestic Water\Domestic Water Booster System - WBS | 1016269
19-W1 | 19-W1 Pomona Courthouse South | 19-W1-D2090-650-WSR01 | TANK, POTABLE WATER STORAGE TANK | SYNCROFLO | 1022880860 | 170 - 30" DIA | OM00035631 |  | BASEMENT NEAR BOILERS | NA | NA | NA | NA | NA | NA |  |  | NA | NA | \Classifications\Building System Class\D20-Plumbing\D2090 - Other Plumbing SYS\Water Softener - WSR | 1016270
19-W1 | 19-W1 Pomona Courthouse South | 19-W1-D2023-100-BFP10 | Backflow Preventer (Domestic W Parking) (4") | ZURN WILKINS | L84269 | 375 (4") | OM00036204 | Acct#: 700020500 Tap#: 7000205 Assembly#: 906037 | WEST EMPLOYEE PARKING LOT - USE THEIR FORM TO TEST ONLY | NA | NA | NA | NA | NA | NA | NA | NA | NA | NA | \Classifications\Building System Class\D20-Plumbing\D2020 - Domestic Water\Backflow Preventer - BFP | 1016499
19-W1 | 19-W1 Pomona Courthouse South | 19-W1-D4013-200-PRE01 | FIRE SYSTEMS, PREACTION (4TH-5TH FLOOR) | NA | NA | NA | OM00028923 |  | LOCKUP AREA, SERVES 4TH AND 5TH FLOOR | NA | NA | NA | NA | NA | NA | NA | NA | NA | NA | \Classifications\Building System Class\D40-Fire Protection SYS\D4010 - Sprinkler SYS\Fire Systems, Preaction System - PRE | 1016501
19-W1 | 19-W1 Pomona Courthouse South | 19-W1-D4010-150-FMS02 | Fire System Sprinkler Stand Pipe | Star Sprinkler Corp | NA | 6-175C | OM00037987 |  | Chiller Room M1 | NA | NA | NA | NA | NA | NA | NA | NA | NA | NA | \Classifications\Building System Class\D40-Fire Protection SYS\D4010 - Sprinkler SYS\Fire Systems, stand pipes - FMS | 1017850
19-W1 | 19-W1 Pomona Courthouse South | 19-W1-D3020-100-HET04 | Heater Water Expansion Tank (Rm M1A) | Roy E Hanson Jr MFG | 406060 | NA | OM00040329 |  | Boiler Room M1A | NA | NA | NA | NA | NA | NA | NA |  | NA | NA | \Classifications\Building System Class\D30-HVAC Systems\D3020 - Heat SYS\Heater Water Expansion Tank - HET | 1017853
19-W1 | 19-W1 Pomona Courthouse South | 19-W1-D5010-110-MCC01 | Motor Control Center (Rm 6) | Zinsco | 220127 | NA | OM00040331 |  | Main Electrical Room 6 | NA | NA | NA | NA | 277/480 | 3000 | NA | 3 | NA | NA | \Classifications\Building System Class\D50-Electrical SYS\D5010 - Elec Service & Dist\Chiller Room Electrical Panel - MCC | 1017854
19-W1 | 19-W1 Pomona Courthouse South | 19-W1-D3044-125-PHW03 | Comfort Hot Water Pump #2 | Aurora Pump Co | 024686481 | 411BF | OM00015200 |  | Boiler Room M1A | NA | NA | NA | 15 | 208-230/460 | 41-396/19.5 | NA | 3 | NA | NA | \Classifications\Building System Class\D30-HVAC Systems\D3040 - Distribution SYS\Hot Water Pump - PHW | 1017856
19-W1 | 19-W1 Pomona Courthouse South | 19-W1-D3041-230-RFN02 | Return Fan #2 | Western Blower | 30827 | 1330 | OM00040465 |  | AHU Room | B128 (2) | NA | NA | 10 | 240/480 | 26/13 | Electric | 3 | NA | NA | \Classifications\Building System Class\D30-HVAC Systems\D3040 - Distribution SYS\Supply/Exhaust/Return fans- FAN | 1017858
19-W1 | 19-W1 Pomona Courthouse South | 19-W1-D3041-230-RFN04 | Return Fan #4 | Western Blower | C-30829 | 1-330 | OM00040463 |  | AHU Room | B133 (3) | NA | NA | 15 | 208/460 | 39/19/.5 | Electric | 3 | NA | NA | \Classifications\Building System Class\D30-HVAC Systems\D3040 - Distribution SYS\Supply/Exhaust/Return fans- FAN | 1017861
19-W1 | 19-W1 Pomona Courthouse South | 19-W1-D3041-230-RFN05 | Return Fan #5 | Western Blower | 30829 | 1-330 | OM00040462 |  | AHU Room | B124 (2) | NA | NA | 7.5 | 240/480 | 20/10 | Electric | 3 | NA | NA | \Classifications\Building System Class\D30-HVAC Systems\D3040 - Distribution SYS\Supply/Exhaust/Return fans- FAN | 1017860
19-W1 | 19-W1 Pomona Courthouse South | 19-W1-D3041-230-RFN07 | Return Fan #7 | Western Blower | C30830 | 1-300 | OM00026025 |  | AHU Room M709 | B120 (2) | NA | NA | 7.5 | 240/480 | 20/10 | Electric | 3 | NA | NA | \Classifications\Building System Class\D30-HVAC Systems\D3040 - Distribution SYS\Supply/Exhaust/Return fans- FAN | 1017863
19-W1 | 19-W1 Pomona Courthouse South | 19-W1-D3060-100-RDS01 | Leak Detection System, Refrigerant (Rm M1) | Bacharach Inc | SQ1028 | 3015-4200 | OM00036618 |  | Chiller Room M1 | NA | NA | NA | 110 | DNA | NA | NA |  | NA | NA | \Classifications\Building System Class\D30-HVAC Systems\D3060 - Control & Inst Air\Refrigerant Leak Detection System - RDS | 1017865
19-W1 | 19-W1 Pomona Courthouse South | 19-W1-D5010-200-ESD04 | Electrical Switchboard (Basement Rm 6) | Zinsco | 220128 | NA | OM00040330 |  | Main Electrical Room 6 | NA | NA | NA | NA | 277/480 | 3000 | Electric | 3 | NA | NA | \Classifications\Building System Class\D50-Electrical SYS\D5010 - Elec Service & Dist\Electical Service and Distribution - ESD | 1017864
19-W1 | 19-W1 Pomona Courthouse South | 19-W1-D5010-200-ESD05 | Electrical Switchboard (Basement Rm M1) | Zinsco | NA | NA | OM00037988 |  | Chiller Room M1 | NA | NA | NA | NA | 480 | 1200 | Electric | 3 | NA | NA | \Classifications\Building System Class\D50-Electrical SYS\D5010 - Elec Service & Dist\Electical Service and Distribution - ESD | 1017866
19-W1 | 19-W1 Pomona Courthouse South | 19-W1-D5010-200-ESD06 | Electrical Switchboard (Roof Elevator Rm) | Zinsco | NA | NA | OM00026023 |  | Elevator Room | NA | NA | NA | NA | 480 | 800 | Electric | 3 | NA | NA | \Classifications\Building System Class\D50-Electrical SYS\D5010 - Elec Service & Dist\Electical Service and Distribution - ESD | 1017867
19-W1 | 19-W1 Pomona Courthouse South | 19-W1-D3041-210-SFN02 | Supply Fan (Rm M1) | Western Blower | F23711 | AF480 | OM00037986 |  | Chiller Room M1 | B162 (4) | 20x20x2 (36) | NA | 25 | 230/460 | 60/30 | NA | 3 | NA | NA | \Classifications\Building System Class\D30-HVAC Systems\D3040 - Distribution SYS\Supply/Exhaust/Return fans- FAN | 1017868
19-W1 | 19-W1 Pomona Courthouse South | 19-W1-D2023-310-WBS03 | Domestic Water Booster (Rm M1A) | Ebara Pump | 306017 | 2TDE74VFD | OM00040553 |  | Boiler Room M1A | NA | NA | NA | 7.5 | 208-230/460 | 19-17/8.6 | Electric | 3 | NA | NA | \Classifications\Building System Class\D20-Plumbing\D2020 - Domestic Water\Domestic Water Booster System - WBS | 1017869
19-W1 | 19-W1 Pomona Courthouse South | 19-W1-D2023-310-WBS04 | Domestic Water Booster (Rm M1A) | Ebara Pump | 306017 | 2TDE74VFD | OM00040554 |  | Boiler Room M1A | NA | NA | NA | 7.5 | 208-230/460 | 19-17/8.6 | Electric | 3 | NA | NA | \Classifications\Building System Class\D20-Plumbing\D2020 - Domestic Water\Domestic Water Booster System - WBS | 1017870
19-W1 | 19-W1 Pomona Courthouse South | 19-W1-D3041-210-SFN03 | Supply Fan (Chiller Rm M1) | Western Blower | C30825 | 1V182 | OM00030700 |  | Chiller Room in Back Outside | 4L770 (2) | 20x20x2 (4) | NA | 2 | 208-220/440 | 6.2/3.1 | Electric | 3 | NA | NA | \Classifications\Building System Class\D30-HVAC Systems\D3040 - Distribution SYS\Supply/Exhaust/Return fans- FAN | 1017842
19-W1 | 19-W1 Pomona Courthouse South | 19-W1-D2023-100-BFP12 | Backflow Preventer (Rm M1A) | Watts | 101018 | 709 Mod 1015 | OM00040555 |  | Boiler Room Above Fire Pump | NA | NA | NA | NA | NA | NA | NA |  | NA | NA | \Classifications\Building System Class\D20-Plumbing\D2020 - Domestic Water\Backflow Preventer - BFP | 1017843
19-W1 | 19-W1 Pomona Courthouse South | 19-W1-B2034-400-DOH02 | Overhead Door, Manual (Snack Bar) | R/S Doors | NA | NA | OM00040466 |  | Snack Bar in Lobby | NA | NA | NA | NA | NA | NA | NA | NA | NA | NA | \Classifications\Building System Class\B20-General Building Exterior\B2030 - Exterior Doors\Door,Overhead-Shutter,Manual,Elec,Roll-up - DOH | 1017845
19-W1 | 19-W1 Pomona Courthouse South | 19-W1-G3010-210-FWT01 | Fire Water Storage Tank (Rm M1A) | Roy E Hanson Jr MFG | 405227 | NA | OM00040556 |  | Boiler Room M1A | NA | NA | NA | NA | NA | NA | NA | NA | NA | NA | \Classifications\Building System Class\G30-Site Mechanical Utilities\G3010 - Water Supply\Fire Water Tank - FWT | 1017852
19-W1 | 19-W1 Pomona Courthouse South | 19-W1-D5010-200-ESD02 | Main Electrical Panel (Parking Area) | Myers Electric | 711640 | MEUGO-M100C/SS | OM00036199 |  | Parking Area | NA | NA | NA | 480/277 | DNA | DNA | NA |  | NA | NA | \Classifications\Building System Class\D50-Electrical SYS\D5010 - Elec Service & Dist\Electical Service and Distribution - ESD | 1017855
19-W1 | 19-W1 Pomona Courthouse South | 19-W1-D2030-410-PMS02 | Sewage Ejector Pump (Rm M1A) | Aurora Pump Co | 3615050 | KSB | OM00037990 |  | Boiler Room M1A | NA | NA | NA | 1.5 | 230/460 | 5/2.5 | Electric | 3 | NA | NA | \Classifications\Building System Class\D20-Plumbing\D2030 - Sani Waste\Sewage Ejector Pump - PMS | 1017857
19-W1 | 19-W1 Pomona Courthouse South | 19-W1-D3041-230-RFN03 | Return Fan #3 | Western Blower | C30828 | 1V365 | OM00040464 |  | AHU Room M309 | B133 (3) | NA | NA | 15 | 230/460 | 37/18.5 | Electric | 3 | NA | NA | \Classifications\Building System Class\D30-HVAC Systems\D3040 - Distribution SYS\Supply/Exhaust/Return fans- FAN | 1017859
19-W1 | 19-W1 Pomona Courthouse South | 19-W1-D3041-230-RFN06 | Return Fan #6 | Recold York Div | D17974L | AHB400 | OM00030568 |  | AHU Room | B100 (3) | NA | NA | 10 | 208-230/460 | 26.7-24.2/12.1 | Electric | 3 | NA | NA | \Classifications\Building System Class\D30-HVAC Systems\D3040 - Distribution SYS\Supply/Exhaust/Return fans- FAN | 1017862
19-W1 | 19-W1 Pomona Courthouse South | 19-W1-B2034-400-DOH03 | Door, Overhead Roll Up DOH03 | Lift Master | 4814N4836 | GH503L5 | OM00036927 |  | South of the employee building entrance | NA | NA | NA | 1/2 | 208-230/460 | 3.1/1.75 | Electric | 3 | NA | NA | \Classifications\Building System Class\B20-General Building Exterior\B2030 - Exterior Doors\Door,Overhead-Shutter,Manual,Elec,Roll-up - DOH | 1019249
19-W1 | 19-W1 Pomona Courthouse South | 19-W1-D2023-100-BFP13 | BACKFLOW PREVENTER (BFP13) (2" IRRIGATION) | Wilkins Zurn | A464746 | 375 | OM00036928 | OW0209916-FA0234854-BD0012071-A 464746-MARCH | Outside West Employee Entrance (LAPHD FORM REQUIRED) | NA | NA | NA | NA | NA | NA | NA | NA | NA | NA | \Classifications\Building System Class\D20-Plumbing\D2020 - Domestic Water\Backflow Preventer - BFP | 1021333
19-W1 | 19-W1 Pomona Courthouse South | 19-W1-D3090-220-CMD03 | AIR DRYER CMD01 | Speedaire | GR025A1151612029 | 3YA51A | OM00036543 |  | Basement | NA | NA | R-134A | DNA | 115 | DNA | Electric | 1 |  |  | \Classifications\Building System Class\D30-HVAC Systems\D3090 - Other HVAC Systems and Equipment\Compressed Air Dryer - CMD | 1022914
19-W1 | 19-W1 Pomona Courthouse South | 19-W1-D3090-220-CMD04 | Compressor Air Dryer (Rm M709) | Speedaire | GR025A1151610043 | 3YA51A | OM00036543 |  | Air Handler Rm M709 | NA | na | R-134A | DNA | 115 | DNA | Electric | 1 |  |  | \Classifications\Building System Class\D30-HVAC Systems\D3090 - Other HVAC Systems and Equipment\Compressed Air Dryer - CMD | 1022915
19-W1 | 19-W1 Pomona Courthouse South | 19-W1-D3031-100-PCH05 | CONDW PUMP P4 #2 CHLR (PCH05) | Bell & Gossett | C273976-01 M81 | HSC3 940 11.9 | OM00036544 |  | Basement | 6x6x12S | NA | NA | DNA | 208/220/480 | 100/95/47.5 | Electric | 3 | NA |  | \Classifications\Building System Class\D30-HVAC Systems\D3030 - Cooling SYS\Chilled Water Pump - PCH | 1022916
19-W2 | 19-W2 Pomona Courthouse North | 19-W2-D3041-110-AHU01 | AIR-HANDLER 1 | Dryer Hanson | K714481 | FZ230 | OM00015018 | NA | Mechanical room | B144 (3) | 16x20x2 (28) | NA | 15 | 208-230/460 | 39.4-19.7 | Electric | 3 | NA | NA | \Classifications\Building System Class\D30-HVAC Systems\D3040 - Distribution SYS\Air Handling Unit - AHU | EQ-1007224
19-W2 | 19-W2 Pomona Courthouse North | 19-W2-D3041-110-AHU02 | AIR-HANDLER 2 | NA | NA | NA | OM00015010 |  | LOWER MACHANICAL. | B99 (2) | 16x20x2 (12) | NA | 3 | 208-220/440 | 9.1/8.8-4.4 | Electric | 3 | NA | NA | \Classifications\Building System Class\D30-HVAC Systems\D3040 - Distribution SYS\Air Handling Unit - AHU | EQ-1007225
19-W2 | 19-W2 Pomona Courthouse North | 19-W2-D3050-210-PKU01 | PACKAGE UNIT | YORK | NBBM007670 | D4CG060H08246A | OM00015003 |  | WEST SIDE OF ROOF | NA | 14x25x2 (1), 14x20x2 (2) | R-22 | 1 | 460 | 25 | Electric and natural gas | 3 | 100,000 | 82,000 | \Classifications\Building System Class\D30-HVAC Systems\D3050 - Package SYS\Package Unit - PKU | EQ-1007226
19-W2 | 19-W2 Pomona Courthouse North | 19-W2-D3050-210-PKU02 | PACKAGE UNIT | YORK | NBBM008669 | D4CG060H08246A | OM00015004 |  | WEST SIDE OF ROOF | NA | 14x25x2 (1), 14x20x2 (2) | R-22 | 1 | 460 | 25 | Electric and natural gas | 3 | 100,000 | NA | \Classifications\Building System Class\D30-HVAC Systems\D3050 - Package SYS\Package Unit - PKU | EQ-1007227
19-W2 | 19-W2 Pomona Courthouse North | 19-W2-B2010-100-BLD01 | Building Structure | NA | NA | NA | OM00026612 | NA | NA | NA | NA | NA | NA | NA | NA | NA | NA | NA | NA | \Classifications\Building System Class\B20-General Building Exterior\B2010 - Exterior Walls\Building - BLD | EQ-1007285
19-W2 | 19-W2 Pomona Courthouse North | 19-W2-B3010-100-RUF01 | Roofing Systems | NA | NA | NA | OM00026618 |  | Basement ENGINEER OFFICE. | NA | NA | NA | NA | NA | NA | NA | NA | NA | NA | \Classifications\Building System Class\B30-Roofing\B3010 - Roof Types\Roof - RUF | EQ-1007462
19-W2 | 19-W2 Pomona Courthouse North | 19-W2-D4031-100-FEX17 | Fire extinguishers (20) | NA | NA | NA | OM00026613 |  |  | NA | NA | NA | NA | NA | NA | NA | NA | NA | NA | \Classifications\Building System Class\D40-Fire Protection SYS\D4030 - FIRE SPEC\Fire Extinguisher - FEX | EQ-1007702
19-W2 | 19-W2 Pomona Courthouse North | 19-W2-D2040-100-PSU01 | SUMP PUMP #1 PSU01 | Chicago Pump | 144870 | KVJ56C17F5321KP | OM00015112 |  | BASEMENT M-4 | NA | NA | NA | 3/4 | 240 | 4.8 | electric | 1 | NA | NA | \Classifications\Building System Class\D20-Plumbing\D2040 - Rain Drain\Sump Pump - PSU | 1007849
19-W2 | 19-W2 Pomona Courthouse North | 19-W2-D3021-130-BLR01 | Hot Water Boiler (BLR01) | TELEDYNE LAARS | 91120130C | HH0400CN12H1 | OM00015006 |  | ROOF EAST | NA | NA | NA | NA | 480 | DNA | Natural gas | 3 | 400,000 | 320,000 | \Classifications\Building System Class\D30-HVAC Systems\D3020 - Heat SYS\Boiler,Hot Water,Oil/Gas/Comb. - BLR | 1007850
19-W2 | 19-W2 Pomona Courthouse North | 19-W2-D3021-130-BLR02 | HEATING HOT WATER BOILER #1 BLR02 | RBI | 90539901 | DB0750 | OM00015109 | DNA | BASEMENT | NA | NA | NA | 10 | 480 | DNA | Natural gas | 3 | 750,000 | 637,500 | \Classifications\Building System Class\D30-HVAC Systems\D3020 - Heat SYS\Boiler,Hot Water,Oil/Gas/Comb. - BLR | 1007851
19-W2 | 19-W2 Pomona Courthouse North | 19-W2-D3021-130-BLR03 | HEATING HOT WATER BOILER #2 BLR03 | RBI | 90539900 | DB0750 | OM00015110 | DNA | BASEMENT | NA | NA | NA | 10 | 480 | DNA | Natural gas | 3 | 750,000 | 637,500 | \Classifications\Building System Class\D30-HVAC Systems\D3020 - Heat SYS\Boiler,Hot Water,Oil/Gas/Comb. - BLR | 1007852
19-W2 | 19-W2 Pomona Courthouse North | 19-W2-D3044-125-PHW01 | H HW PUMP Mc QUAY UNIT PHW01 | ARMSTRONG | 50090655 | 15D1060BL | OM00015007 | NA | ROOF EAST | NA | NA | NA | 3/4 | 480 | DNA | gas | 3 | NA | NA | \Classifications\Building System Class\D30-HVAC Systems\D3040 - Distribution SYS\Hot Water Pump - PHW | 1007853
19-W2 | 19-W2 Pomona Courthouse North | 19-W2-D3044-125-PHW02 | HEATING HOT WATER PUMP #1 PHW02 | Bell & Gosset | NA | 1531 | OM00015113 |  | BASEMENT | NA | NA | NA | 5.0 | 230/460 | 13.3/6.65 | electric | 3 | NA | NA | \Classifications\Building System Class\D30-HVAC Systems\D3040 - Distribution SYS\Hot Water Pump - PHW | 1007854
19-W2 | 19-W2 Pomona Courthouse North | 19-W2-D3044-125-PHW03 | HEATING HOT WATER PUMP #2 PHW03 | Bell & Gosset | NA | 1531 | OM00015114 |  | BASEMENT | NA | NA | NA | 5.0 | 480 | 16 | electric | 3 | NA | NA | \Classifications\Building System Class\D30-HVAC Systems\D3040 - Distribution SYS\Hot Water Pump - PHW | 1007855
19-W2 | 19-W2 Pomona Courthouse North | 19-W2-D3050-210-PKU07 | PACKAGE UNIT #7 | McQUAY | XC0191819 | RPS040BW | OM00015005 |  | ROOF EAST | NA | NA | R-22 | 3 | 460 | 125 S. AMPS | electric | 3 | NA | NA | \Classifications\Building System Class\D30-HVAC Systems\D3050 - Package SYS\Package Unit - PKU | 1007856
19-W2 | 19-W2 Pomona Courthouse North | 19-W2-D3031-180-RCM02 | REFRIGERATION COMPRESSOR #2 | Carrier | 2608UA2165 | 5H80-A219 | OM00015116 |  | BASEMENT | NA | NA | R-22 | 60 | 480 | 173 | Electric | 3 | NA | NA | \Classifications\Building System Class\D30-HVAC Systems\D3030 - Cooling SYS\Refrigeration Compressor - RCM | 1007858
19-W2 | 19-W2 Pomona Courthouse North | 19-W2-D3031-210-CDR01 | CONDENSOR FAN UNITS ROOF CDR01 | RUSSELL | E93-57769-011 | VAC 144 | OM00015009 |  | ROOF NORTH | NA | NA | R-22 | 1.5 | 460 | 3.2 | electric | 3 | NA | NA | \Classifications\Building System Class\D30-HVAC Systems\D3030 - Cooling SYS\Condensing Unit, Air Cooled - CDR | 1007859
19-W2 | 19-W2 Pomona Courthouse North | 19-W2-D3042-220-EFN01 | EXHAUST FAN FAN01 | Western Blower | 631 | 9 | OM00015020 | DNA | MECHANICAL | B180 (2) | NA | NA | 5 | 208 | 14.8 | electric | 3 | NA | NA | \Classifications\Building System Class\D30-HVAC Systems\D3040 - Distribution SYS\Supply/Exhaust/Return fans- FAN | 1007860
19-W2 | 19-W2 Pomona Courthouse North | 19-W2-D3041-230-RFN02 | RETURN FAN RFN02 | Western Blower | 2933 | 4 1/2 | OM00015011 |  | MECHANICAL LOWER | B59 (2) | NA | NA | 1 | 208-230/460 | 3.2-2.9/1.5 | electric | 3 | NA | NA | \Classifications\Building System Class\D30-HVAC Systems\D3040 - Distribution SYS\Supply/Exhaust/Return fans- FAN | 1007861
19-W2 | 19-W2 Pomona Courthouse North | 19-W2-D3090-114-CMP02 | CONTROL AIR COMPRESSOR Mc QUAY #2 | QUINCY | C9C20052B | C0503D | OM00015016 | State ID# A007276-94 ¦ N.B.#/SER.#17352 | Penthouse AHU Room | 4L430 (1) | NA | NA | DNA | 115/230 | 8.8/4.4 | electric | 1 | NA | NA | \Classifications\Building System Class\D30-HVAC Systems\D3090 - Other HVAC Systems and Equipment\Air Compressor - CMP | 1007863
19-W2 | 19-W2 Pomona Courthouse North | 19-W2-D2023-100-BFP01 | BOILER MAKE UP BACK FLOW BFP01 3/4 | FEBCO | A038138 | 825Y 3/4" | OM00015111 | OW0209916-FA0234853-BD0019784-J036169-MARCH | BASEMENT - Boiler Room (LAPHD FORM REQUIRED) | NA | NA | NA | NA | NA | NA | NA | NA | NA | NA | \Classifications\Building System Class\D20-Plumbing\D2020 - Domestic Water\Backflow Preventer - BFP | 1007864
19-W2 | 19-W2 Pomona Courthouse North | 19-W2-D4010-150-FMS01 | Fire System Standpipe Sprinkler | Viking | NA | NA | OM00015235 |  | MAN WAY VAULT BY DOOR 109B | NA | NA | NA | NA | NA | NA | NA | NA | NA | NA | \Classifications\Building System Class\D40-Fire Protection SYS\D4010 - Sprinkler SYS\Fire Systems, stand pipes - FMS | 1007865
19-W2 | 19-W2 Pomona Courthouse North | 19-W2-D5010-200-ESD01 | Electrical Main (Electrical Room) | BULL DOG | 76115 | UCB366 | OM00015120 |  | Basement Electrical Room | NA | NA | NA | NA | 480 | 600 | electric | 3 | NA | NA | \Classifications\Building System Class\D50-Electrical SYS\D5010 - Elec Service & Dist\Electical Service and Distribution - ESD | 1007867
19-W2 | 19-W2 Pomona Courthouse North | 19-W2-D1010-100-ELE01 | Elevator, Passenger Conveyance# 031796 | Watson Elevator Company | 20076 | OEN | OM00015129 | State ID# 031796 | Roof MECHANICAL ROOM | NA | NA | NA | 12.5 | 480 | 18.7 | Electric | 3 | NA | NA | \Classifications\Building System Class\D10-Conveyance Systems\D1010 - Elevator\Elevator,Electric,Pass/Freight - ELE | 1009946
19-W2 | 19-W2 Pomona Courthouse North | 19-W2-D5037-710-FAP02 | Fire Alarm Panel - FAP02 | FIRELISE | DNA | MS-9200 VDLS | OM00040340 | DNA | Basement BOILER ROOM | NA | NA | NA | NA | 24DC | NA | NA | NA | NA | NA | \Classifications\Building System Class\D50-Electrical SYS\D5030 - Comm & Security\Fire Alarm Panel - FAP | 1010980
19-W2 | 19-W2 Pomona Courthouse North | 19-W2-D1010-100-ELE02 | Elevator, lock-up, State ID# 100205 | AM Tech | 190087 | Omega 1000 | OM00015130 | State ID# 100205 | Floor 1 ENTRANCE OF THE BUILDING | 3VX-630 (6) | NA | NA | 125 | 480V | 18.7 | Electric | 3 | NA | NA | \Classifications\Building System Class\D10-Conveyance Systems\D1010 - Elevator\Elevator,Hydraulic,Pass/Freight - ELE | 1011555
19-W2 | 19-W2 Pomona Courthouse North | 19-W2-D1013-310-WCL01 | WHEEL CHAIR/HANDICAP LIFT WCL01 | JOHN BARNES | 2190312 | C6C17FZ29A | OM00015134 | PEND RISK RVW | INSIDE COURT ROOM | NA | NA | NA | 1/2 | 115 | 8.8 | Electric | 1 | NA | NA | \Classifications\Building System Class\D10-Conveyance Systems\D1010 - Elevator\Wheelchair Lift - WCL | 1014268
19-W2 | 19-W2 Pomona Courthouse North | 19-W2-D1013-310-WCL02 | WHEEL CHAIR /HANDICAP LIFT WCL02 | JOHN BARNES | NA | C6C17FZ29A | OM00015135 | PEND RISK RVW | INSIDE OF COURT ROOM | NA | NA | NA | 1/2 | 115 | 8.8 | Electric | 1 | NA | NA | \Classifications\Building System Class\D10-Conveyance Systems\D1010 - Elevator\Wheelchair Lift - WCL | 1014269
19-W2 | 19-W2 Pomona Courthouse North | 19-W2-D1013-310-WCL03 | WHEEL CHAIR / HANDICAP LIFT WCL03 | JOHN BARNES | NA | C6C17FZ29A | OM00015136 | PEND RISK RVW | COURT ROOM | NA | NA | NA | 1/2 | 115 | 8.8 | Electric | 1 | NA | NA | \Classifications\Building System Class\D10-Conveyance Systems\D1010 - Elevator\Wheelchair Lift - WCL | 1014270
19-W2 | 19-W2 Pomona Courthouse North | 19-W2-D2030-150-MWL01 | MAIN BRANCH WASTE SYSTEM | NA | NA | NA | OM00026617 |  | Tag located in engineer office. | NA | NA | NA | NA | NA | NA | NA | NA | NA | NA | \Classifications\Building System Class\D20-Plumbing\D2030 - Sani Waste\Main/Branch Waste System - MWL | 1014272
19-W2 | 19-W2 Pomona Courthouse North | 19-W2-D3050-210-PKU05 | PACKAGE UNIT PKU05 | CARRIER | 1189034295 | 506030540 | OM00033073 |  | NW SIDE LOWER FLOOR | DNA | 14X20X2 | R-22 | 1 | 208/230 | 8.1 | Electric | 3 | 100,000 | 82000 | \Classifications\Building System Class\D30-HVAC Systems\D3050 - Package SYS\Package Unit - PKU | 1014274
19-W2 | 19-W2 Pomona Courthouse North | 19-W2-D3090-114-CMP03 | CONTROL AIR COMPRESSOR 1 CMP03 | POWERREX | 35L405M49ZG1 | AS010142 | OM00030707 | State ID# A007275-94N ¦ B#/SER.#561956 | Penthouse AHU Room | 4L430 | NA | NA | 1 | 208-230/460 | 3.1-3.0/1.5 | Electric | 3 | NA | NA | \Classifications\Building System Class\D30-HVAC Systems\D3090 - Other HVAC Systems and Equipment\Air Compressor - CMP | 1014276
19-W2 | 19-W2 Pomona Courthouse North | 19-W2-D2023-100-BFP02 | COOLING TOWER MAKEUP FLOW-BFP | FEBCO | BB-8333 | 825-Y 3/4" | OM00033002 | OW0209916-FA0234853-BD0002098-MARCH | CHILLER ROOM. ATTIC, MECHANICAL ROOM - NORTH WALL - COOLING TOWER MAKE UP (LAPHD FORM REQUIRED) | NA | NA | NA | NA | NA | NA | NA | NA | NA | NA | \Classifications\Building System Class\D20-Plumbing\D2020 - Domestic Water\Backflow Preventer - BFP | 1014277
19-W2 | 19-W2 Pomona Courthouse North | 19-W2-D5011-240-TRN01 | TRANSFORMER | BURTON | 23047 | 3317 | OM00033007 |  | MECHANICAL ROOM. | NA | NA | NA | NA | 480 | DNA | Electric | 3 | NA | NA | \Classifications\Building System Class\D50-Electrical SYS\D5010 - Elec Service & Dist\Transformer - TRN | 1014278
19-W2 | 19-W2 Pomona Courthouse North | 19-W2-D5037-710-FAP03 | FIRE CONTROL FAP1 FAP03 | Radionics | DNA | 7412 | OM00033009 |  | Near security office chiller room | NA | NA | NA | NA | 110V | DNA | Electric | 1 | NA | NA | \Classifications\Building System Class\D50-Electrical SYS\D5030 - Comm & Security\Fire Alarm Panel - FAP | 1014279
19-W2 | 19-W2 Pomona Courthouse North | 19-W2-D5092-250-EML43 | EMERGENCY EXIT LIGHTS 43 | NA | NA | NA | OM00026616 |  | Tag located engineer office. | NA | NA | NA | NA | 110 | DNA | Electric | DNA | NA | NA | \Classifications\Building System Class\D50-Electrical SYS\D5090 - Elec SYS\Emergency And Exit Lighting - EML | 1014280
19-W2 | 19-W2 Pomona Courthouse North | 19-W2-G2050-200-LSC01 | LANDSCAPING | DNA | DNA | DNA | OM00026615 |  | Tag located engineer office. | NA | NA | NA | NA | NA | NA | NA | NA | NA | NA | \Classifications\Building System Class\G20-Other Systems\G2050 - Landscaping\Landscaping - LSC | 1014281
19-W2 | 19-W2 Pomona Courthouse North | 19-W2-G2049-300-HSC01 | HARDSCAPE | NA | NA | NA | OM00026614 |  | Tag located in engineer office. | NA | NA | NA | NA | NA | NA | NA | NA | NA | NA | \Classifications\Building System Class\G20-Other Systems\G2040 - Site Development\Hardscape - HSC | 1014282
19-W2 | 19-W2 Pomona Courthouse North | 19-W2-C1020-110-FRD03 | HOLDING CELL:FIRE DOOR #1, ROLL-UP | ATLAS DOOR | 502701 | 132310 | OM00026029 |  | HOLDING CELL: SHERRIFF'S LOCKUP AREA | NA | NA | NA | NA | NA | NA | NA | NA | NA | NA | \Classifications\Building System Class\C10-General Building Interior\C1020 - Fire Doors\Fire Doors - FRD | 1015512
19-W2 | 19-W2 Pomona Courthouse North | 19-W2-C1020-110-FRD02 | HOLDING CELL:FIRE DOOR #2, ROLL-UP | ATLAS DOOR | 502730 | 132310 | OM00028921 |  | HOLDING CELL: SHERRIFF'S LOCKUP AREA | NA | NA | NA | NA | NA | NA | NA | NA | NA | NA | \Classifications\Building System Class\C10-General Building Interior\C1020 - Fire Doors\Fire Doors - FRD | 1015513
19-W2 | 19-W2 Pomona Courthouse North | 19-W2-D5037-710-FAP04 | FIRE ALARM PANEL #1 | Simplex | J10892EN | 4602 | OM00036616 |  | SHERIFF'S OFFICE NEAR WESTSIDE/EXIT DOOR | NA | NA | NA | NA | 110 | 4.25 | Electric | DNA | NA | NA | \Classifications\Building System Class\D50-Electrical SYS\D5030 - Comm & Security\Fire Alarm Panel - FAP | 1015625
19-W2 | 19-W2 Pomona Courthouse North | 19-W2-D3031-180-RCM01 | REFRIGERATION COMPRESSOR #1 (A/C DX COOLING SYSTEM) | CARLYLE | 4709UA4068 | 5H80-A219 | OM00033011 |  | BASEMENT MECHANICAL ROOM | NA | NA | R-22 | 60 | 480 | DNA | Electric | 3 | NA | NA | \Classifications\Building System Class\D30-HVAC Systems\D3030 - Cooling SYS\Refrigeration Compressor - RCM | 1015728
19-W2 | 19-W2 Pomona Courthouse North | 19-W2-D3090-220-CMD01 | COMPRESSOR, AIR DRYER #1 (CMD01) | GREAT LAKES AIR | 37024 | ERF-10A-116 | OM00036624 |  | NORTH EAST SIDE MECHANICAL ROOM | NA | NA | R-134a | 1.6 HP | 120 | 3.3 | Electric | 1 | NA | NA | \Classifications\Building System Class\D30-HVAC Systems\D3090 - Other HVAC Systems and Equipment\Compressed Air Dryer - CMD | 1015730
19-W2 | 19-W2 Pomona Courthouse North | 19-W2-D3090-220-CMD02 | COMPRESSOR, AIR DRYER #2 (CMD02) | GREAT LAKES AIR | 37025 | ERF-10A-11 | OM00036623 |  | SOUTH SIDE MECHANICAL ROOM | NA | NA | R-134a | 1.6 HP | 120 | 15 | Electric | 1 | NA | NA | \Classifications\Building System Class\D30-HVAC Systems\D3090 - Other HVAC Systems and Equipment\Compressed Air Dryer - CMD | 1015731
19-W2 | 19-W2 Pomona Courthouse North | 19-W2-D2023-100-BFP05 | BACKFLOW PREVENTER #3 (NE CORNER) | FEBCO | H11294 | 855Y (1.25") | OM00036203 |  | GROUNDS (BACKFLOW #3), NE CORNER | NA | NA | NA | NA | NA | NA | NA | NA | NA | NA | \Classifications\Building System Class\D20-Plumbing\D2020 - Domestic Water\Backflow Preventer - BFP | 1016016
19-W2 | 19-W2 Pomona Courthouse North | 19-W2-G2023-150-PEG01 | GATE CONTROLLER, EXIT/ENTRY (SECURED PARKING E SIDE OF BUILDING) | CHAMBERLAIN | 2208N6009 | ELITE/CSW200UL1HP3 | OM00035630 | NA | OUTSIDE SECURED PARKING LOT. ON EAST SIDE OF BUILDING BETWEEN NORTH POMONA NORTH & POMONA SOUTH COURTHOUSES. | NA | NA | NA | 1 | 110 | 7.9 | Electric | 1 | NA | NA | \Classifications\Building System Class\G20-Other Systems\G2020 - Parking Lots\Secured Parking Gate - PEG | 1016266
19-W2 | 19-W2 Pomona Courthouse North | 19-W2-D3031-100-PCH02 | Compressor Motor #2 (Direct Drive) | LINCOLN | 3764072 | NA | OM00036195 | NA | SERVES COMPRESSOR #1 | NA | NA | NA | 60 | 230/460 | 150/75 | Electric | 3 | NA | NA | \Classifications\Building System Class\D30-HVAC Systems\D3030 - Cooling SYS\Chilled Water Pump - PCH | 1017122
19-W2 | 19-W2 Pomona Courthouse North | 19-W2-D3031-100-PCH03 | Compressor Motor #1 (Direct Drive) | LINCOLN | 3764073 | NA | OM00036193 | NA | SERVES COMPRESSOR #2 | NA | NA | NA | 60 | 230/460 | 150/75 | Electric | 3 | NA | NA | \Classifications\Building System Class\D30-HVAC Systems\D3030 - Cooling SYS\Chilled Water Pump - PCH | 1017121
19-W2 | 19-W2 Pomona Courthouse North | 19-W2-G2023-150-PEG02 | GATE CONTROLLER, EXIT/ENTRY (SECURED PARKING E SIDE OF BUILDING) | CHAMBERLAIN | 2208N6008 | ELITE/CSW200UL1HP3 | OM00037917 | OM00037917 | OUTSIDE SECURED PARKING LOT. ON EAST SIDE OF BUILDING BETWEEN NORTH POMONA NORTH & POMONA SOUTH COURTHOUSES. | NA | NA | NA | 1 | 110 | 7.9 | Electric | 1 | NA | NA | \Classifications\Building System Class\G20-Other Systems\G2020 - Parking Lots\Secured Parking Gate - PEG | 1017275
19-W2 | 19-W2 Pomona Courthouse North | 19-W2-D3042-220-EFN02 | Exhaust Fan (Roof) | Penn Ventilation Co | BH12-201 | NA | OM00033004 |  | Roof | 4L440 (1) | NA | NA | 3/4 | 208-230/460 | 2.5-2.6/1.3 | Electric | 3 | NA | NA | \Classifications\Building System Class\D30-HVAC Systems\D3040 - Distribution SYS\Supply/Exhaust/Return fans- FAN | 1017936
19-W2 | 19-W2 Pomona Courthouse North | 19-W2-D3042-220-EFN03 | Exhaust Fan (Roof) | Cookson | NA | 5QB48C17D2044J | OM00033003 |  | Roof | 4L390 (1) | NA | NA | 1/3 | 115-208/230 | 5.8-3.1/2.9 | Electric | 1 | NA | NA | \Classifications\Building System Class\D30-HVAC Systems\D3040 - Distribution SYS\Supply/Exhaust/Return fans- FAN | 1017937
19-W2 | 19-W2 Pomona Courthouse North | 19-W2-D3042-220-EFN07 | Exhaust Fan (Roof) | Penn Ventilation Co | NA | NA | OM00040453 |  | Roof | 4L210 (1) | NA | NA | 1/3 | 115/208-230 | 5.8/3.1-2.9 | Electric | 1 | NA | NA | \Classifications\Building System Class\D30-HVAC Systems\D3040 - Distribution SYS\Supply/Exhaust/Return fans- FAN | 1017941
19-W2 | 19-W2 Pomona Courthouse North | 19-W2-D2023-310-HWP02 | Domestic Hot Water Pump (Boiler Rm) | Grundfos | DNA | S-45BF | OM00040471 |  | Boiler Room | NA | NA | NA | 1/4 | 115 | 5 | Electric | 1 | NA | NA | \Classifications\Building System Class\D20-Plumbing\D2020 - Domestic Water\Domestic Hot Water Circulating Pump - HWP | 1017945
19-W2 | 19-W2 Pomona Courthouse North | 19-W2-D2023-310-HWP03 | Domestic Hot Water Pump (Boiler Rm) | ARMSTRONG | DNA | 81602MF-002 | OM00040470 |  | Boiler Room | NA | NA | NA | 1/4 | 115 | 5 | Electric | 1 | NA | NA | \Classifications\Building System Class\D20-Plumbing\D2020 - Domestic Water\Domestic Hot Water Circulating Pump - HWP | 1017946
19-W2 | 19-W2 Pomona Courthouse North | 19-W2-D5010-110-MCC01 | Motor Control Center (Mech Equip Rm) | Marathon | H607351 | 189105LF | OM00040468 |  | Mech Equip Room | NA | NA | NA | NA | 480 | 600 | Electric | DNA | NA | NA | \Classifications\Building System Class\D50-Electrical SYS\D5010 - Elec Service & Dist\Chiller Room Electrical Panel - MCC | 1017947
19-W2 | 19-W2 Pomona Courthouse North | 19-W2-D5010-200-ESD02 | Electrical Switchboard (Basement Electrical Rm) | Bull Dog Electric | 75731 | VB-306 | OM00040337 |  | Electrical Room | NA | NA | NA | NA | 120/208 | 600 | Electric | 3 | NA | NA | \Classifications\Building System Class\D50-Electrical SYS\D5010 - Elec Service & Dist\Electical Service and Distribution - ESD | 1017951
19-W2 | 19-W2 Pomona Courthouse North | 19-W2-D3042-220-EFN04 | Exhaust Fan (Roof) | Dayton | NA | 3ZP92K | OM00040450 |  | Roof | 4L210 (1) | NA | NA | 1/4 | 115/208-230 | 4.6/2.2-2.3 | Electric | 1 | NA | NA | \Classifications\Building System Class\D30-HVAC Systems\D3040 - Distribution SYS\Supply/Exhaust/Return fans- FAN | 1017938
19-W2 | 19-W2 Pomona Courthouse North | 19-W2-D3042-220-EFN05 | Exhaust Fan (Roof) | A.O. Smith | 325P164 | NA | OM00040451 |  | Roof | 4L210 | NA | NA | 1/3 | 115/230 | 6.0/3.0 | Electric | 1 | NA | NA | \Classifications\Building System Class\D30-HVAC Systems\D3040 - Distribution SYS\Supply/Exhaust/Return fans- FAN | 1017939
19-W2 | 19-W2 Pomona Courthouse North | 19-W2-D3042-220-EFN06 | Exhaust Fan (Roof) | Marathon | YYJ090267 | NA | OM00040452 |  | Roof | 4L210 | NA | NA | 1/6 | 115 | 3.6 | Electric | 1 | NA | NA | \Classifications\Building System Class\D30-HVAC Systems\D3040 - Distribution SYS\Supply/Exhaust/Return fans- FAN | 1017940
19-W2 | 19-W2 Pomona Courthouse North | 19-W2-D3042-220-EFN08 | Exhaust Fan (Roof) | Marathon | DNA | 52B48C17D2044JP | OM00040455 |  | Roof | 4L240 (1) | NA | NA | 1/3 | 115-208/230 | 5.8/3.1-2.9 | Electric | 1 | NA | NA | \Classifications\Building System Class\D30-HVAC Systems\D3040 - Distribution SYS\Supply/Exhaust/Return fans- FAN | 1017942
19-W2 | 19-W2 Pomona Courthouse North | 19-W2-C1020-110-FRD01 | Overhead Fire Door (Rm 108) | Overhead Doors | 733526 | 503183_1 | OM00040449 |  | Walkup Windows & Clerks Office | NA | NA | NA | NA | NA | DNA | NA | DNA | NA | NA | \Classifications\Building System Class\C10-General Building Interior\C1020 - Fire Doors\Fire Doors - FRD | 1017943
19-W2 | 19-W2 Pomona Courthouse North | 19-W2-D2023-310-HWP01 | Domestic Hot Water Pump (Boiler Rm) | Grundfos | 59896165P1 | UP15-42F | OM00040472 |  | Boiler Room | NA | NA | NA | one eighth HP | 115 | 10 | Electric | 1 | NA | NA | \Classifications\Building System Class\D20-Plumbing\D2020 - Domestic Water\Domestic Hot Water Circulating Pump - HWP | 1017944
19-W2 | 19-W2 Pomona Courthouse North | 19-W2-G3010-210-PWT01 | Potable Water Storage Tank (AHU Room) | Mobil Tank Inc | NA | NA | OM00030708 |  | Penthouse Air Handler Room | NA | NA | NA | NA | NA | NA | NA | NA | NA | NA | \Classifications\Building System Class\G30-Site Mechanical Utilities\G3010 - Water Supply\Potable Water Storage Tank - PWT | 1017948
19-W2 | 19-W2 Pomona Courthouse North | 19-W2-G3010-210-PWT02 | Potable Water Storage Tank (Eastside Roof) | Brunner Engineering | DNA | DNA | OM00033005 |  | Eastside of Roof | NA | NA | NA | NA | NA | NA | NA | NA | NA | NA | \Classifications\Building System Class\G30-Site Mechanical Utilities\G3010 - Water Supply\Potable Water Storage Tank - PWT | 1017949
19-W2 | 19-W2 Pomona Courthouse North | 19-W2-D5010-200-ESD04 | Electrical Switchboard (Basement Electrical Rm) | Bull Dog Electric | 75729 | VB-406 | OM00040335 |  | Electrical Room | NA | NA | NA | NA | 120/208 | 600 | Electric | 3 | NA | NA | \Classifications\Building System Class\D50-Electrical SYS\D5010 - Elec Service & Dist\Electical Service and Distribution - ESD | 1017950
19-W2 | 19-W2 Pomona Courthouse North | 19-W2-D5010-200-ESD03 | Electrical Switchboard (1st Floor Electrical Rm) | Power Master | C547316 | NEMA-1 | OM00040339 |  | Electrical Room | NA | NA | NA | NA | 480 | 800 | Electric | 3 | NA | NA | \Classifications\Building System Class\D50-Electrical SYS\D5010 - Elec Service & Dist\Electical Service and Distribution - ESD | 1017952
19-W2 | 19-W2 Pomona Courthouse North | 19-W2-D2022-260-HWG03 | Hot Water Heater (Basement Mech Rm) | Rheem Performance Platnium | M471403486 | XG410T12HN38U0 | OM00036929 | NA | Mech Room | NA | NA | NA | NA | 120 | DNA | Gas |  | 38,000 | NA | \Classifications\Building System Class\D20-Plumbing\D2020 - Domestic Water\Domestic Water Heater, Gas - HWG | 1018819
19-W3 | 19-W3 Parking Lot 78-Pomona Court Public Parking | 19-W3-D3055-260-WAC01 | AIR CONDITIONER, WINDOW (WAC01) | FRIEDRICH | ACAY01989 | SQ06N10-A | OM00036202 |  | PUBLIC PARKING LOT BOOTH | NA | NA | R-410A | NA | 110 | 4.9 | Electric | 1 | 5800 | NA | \Classifications\Building System Class\D30-HVAC Systems\D3050 - Package SYS\Window Air Conditioner- WAC | 1015809
19-W3 | 19-W3 Parking Lot 78-Pomona Court Public Parking | 19-W3-D2023-100-BFP03 | Backflow Preventer (Irrigation) (BFP03) | FEBCO | 12641 | 825Y | OM00036541 |  | Public/Staff S. Parking Lot | NA | NA | NA | NA | NA | NA | NA | NA | NA | NA | \Classifications\Building System Class\D20-Plumbing\D2020 - Domestic Water\Backflow Preventer - BFP | 1020499
19-X1 | 19-X1 West Covina Courthouse | 19-X1-D2018-100-DKF01 | Drinking Fountain DKF01 | NA | NA | NA | OM00015123 |  | Courts and offices | NA | NA | NA | NA | NA | NA | NA | NA | NA | NA | \Classifications\Building System Class\D20-Plumbing\D2010 - Plumb Fix\Drink Fountain (Refr Indvl Wtrcooler) - DKF | 1007869
19-X1 | 19-X1 West Covina Courthouse | 19-X1-D4010-150-CTY01 | System Extinguishing,Wet Pipe - SEW01, County maintained | DNA | DNA | DNA | OM00033304 | DNA | Courts and offices | NA | NA | NA | NA | NA | NA | NA | NA | NA | NA | \Classifications\Building System Class\D40-Fire Protection SYS\D4010 - Sprinkler SYS\Fire Systems, stand pipes - FMS | 1007870
19-X1 | 19-X1 West Covina Courthouse | 19-X1-D4031-100-FEX23 | FIRE EXTINGUISHERS (23) | NA | NA | NA | OM00033302 |  | Courts and offices | NA | NA | NA | NA | NA | NA | NA | NA | NA | NA | \Classifications\Building System Class\D40-Fire Protection SYS\D4030 - FIRE SPEC\Fire Extinguisher - FEX | 1007872
19-X1 | 19-X1 West Covina Courthouse | 19-X1-D5092-250-EML26 | EMERGENCY LIGHTING (26) | NA | NA | NA | OM00033301 |  | Courts and offices | NA | NA | NA | NA | 110 | DNA | electric | 1 | NA | NA | \Classifications\Building System Class\D50-Electrical SYS\D5090 - Elec SYS\Emergency And Exit Lighting - EML | 1007873
19-X1 | 19-X1 West Covina Courthouse | 19-X1-D4024-100-FHS12 | Fire Hose Systems (12) | NA | NA | NA | OM00033303 |  | Courts and offices | NA | NA | NA | NA | NA | NA | NA | NA | NA | NA | \Classifications\Building System Class\D40-Fire Protection SYS\D4020 - Stand Pipe\Other Stand Pipe Hose Systems - FHS | 1007942
19-X1 | 19-X1 West Covina Courthouse | 19-X1-B2034-400-DOH01 | HOLDING CELL:DOOR, OVERHEAD (ROLL UP, BUS) | Lift Master | 2934307347 | GH5023L (VER2) | OM00028924 |  | HOLDING CELL: SHERIFF'S BUS PORT, EASTSIDE/NORTH END OF BLDG | NA | NA | NA | 2-Jan | 240 | DNA | Electric | 3 | NA | NA | \Classifications\Building System Class\B20-General Building Exterior\B2030 - Exterior Doors\Door,Overhead-Shutter,Manual,Elec,Roll-up - DOH | 1015517
19-X1 | 19-X1 West Covina Courthouse | 19-X1-D1013-310-WCL01 | Wheelchair Lift (Dept 11) | Bishamon Industries | B8909002 | LX200WM | OM00036302 | PEND RISK RVW | HOLDING CELL: Special Access List | NA | NA | NA | 0.5 | 110 | 8.8 | Electric | 1 | NA | NA | \Classifications\Building System Class\D10-Conveyance Systems\D1010 - Elevator\Wheelchair Lift - WCL | 1015519
19-X1 | 19-X1 West Covina Courthouse | 19-X1-B2010-100-CTY01 | Building | NA | NA | NA | OM00037894 | [12 empty] | \Classifications\Building System Class\B20-General Building Exterior\B2010 - Exterior Walls\Building - BLD | 1016550
19-X1 | 19-X1 West Covina Courthouse | 19-X1-D2022-100-HWE01 | Domestic Water Heater, Electric (Cafeteria) | American Heaters | 12505709251 | 0807041 | OM00040978 |  | Cafeteria Kitchen | NA | NA | NA | NA | 208/230 | DNA | Electric | 1 | NA | NA | \Classifications\Building System Class\D20-Plumbing\D2020 - Domestic Water\Domestic Water Heater, Electric - HWE | 1017994
19-X1 | 19-X1 West Covina Courthouse | 19-X1-C1020-110-FRD01 | Fire Doors Sliding (Traffic Clerks' Office) | Cookson | 30849 | NA | OM00040977 |  | Traffic Clerks' Office | NA | NA | NA | NA | NA | NA | NA | NA | NA | NA | \Classifications\Building System Class\C10-General Building Interior\C1020 - Fire Doors\Fire Doors - FRD | 1017995
19-X1 | 19-X1 West Covina Courthouse | 19-X1-C1020-110-FRD02 | Fire Doors Sliding (Traffic Clerks' Office) | NA | NA | NA | OM00040975 |  | Traffic Clerks' Office | NA | NA | NA | NA | NA | NA | NA | NA | NA | NA | \Classifications\Building System Class\C10-General Building Interior\C1020 - Fire Doors\Fire Doors - FRD | 1017996
19-X1 | 19-X1 West Covina Courthouse | 19-X1-C1020-110-FRD03 | Fire Doors Sliding (Traffic Clerks' Office) | Cookson | 30350 | NA | OM00040976 |  | Traffic Clerks' Office | NA | NA | NA | NA | NA | NA | NA | NA | NA | NA | \Classifications\Building System Class\C10-General Building Interior\C1020 - Fire Doors\Fire Doors - FRD | 1017997
19-X1 | 19-X1 West Covina Courthouse | 19-X1-D1013-310-WCL02 | Wheelchair Lift (Dept 9) | NA | NA | NA | OM00026027 | PEND RISK RVW | Dept 9 | NA | NA | NA | DNA | DNA | DNA | Electric | DNA | NA | NA | \Classifications\Building System Class\D10-Conveyance Systems\D1010 - Elevator\Wheelchair Lift - WCL | 1018211
19-X1 | 19-X1 West Covina Courthouse | 19-X1-D1013-310-WCL03 | Wheelchair Lift (Dept 8) | NA | NA | NA | DNA | PEND RISK RVW | Dept 8 | NA | NA | NA | NA | NA | DNA | Electric | DNA | NA | NA | \Classifications\Building System Class\D10-Conveyance Systems\D1010 - Elevator\Wheelchair Lift - WCL | 1018210
19-Y2 | 19-Y2 Parking Structure Lot 67 Long Beach | 19-Y2-D2022-100-HWE01 | Hot Water Heater, Electric Maintained by Johnson Controls | AO SMITH WATER PRODUCTS CO | 1213R000030 | DSE10 | OM00038420 |  | Janitor Closet Parking | NA | NA | NA | NA | DNA | DNA | DNA | DNA | NA | NA | \Classifications\Building System Class\D20-Plumbing\D2020 - Domestic Water\Domestic Water Heater, Electric - HWE | 1013522
19-Y2 | 19-Y2 Parking Structure Lot 67 Long Beach | 19-Y2-D1010-100-ELE20 | Elevator #20 - Parking Garage - State ID #157982 | Kone | DNA | DNA | OM00038092 | State ID #157982 ¦Y2-ELEV20 | Elevator #20 - Parking Garage - State ID #157982 | NA | NA | NA | DNA | DNA | DNA | DNA | DNA | NA | NA | \Classifications\Building System Class\D10-Conveyance Systems\D1010 - Elevator\Elevator,Hydraulic,Pass/Freight - ELE | 1018455
19-Y2 | 19-Y2 Parking Structure Lot 67 Long Beach | 19-Y2-D1010-100-ELE21 | Elevator #21 - Parking Garage - State ID #157983 | Kone | DNA | DNA | OM00038093 | State ID #157983 ¦ Y2-ELEV21 | Elevator #21 - Parking Garage - State ID #157983 | NA | NA | NA | DNA | DNA | DNA | DNA | DNA | NA | NA | \Classifications\Building System Class\D10-Conveyance Systems\D1010 - Elevator\Elevator,Hydraulic,Pass/Freight - ELE | 1018456
19-Y2 | 19-Y2 Parking Structure Lot 67 Long Beach | 19-Y2-D4031-100-FEX37 | Please change Description to: Fire Extinguishers ALL - Parking Garage - 37 count | Various | Various | Various | OM00038329 | Y2-FEXT | Parking Structure - fire extinguishers | NA | NA | NA | NA | NA | NA | NA | NA | NA | NA | \Classifications\Building System Class\D40-Fire Protection SYS\D4030 - FIRE SPEC\Fire Extinguisher - FEX | 1018464
19-Y2 | 19-Y2 Parking Structure Lot 67 Long Beach | 19-Y2-G2023-150-PEG01 | Parking gate arm and equipment - Parking Garage | DNA | DNA | DNA | OM00038336 | Y2-PGATE | Parking Structure - gate arms | NA | NA | NA | DNA | DNA | DNA | DNA | DNA | NA | NA | \Classifications\Building System Class\G20-Other Systems\G2020 - Parking Lots\Secured Parking Gate - PEG | 1018465
19-Y2 | 19-Y2 Parking Structure Lot 67 Long Beach | 19-Y2-D3055-260-WAC01 | Parking Garage Window Unit A/C | DNA | DNA | DNA | OM00038096 | Y2-WU01 | PARKING GARAGE - Parking Garage Window Unit - [Y2-WU01] | NA | NA | DNA | NA | DNA | DNA | DNA | DNA | NA | NA | \Classifications\Building System Class\D30-HVAC Systems\D3050 - Package SYS\Window Air Conditioner- WAC | 1018658
19-Y2 | 19-Y2 Parking Structure Lot 67 Long Beach | 19-Y2-D2023-100-BFP07 | Backflow-Parking Garage - Size 1.5 | FEBCO | J020927 | 825Y 1.5" | OM00038196 | Y5-BFP/07 | PARKING GARAGE [Y5-BFP/07] - SN: J020927, TAG:OM00038196 MODEL: 8257, MFG: FEBCO 1.5" | NA | NA | NA | NA | NA | NA | NA | NA | NA | NA | \Classifications\Building System Class\D20-Plumbing\D2020 - Domestic Water\Backflow Preventer - BFP | 1018720
19-Y2 | 19-Y2 Parking Structure Lot 67 Long Beach | 19-Y2-D2023-100-BFP08 | Backflow-Parking Garage - Size 3" - BFP08 | WATTS | 00113 | LF007 3" | OM00038242 | Y5-BFP/08 | PARKING GARAGE - BFP [Y5-BFP/08] - SN: 00113, TAG: OM00038242, MODEL: LF007, MFG: WATTS 3" | NA | NA | NA | NA | NA | NA | NA | NA | NA | NA | \Classifications\Building System Class\D20-Plumbing\D2020 - Domestic Water\Backflow Preventer - BFP | 1018721
19-Y2 | 19-Y2 Parking Structure Lot 67 Long Beach | 19-Y2-B2034-400-DOH01 | Parking Garage rollup garage door |  |  |  | OM00038423 | Y2-GAR01 | [11 empty] | \Classifications\Building System Class\B20-General Building Exterior\B2030 - Exterior Doors\Door,Overhead-Shutter,Manual,Elec,Roll-up - DOH | 1018764
19-Y2 | 19-Y2 Parking Structure Lot 67 Long Beach | 19-Y2-B2034-400-DOH02 | Parking Garage rollup garage door DOH02 |  |  |  | OM00038424 | Y2-GAR02 | [11 empty] | \Classifications\Building System Class\B20-General Building Exterior\B2030 - Exterior Doors\Door,Overhead-Shutter,Manual,Elec,Roll-up - DOH | 1018765
19-Y2 | 19-Y2 Parking Structure Lot 67 Long Beach | 19-Y2-D5037-710-FAP01 | Fire Alarm System FAP01 |  |  |  | OM00038214 | Y2-FAS | [11 empty] | \Classifications\Building System Class\D50-Electrical SYS\D5030 - Comm & Security\Fire Alarm Panel - FAP | 1018771
19-Y2 | 19-Y2 Parking Structure Lot 67 Long Beach | 19-Y2-B3010-100-RUF02 | Parking Garage roof |  |  |  | OM00038399 | Y2-ROOF | PARKING GARAGE - Parking Garage roof - [Y2-ROOF] | [10 empty] | \Classifications\Building System Class\B30-Roofing\B3010 - Roof Types\Roof - RUF | 1018835
19-Y2 | 19-Y2 Parking Structure Lot 67 Long Beach | 19-Y2-D2023-100-BFP09 | BACKFLOW PREVENTER, BFP/09 | FEBCO | J020791 | 825Y | OM00038383 | Y2-BFP/09 | 2ND FLOOR PARKING STRUCTURE, BACKFLOW PREVENTOR, [Y2-BFP/09] TAG: 00038383, SN: J020791 | NA | NA | NA | NA | NA | NA | NA | NA | NA | NA | \Classifications\Building System Class\D20-Plumbing\D2020 - Domestic Water\Backflow Preventer - BFP | 1018880
19-Y2 | 19-Y2 Parking Structure Lot 67 Long Beach | 19-Y2-D2023-100-BFP10 | BACKFLOW PREVENTER, BFP/10, 3RD FLOOR PARKING STRUCTURE | FEBCO | J020788 | 825Y 1.5" | OM00038384 | Y2-BFP/10 | 3RD FLOOR PARKING STRUCTURE, BACKFLOW PREVENTOR, [Y2-BFP/10] TAG: 00038384, SN: J020788 | NA | NA | NA | NA | NA | NA | NA | NA | NA | NA | \Classifications\Building System Class\D20-Plumbing\D2020 - Domestic Water\Backflow Preventer - BFP | 1018881
19-Y2 | 19-Y5 Governor George Deukmejian Courthouse | 19-Y2-D4010-150-FMS04 | Fire Main System, Dry Pipes, Parking Lot | DNA | DNA | DNA | OM00038438 |  | 1ST Floor Parking Structure, Elevator Lobby | NA | NA | NA | NA | DNA | DNA | DNA | DNA | NA | NA | \Classifications\Building System Class\D40-Fire Protection SYS\D4010 - Sprinkler SYS\Fire Systems, stand pipes - FMS | 1022503
19-Y2 | 19-Y2 Parking Structure Lot 67 Long Beach | 19-Y2-D4024-100-FHS01 | Fire Hoses and Cabinet | DNA | DNA | DNA | OM00038439 |  | Ground Parking Structure | NA | NA | NA | NA | NA | NA | NA | NA | NA | NA | \Classifications\Building System Class\D40-Fire Protection SYS\D4020 - Stand Pipe\Other Stand Pipe Hose Systems - FHS | 1022557
19-Y5 | 19-Y5 Governor George Deukmejian Courthouse | 19-Y5-D3042-220-EFN02 | Exhaust fan Level 1 / Mail Room 1392 | GREENHECK | 12829290 1205 | QEI-15-1-30-X | OM00038091 | Y5-EF/01-02 | N1 - Exhaust fan Level 1 / Mail Room 1392 - [Y5-EF/01-02] | NA | NA | NA | NA | DNA | DNA | NA | DNA | NA | NA | \Classifications\Building System Class\D30-HVAC Systems\D3040 - Distribution SYS\Supply/Exhaust/Return fans- FAN | 1018326
19-Y5 | 19-Y5 Governor George Deukmejian Courthouse | 19-Y5-D3041-110-AHU16 | Air Handler North Mechanical Room 4288 07 | York | M383310 | YC | OM00038068 | Y5-AHU/07 | N4 - North Mechanical Room 4288 07 - [Y5-AHU/07] | NA | NA | NA | NA | DNA | DNA | NA | DNA | NA | NA | \Classifications\Building System Class\D30-HVAC Systems\D3040 - Distribution SYS\Air Handling Unit - AHU | 1018327
19-Y5 | 19-Y5 Governor George Deukmejian Courthouse | 19-Y5-D3041-110-AHU15 | Air Handler North Mechanical Room 4388 06 | York | M383300 | YC | OM00038067 | Y5-AHU/06 | N4 - North Mechanical Room 4388 06 - [Y5-AHU/06] | NA | DNA | DNA | NA | DNA | DNA | Electric | DNA | NA | NA | \Classifications\Building System Class\D30-HVAC Systems\D3040 - Distribution SYS\Air Handling Unit - AHU | 1018328
19-Y5 | 19-Y5 Governor George Deukmejian Courthouse | 19-Y5-D5092-210-GEN01 | Generator, bus driveway 0488 | Kohler | WA-580021-0412 | 7M4054 | OM00038027 | Y5-GEN01 | NB - Generator, bus driveway 0488 - [Y5-GEN01] | DNA | DNA | NA | DNA | DNA | DNA | Diesel | 3 | DNA | DNA | \Classifications\Building System Class\D50-Electrical SYS\D5090 - Elec SYS\Emergency Generator - GEN | 1018329
19-Y5 | 19-Y5 Governor George Deukmejian Courthouse | 19-Y5-G2023-150-PEG01 | Parking gate arm, driveway approach | DKS DOORKING | DNA | 1601-216 | OM00038028 | Y5-PGATE01 | NB - Parking gate arm, driveway approach - [Y5-PGATE01] | NA | NA | NA | NA | DNA | DNA | NA | DNA | NA | NA | \Classifications\Building System Class\G20-Other Systems\G2020 - Parking Lots\Secured Parking Gate - PEG | 1018330
19-Y5 | 19-Y5 Governor George Deukmejian Courthouse | 19-Y5-G2023-150-PEG02 | Parking gate arm, driveway approach | DKS DOORKING | DNA | 1601-216 | OM00038029 | Y5-PGATE02 | NB - Parking gate arm, driveway approach - [Y5-PGATE02] | NA | NA | NA | NA | DNA | DNA | NA | DNA | NA | NA | \Classifications\Building System Class\G20-Other Systems\G2020 - Parking Lots\Secured Parking Gate - PEG | 1018331
19-Y5 | 19-Y5 Governor George Deukmejian Courthouse | 19-Y5-D2090-650-WSR01 | Water softener boiler rm 0485 | Clack Corporation | DNA | M0706UE041 | OM00038025 | Y5-WSFT01 | NB - Water softener boiler rm 0485 - [Y5-WSFT01] | NA | NA | NA | NA | NA | NA | NA | NA | NA | NA | \Classifications\Building System Class\D20-Plumbing\D2090 - Other Plumbing SYS\Water Softener - WSR | 1018332
19-Y5 | 19-Y5 Governor George Deukmejian Courthouse | 19-Y5-D3030-110-CTW02 | Cooling Tower - Roof CTW02 | Evapco | 11465372 | USS 212 024 | OM00038089 | Y5-CT02 | NROOF - Cooling Tower - Roof - [Y5-CT02] | 6 groove B-136, PARABAND | NA | NA | NA | DNA | DNA | NA | DNA | NA | NA | \Classifications\Building System Class\D30-HVAC Systems\D3030 - Cooling SYS\Cooling Tower - CTW | 1018334
19-Y5 | 19-Y5 Governor George Deukmejian Courthouse | 19-Y5-D3030-110-CTW01 | Cooling Tower - Roof CTW01 | Evapco | 11465368 | USS 112 112 | OM00038088 | Y5-CT01 | NROOF - Cooling Tower - Roof - [Y5-CT01] | 6 groove B-136, PARABAND | DNA | NA | DNA | DNA | DNA | NA | DNA | NA | NA | \Classifications\Building System Class\D30-HVAC Systems\D3030 - Cooling SYS\Cooling Tower - CTW | 1018333
19-Y5 | 19-Y5 Governor George Deukmejian Courthouse | 19-Y5-D3030-110-CTW03 | Cooling Tower - Roof CTW03 | Evapco | 11465372 | USS 212 024 | OM00038090 | Y5-CT03 | NROOF - Cooling Tower - Roof - [Y5-CT03] | 6 groove B-136, PARABAND | NA | NA | NA | DNA | DNA | DNA | DNA | NA | NA | \Classifications\Building System Class\D30-HVAC Systems\D3030 - Cooling SYS\Cooling Tower - CTW | 1018335
19-Y5 | 19-Y5 Governor George Deukmejian Courthouse | 19-Y5-D3042-220-EFN10 | Exhaust fan Atrium Roof EFN10 | GREENHECK | 12834051 1205 | AX-160-400-0622-HTUL | OM00038075 | Y5-EF/06-01 | NROOF - Exhaust fan Atrium Roof - [Y5-EF/06-01] | NA | NA | NA | NA | DNA | DNA | NA | DNA | NA | NA | \Classifications\Building System Class\D30-HVAC Systems\D3040 - Distribution SYS\Supply/Exhaust/Return fans- FAN | 1018336
19-Y5 | 19-Y5 Governor George Deukmejian Courthouse | 19-Y5-D3042-220-EFN12 | Exhaust fan Atrium SOUTH ROOF EFN12 | GREENHECK | 12834053 1205 | AX-160-400-0622-HTHL | OM00038077 | Y5-EF/06-03 | SROOF - Exhaust fan Atrium Roof - [Y5-EF/06-03] TAG: 00038077, SN: 12834053 1205 | DD | NA | NA | NA | DNA | DNA | NA | DNA | NA | NA | \Classifications\Building System Class\D30-HVAC Systems\D3040 - Distribution SYS\Supply/Exhaust/Return fans- FAN | 1018338
19-Y5 | 19-Y5 Governor George Deukmejian Courthouse | 19-Y5-D3042-220-EFN11 | Exhaust fan Atrium SOUTH ROOF - EFN11 | GREENHECK | 12834052 1205 | AX-160-400-0622-HTHL | OM00038076 | Y5-EF/06-02 | NROOF - Exhaust fan Atrium Roof - [Y5-EF/06-02] - ASSET TAG: 00038076, SN: 12834052 1205, | NA | NA | NA | NA | DNA | DNA | NA | DNA | NA | NA | \Classifications\Building System Class\D30-HVAC Systems\D3040 - Distribution SYS\Supply/Exhaust/Return fans- FAN | 1018337
19-Y5 | 19-Y5 Governor George Deukmejian Courthouse | 19-Y5-D3042-220-EFN13 | Exhaust fan Atrium Roof EFN13 | GREENHECK | 12834054 1205 | AX-160-533-0815-HTUL | OM00038087 | Y5-EF/06-04 | NROOF - Exhaust fan Atrium Roof - [Y5-EF/06-04] | NA | NA | NA | NA | DNA | DNA | NA | DNA | NA | NA | \Classifications\Building System Class\D30-HVAC Systems\D3040 - Distribution SYS\Supply/Exhaust/Return fans- FAN | 1018339
19-Y5 | 19-Y5 Governor George Deukmejian Courthouse | 19-Y5-D3042-220-EFN14 | Exhaust fan North Building Roof EFN14 | GREENHECK | 12824652 1205 | SWB-336-200 | OM00038072 | Y5-EF/07-01 | NROOF - Exhaust fan North Building Roof - [Y5-EF/07-01] | 3-BP94 | NA | NA | NA | DNA | DNA | NA | DNA | NA | NA | \Classifications\Building System Class\D30-HVAC Systems\D3040 - Distribution SYS\Supply/Exhaust/Return fans- FAN | 1018340
19-Y5 | 19-Y5 Governor George Deukmejian Courthouse | 19-Y5-D3042-220-EFN15 | Exhaust fan North Building Roof EFN15 | GREENHECK | 12829291 1205 | QEI-33-1 | OM00038071 | Y5-EF/07-02 | NROOF - Exhaust fan North Building Roof - [Y5-EF/07-02] | 2-BX92 | NA | NA | NA | DNA | DNA | Electric | DNA | NA | NA | \Classifications\Building System Class\D30-HVAC Systems\D3040 - Distribution SYS\Supply/Exhaust/Return fans- FAN | 1018341
19-Y5 | 19-Y5 Governor George Deukmejian Courthouse | 19-Y5-D3042-220-EFN16 | Exhaust fan North Building Roof EFN16 | GREENHECK | 12824554 1205 | SWB-124-30 | OM00038073 | Y5-EF/07-03 | NROOF - Exhaust fan North Building Roof - [Y5-EF/07-03] | NA | NA | NA | NA | DNA | DNA | Electric | DNA | NA | NA | \Classifications\Building System Class\D30-HVAC Systems\D3040 - Distribution SYS\Supply/Exhaust/Return fans- FAN | 1018343
19-Y5 | 19-Y5 Governor George Deukmejian Courthouse | 19-Y5-D3041-110-AHU20 | Air Handling Unit B2 | York | AEYMXT0053 | XTI-054x054-SAKA046A | OM00038017 | Y5-AHU/B-2 | SB - Air Handling Unit B2 - [Y5-AHU/B-2] | NA | NA | NA | NA | DNA | DNA | Electric | DNA | NA | NA | \Classifications\Building System Class\D30-HVAC Systems\D3040 - Distribution SYS\Air Handling Unit - AHU | 1018344
19-Y5 | 19-Y5 Governor George Deukmejian Courthouse | 19-Y5-D3041-110-AHU19 | Air Handling Unit Room 0600 B1 | York | AEYMXT0076 | XTI-072x096-SANA046A | OM00038016 | Y5-AHU/B-1 | SB - Air Handling Unit Room 0600 B1 - [Y5-AHU/B-1] | NA | DNA | NA | NA | DNA | DNA | Electric | DNA | NA | NA | \Classifications\Building System Class\D30-HVAC Systems\D3040 - Distribution SYS\Air Handling Unit - AHU | 1018345
19-Y5 | 19-Y5 Governor George Deukmejian Courthouse | 19-Y5-D3050-250-ACU01 | Basement MDF Room 0476 (chw/hw) | LIEBERT | N12J140039 | CW041UCSA2A | OM00038014 | Y5-CRAC01 | SB - Basement MDF Room 0476 (chw/hw) - [Y5-CRAC01] | 2/GATES/B36 | DNA | Chilled water | NA | 480 | 6.5 | Electric | DNA | NA | NA | \Classifications\Building System Class\D30-HVAC Systems\D3050 - Package SYS\Air Conditioning,Split System - ACU | 1018346
19-Y5 | 19-Y5 Governor George Deukmejian Courthouse | 19-Y5-D3021-130-BLR01 | Boiler Room 0485 BLR01 | Hydrotherm | KN-20-M12NB-8433 | KN-20 | OM00038010 | Y5-BLR01 | SB - Boiler Room 0485 - [Y5-BLR01] | NA | NA | NA | NA | DNA | DNA | Natural gas | DNA | 1,999,000 | DNA | \Classifications\Building System Class\D30-HVAC Systems\D3020 - Heat SYS\Boiler,Hot Water,Oil/Gas/Comb. - BLR | 1018348
19-Y5 | 19-Y5 Governor George Deukmejian Courthouse | 19-Y5-D3050-250-ACU02 | Basement MDF Room 0476 (chw/hw) | LIEBERT | N12J140038 | CW041UCSA2A | OM00038015 | Y5-CRAC02 | SB - Basement MDF Room 0476 (chw/hw) - [Y5-CRAC02] | 2/GATES/B36 | DNA | Chilled water | DNA | 480 | 6.5 | Electric | DNA | NA | NA | \Classifications\Building System Class\D30-HVAC Systems\D3050 - Package SYS\Air Conditioning,Split System - ACU | 1018347
19-Y5 | 19-Y5 Governor George Deukmejian Courthouse | 19-Y5-D3021-130-BLR02 | Boiler Room 0485 BLR02 | Hydrotherm | KN-20-M12NB-8469 | KN-20 | OM00038011 | Y5-BLR02 | SB - Boiler Room 0485 - [Y5-BLR02] | NA | NA | NA | NA | DNA | DNA | Natural gas | DNA | 1,999,000 | DNA | \Classifications\Building System Class\D30-HVAC Systems\D3020 - Heat SYS\Boiler,Hot Water,Oil/Gas/Comb. - BLR | 1018349
19-Y5 | 19-Y5 Governor George Deukmejian Courthouse | 19-Y5-D3021-130-BLR03 | Boiler Room 0485 BLR03 | Hydrotherm | KN-20-M12NB-8470 | KN-20 | OM00038012 | Y5-BLR03 | SB - Boiler Room 0485 - [Y5-BLR03] | NA | NA | NA | NA | DNA | DNA | Natural gas | DNA | 1,999,000 | DNA | \Classifications\Building System Class\D30-HVAC Systems\D3020 - Heat SYS\Boiler,Hot Water,Oil/Gas/Comb. - BLR | 1018350
19-Y5 | 19-Y5 Governor George Deukmejian Courthouse | 19-Y5-D3021-130-BLR04 | Boiler Room 0485 BLR04 | Hydrotherm | KN-20-M12NB-8471 | KN-20 | OM00038013 | Y5-BLR04 | SB - Boiler Room 0485 - [Y5-BLR04] | NA | NA | NA | NA | DNA | DNA | Natural gas | DNA | 1,999,000 | DNA | \Classifications\Building System Class\D30-HVAC Systems\D3020 - Heat SYS\Boiler,Hot Water,Oil/Gas/Comb. - BLR | 1018351
19-Y5 | 19-Y5 Governor George Deukmejian Courthouse | 19-Y5-D3031-100-PCH04 | Chiller Room 0276 | ARMSTRONG | 709830 | 4030-8x6x13 | OM00038020 | Y5-CWP01 | SB - Chiller Room 0276 - [Y5-CWP01] | NA | NA | DNA | 60.HP | 460 | 69.9 | Electric | DNA | NA | NA | \Classifications\Building System Class\D30-HVAC Systems\D3030 - Cooling SYS\Chilled Water Pump - PCH | 1018352
19-Y5 | 19-Y5 Governor George Deukmejian Courthouse | 19-Y5-D3031-100-PCH05 | Pump Chilled Water, Chiller Room | ARMSTRONG | 709831 | 4030-8x6x13 | OM00038021 | Y5-CWP02 | SB - Chiller Room 0276 - [Y5-CWP02] -SN: 709831, MODEL: 4030-8X6X13, MFG: ARMSTRONG | NA | NA | NA | 60.HP | 460 | 69.9 | Electric | DNA | NA | NA | \Classifications\Building System Class\D30-HVAC Systems\D3030 - Cooling SYS\Chilled Water Pump - PCH | 1018353
19-Y5 | 19-Y5 Governor George Deukmejian Courthouse | 19-Y5-D2017-100-SHW01 | Eyewash station chiller rm 0276 | DNA | DNA | DNA | OM00038019 | Y5-SHWR01 | SB - Eyewash station chiller rm 0276 - [Y5-SHWR01] | NA | NA | NA | NA | NA | NA | NA | NA | NA | NA | \Classifications\Building System Class\D20-Plumbing\D2010 - Plumb Fix\Showers - SHW | 1018355
19-Y5 | 19-Y5 Governor George Deukmejian Courthouse | 19-Y5-D4022-210-FSG01 | Fire Pump rm 0270 | DNA | DNA | DNA | OM00038030 | Y5-FP01 | SB - Fire Pump rm 0270 - [Y5-FP01] | NA | NA | NA | NA | DNA | DNA | DNA | DNA | DNA | DNA | \Classifications\Building System Class\D40-Fire Protection SYS\D4020 - Stand Pipe\Pump,Fire,Electric Motor Driven - FSG | 1018356
19-Y5 | 19-Y5 Governor George Deukmejian Courthouse | 19-Y5-D3031-100-PCH06 | Chilled Water Pump | ARMSTRONG | C709832 | 4030-8x6x13 | OM00038022 | Y5-CWP03 | SB - Chiller Room 0276 - [Y5-CWP03] -SN: C709832, MODEL: 4030-8X6X13, MFG: ARMSTRONG | NA | NA | NA | 60.HP | 460 | 69.9 | Electric | DNA | NA | NA | \Classifications\Building System Class\D30-HVAC Systems\D3030 - Cooling SYS\Chilled Water Pump - PCH | 1018354
19-Y5 | 19-Y5 Governor George Deukmejian Courthouse | 19-Y5-D4022-210-JPM01 | Jockey Pump rm - JPM01 | DNA | DNA | DNA | OM00038031 | Y5-FP02 | SB - Jockey Pump rm - [Y5-FP02] | NA | NA | NA | DNA | DNA | DNA | DNA | DNA | NA | NA | \Classifications\Building System Class\D40-Fire Protection SYS\D4020 - Stand Pipe\Jockey Pump - JPM | 1018357
19-Y5 | 19-Y5 Governor George Deukmejian Courthouse | 19-Y5-D2030-410-PMS01 | Sewage Ejector #1 rm 0545 | DNA | DNA | DNA | OM00038024 | Y5-SE01 | SB - Sewage Ejector #1 rm 0545 - [Y5-SE01] | NA | NA | NA | NA | DNA | DNA | DNA | DNA | NA | NA | \Classifications\Building System Class\D20-Plumbing\D2030 - Sani Waste\Sewage Ejector Pump - PMS | 1018358
19-Y5 | 19-Y5 Governor George Deukmejian Courthouse | 19-Y5-D2030-410-PMS02 | Sewage Ejector #2 rm 0176 | DNA | DNA | DNA | OM00038018 | Y5-SE02 | SB - Sewage Ejector #2 rm 0176 - [Y5-SE02] | NA | NA | NA | NA | DNA | DNA | DNA | DNA | NA | NA | \Classifications\Building System Class\D20-Plumbing\D2030 - Sani Waste\Sewage Ejector Pump - PMS | 1018359
19-Y5 | 19-Y5 Governor George Deukmejian Courthouse | 19-Y5-D2040-100-PSU01 | Sump Pump rm 0545 | DNA | DNA | DNA | OM00038023 | Y5-SP01 | SB - Sump Pump rm 0545 - [Y5-SP01] | NA | NA | NA | NA | DNA | DNA | DNA | DNA | NA | NA | \Classifications\Building System Class\D20-Plumbing\D2040 - Rain Drain\Sump Pump - PSU | 1018360
19-Y5 | 19-Y5 Governor George Deukmejian Courthouse | 19-Y5-D3041-110-AHU01 | Air Handling Unit Penthouse 1-1 | York | TEYM383230 | YC-88X112 | OM00038001 | Y5-AHU/01-1 | SROOF - Air Handling Unit Penthouse 1-1 - [Y5-AHU/01-1] | NA | 15-20X20X2, 5-16X20X2, (MERV13) 12" deep/(MERV 8) 2" | DNA | 20 | 480 | 24 | Electric | 3 | NA | NA | \Classifications\Building System Class\D30-HVAC Systems\D3040 - Distribution SYS\Air Handling Unit - AHU | 1018361
19-Y5 | 19-Y5 Governor George Deukmejian Courthouse | 19-Y5-D3041-110-AHU03 | Air Handling Unit Penthouse 1-3 | York | TEYM383250 | YC-81X110 | OM00038003 | Y5-AHU/01-3 | SROOF - Air Handling Unit Penthouse 1-3 - [Y5-AHU/01-3] | NA | 7-24x20x2, 4-20x20x2 | Chilled water | NA | 480 | DNA | Electric | 15 | NA | NA | \Classifications\Building System Class\D30-HVAC Systems\D3040 - Distribution SYS\Air Handling Unit - AHU | 1018363
19-Y5 | 19-Y5 Governor George Deukmejian Courthouse | 19-Y5-D3041-110-AHU02 | Air Handling Unit Penthouse 1-2 | York | TEYM383240 | YC-82X95 | OM00038004 | Y5-AHU/01-2 | SROOF - Air Handling Unit Penthouse 1-2 - [Y5-AHU/01-2] | NA | 5-20x20x2, 10-24x20x2 | Chilled water | 15 | 480 | 18 | Electric | 3 | NA | NA | \Classifications\Building System Class\D30-HVAC Systems\D3040 - Distribution SYS\Air Handling Unit - AHU | 1018362
19-Y5 | 19-Y5 Governor George Deukmejian Courthouse | 19-Y5-D3041-110-AHU04 | Air Handling Unit Penthouse 2-1 | York | AEYMXT0054 | XTI-078X108-PANA046A | OM00038056 | Y5-AHU/02-1 | SROOF - Air Handling Unit Penthouse 2-1 - [Y5-AHU/02-1] | DNA | 8-24X24X2, 4-20X24 | DNA | NA | DNA | DNA | Electric | DNA | NA | NA | \Classifications\Building System Class\D30-HVAC Systems\D3040 - Distribution SYS\Air Handling Unit - AHU | 1018364
19-Y5 | 19-Y5 Governor George Deukmejian Courthouse | 19-Y5-D3041-110-AHU06 | Air Handling Unit Penthouse 2-3 | York | TEYM383260 | YC-88X120 | OM00038058 | Y5-AHU/02-3 | SROOF - Air Handling Unit Penthouse 2-3 - [Y5-AHU/02-3] | NA | 6-20X24, 9-24X24 | DNA | NA | DNA | DNA | Electric | DNA | NA | NA | \Classifications\Building System Class\D30-HVAC Systems\D3040 - Distribution SYS\Air Handling Unit - AHU | 1018366
19-Y5 | 19-Y5 Governor George Deukmejian Courthouse | 19-Y5-D3041-110-AHU11 | Air Handling Unit Penthouse 4-3 | York | M383280 | YC | OM00038063 | Y5-AHU/04-3 | SROOF - Air Handling Unit Penthouse 4-3 - [Y5-AHU/04-3] | NA | 4-24x24x2, 8-24x20x2 | NA | NA | DNA | DNA | Electric | DNA | NA | NA | \Classifications\Building System Class\D30-HVAC Systems\D3040 - Distribution SYS\Air Handling Unit - AHU | 1018371
19-Y5 | 19-Y5 Governor George Deukmejian Courthouse | 19-Y5-D3042-220-EFN18 | Exhaust fan Court Building Roof | GREENHECK | 12824221 1205 | GB-081-6-X | OM00038086 | Y5-EF/09 | SROOF - Exhaust fan Court Building Roof - [Y5-EF/09] | DNA | NA | NA | NA | DNA | DNA | DNA | DNA | NA | NA | \Classifications\Building System Class\D30-HVAC Systems\D3040 - Distribution SYS\Supply/Exhaust/Return fans- FAN | 1018375
19-Y5 | 19-Y5 Governor George Deukmejian Courthouse | 19-Y5-D3041-110-AHU05 | Air Handling Unit Penthouse 2-2 | York | AEYMXT0055 | XTI-078X090-PANA046A | OM00038057 | Y5-AHU/02-2 | SROOF - Air Handling Unit Penthouse 2-2 - [Y5-AHU/02-2] | NA | 1-12x20x2, 8-24x20x2, 2-24x12x2, 4-20x20x2 | DNA | NA | DNA | DNA | Electric | DNA | NA | NA | \Classifications\Building System Class\D30-HVAC Systems\D3040 - Distribution SYS\Air Handling Unit - AHU | 1018365
19-Y5 | 19-Y5 Governor George Deukmejian Courthouse | 19-Y5-D3041-110-AHU07 | Air Handling Unit Penthouse 3-2 | York | AEYMXT0064 | XTI-072X096-PANA046A | OM00038059 | Y5-AHU/03-2 | SROOF - Air Handling Unit Penthouse 3-2 - [Y5-AHU/03-2] | NA | 4-20x20x2, 1-24x12x2, 8-24x20x2, 2-24x12x2 | DNA | NA | DNA | DNA | Electric | DNA | NA | NA | \Classifications\Building System Class\D30-HVAC Systems\D3040 - Distribution SYS\Air Handling Unit - AHU | 1018367
19-Y5 | 19-Y5 Governor George Deukmejian Courthouse | 19-Y5-D3041-110-AHU08 | Air Handling Unit Penthouse 3-3 | York | TEYM383270 | YC67X121 | OM00038060 | Y5-AHU/03-3 | SROOF - Air Handling Unit Penthouse 3-3 - [Y5-AHU/03-3] | NA | 6-50X24, 9-24X24, (MERV 13) 12" deep/(MERV 8) 2" | NA | NA | DNA | DNA | Electric | DNA | NA | NA | \Classifications\Building System Class\D30-HVAC Systems\D3040 - Distribution SYS\Air Handling Unit - AHU | 1018368
19-Y5 | 19-Y5 Governor George Deukmejian Courthouse | 19-Y5-D3041-110-AHU09 | Air Handling Unit Penthouse 4-1 | York | AEYMXT0079 | XTI-084X102-PALA046A | OM00038061 | Y5-AHU/04-1 | SROOF - Air Handling Unit Penthouse 4-1 - [Y5-AHU/04-1] | NA | 15-20x20x2, 5-16x20x2 | NA | NA | DNA | DNA | Electric | DNA | NA | NA | \Classifications\Building System Class\D30-HVAC Systems\D3040 - Distribution SYS\Air Handling Unit - AHU | 1018369
19-Y5 | 19-Y5 Governor George Deukmejian Courthouse | 19-Y5-D3041-110-AHU10 | Air Handling Unit Penthouse 4-2 | York | AEYMXT0080 | XTI-090X102-PANA046A | OM00038062 | Y5-AHU/04-2 | SROOF - Air Handling Unit Penthouse 4-2 - [Y5-AHU/04-2] | NA | 4-20X20X2, 12-20X24X2 | NA | NA | DNA | DNA | Electric | DNA | NA | NA | \Classifications\Building System Class\D30-HVAC Systems\D3040 - Distribution SYS\Air Handling Unit - AHU | 1018370
19-Y5 | 19-Y5 Governor George Deukmejian Courthouse | 19-Y5-D3041-110-AHU12 | Air Handling Unit Penthouse 5-1 | York | AEYMXT0063 | XTI-084X120-SAQA046A | OM00038064 | Y5-AHU/05-1 | SROOF - Air Handling Unit Penthouse 5-1 - [Y5-AHU/05-1] | NA | 12- 24X24X2, 3- 24X12X2 | NA | NA | DNA | DNA | Electric | DNA | NA | NA | \Classifications\Building System Class\D30-HVAC Systems\D3040 - Distribution SYS\Air Handling Unit - AHU | 1018372
19-Y5 | 19-Y5 Governor George Deukmejian Courthouse | 19-Y5-D3041-110-AHU13 | Air Handling Unit Penthouse 5-2 | York | AEYMXT0081 | XTI-072X060 | OM00038065 | Y5-AHU/05-2 | SROOF - Air Handling Unit Penthouse 5-2 - [Y5-AHU/05-2] | NA | 6- 20X24X2 | NA | NA | DNA | DNA | Electric | DNA | NA | NA | \Classifications\Building System Class\D30-HVAC Systems\D3040 - Distribution SYS\Air Handling Unit - AHU | 1018373
19-Y5 | 19-Y5 Governor George Deukmejian Courthouse | 19-Y5-D3041-110-AHU14 | Air Handling Unit Penthouse 5-3 | York | M383290 | YC | OM00038066 | Y5-AHU/05-3 | SROOF - Air Handling Unit Penthouse 5-3 - [Y5-AHU/05-3] | NA | 8-24x20x2, 4-24x24x2 | NA | NA | DNA | DNA | Electric | DNA | NA | NA | \Classifications\Building System Class\D30-HVAC Systems\D3040 - Distribution SYS\Air Handling Unit - AHU | 1018374
19-Y5 | 19-Y5 Governor George Deukmejian Courthouse | 19-Y5-D3042-220-EFN05 | Exhaust fan Penthouse 3 | DNA | 12824541 1205 | SWB-120-30 | OM00038083 | Y5-EF/03-01 | SROOF - Exhaust fan Penthouse 3 - [Y5-EF/03-01] | 2/BROWNING/AX44 | NA | NA | NA | DNA | DNA | DNA | DNA | NA | NA | \Classifications\Building System Class\D30-HVAC Systems\D3040 - Distribution SYS\Supply/Exhaust/Return fans- FAN | 1018377
19-Y5 | 19-Y5 Governor George Deukmejian Courthouse | 19-Y5-D3042-220-EFN06 | Exhaust fan Penthouse 4 | DNA | 12824544 1205 | SWB-120-30 | OM00038079 | Y5-EF/04-01 | SROOF - Exhaust fan Penthouse 4 - [Y5-EF/04-01] | 2/CARLISE/AP42 | NA | NA | NA | DNA | DNA | DNA | DNA | NA | NA | \Classifications\Building System Class\D30-HVAC Systems\D3040 - Distribution SYS\Supply/Exhaust/Return fans- FAN | 1018378
19-Y5 | 19-Y5 Governor George Deukmejian Courthouse | 19-Y5-D3042-220-EFN08 | Exhaust fan Penthouse 5 | DNA | 12824550 1205 | SWB-115 | OM00038080 | Y5-EF/05-01 | SROOF - Exhaust fan Penthouse 5 - [Y5-EF/05-01] | 2/CARLISE/AP33 | NA | NA | NA | DNA | DNA | DNA | DNA | NA | NA | \Classifications\Building System Class\D30-HVAC Systems\D3040 - Distribution SYS\Supply/Exhaust/Return fans- FAN | 1018379
19-Y5 | 19-Y5 Governor George Deukmejian Courthouse | 19-Y5-D3042-220-EFN01 | Exhaust fan Penthouse 1 | GREENHECK | 12824531 1205 | SWB-120-30-CCW-TH-X | OM00038007 | Y5-EF/01-01 | SROOF - Exhaust fan Penthouse 1 - [Y5-EF/01-01] | 2/ BROWNING/A40 | NA | NA | 3 | 480 | 5 | Electric | 3 | NA | NA | \Classifications\Building System Class\D30-HVAC Systems\D3040 - Distribution SYS\Supply/Exhaust/Return fans- FAN | 1018376
19-Y5 | 19-Y5 Governor George Deukmejian Courthouse | 19-Y5-D3042-220-EFN09 | Exhaust fan South Building Roof | DNA | 12824220 1205 | CB-260-30-X | OM00038078 | Y5-EF/05-02 | SROOF - Exhaust fan South Building Roof - [Y5-EF/05-02] - TAG:OM00038078 | 2-AP42 | NA | NA | NA | DNA | DNA | DNA | DNA | NA | NA | \Classifications\Building System Class\D30-HVAC Systems\D3040 - Distribution SYS\Supply/Exhaust/Return fans- FAN | 1018382
19-Y5 | 19-Y5 Governor George Deukmejian Courthouse | 19-Y5-D3042-220-EFN03 | Exhaust fan South Penthouse 2 | GREENHECK | 12824534 1205 | SWB-120-30-CCW-TH-X | OM00038084 | Y5-EF/02-01 | SROOF - Exhaust fan South Penthouse 2 - [Y5-EF/02-01] | 2) AP42 | NA | NA | NA | DNA | DNA | DNA | DNA | NA | NA | \Classifications\Building System Class\D30-HVAC Systems\D3040 - Distribution SYS\Supply/Exhaust/Return fans- FAN | 1018383
19-Y5 | 19-Y5 Governor George Deukmejian Courthouse | 19-Y5-D3041-230-RFN02 | Return fan North Mechanical PH1, | GREENHECK | 12829295 1205 | QEI-33-I-150-X | OM00038005 | Y5-RF/01-02 | SROOF - Return fan North Mechanical PH1 - [Y5-RF/01-02] SN 12829295 1205, MODEL: QEI-33I-150-X, MFG: GREENHECK | BP95 | NA | NA | 15 | 480 | 18 | Electric | 3 | NA | NA | \Classifications\Building System Class\D30-HVAC Systems\D3040 - Distribution SYS\Supply/Exhaust/Return fans- FAN | 1018384
19-Y5 | 19-Y5 Governor George Deukmejian Courthouse | 19-Y5-D3041-230-RFN01 | Return fan South Mechanical PH1 | GREENHECK | 12829294 1205 | QEI-33-I-150-X | OM00038002 | Y5-RF/01-01 | SROOF - Return fan South Mechanical PH1 - [Y5-RF/01-01] | BP81 | NA | NA | 15 | 480 | 18 | Electric | 3 | NA | NA | \Classifications\Building System Class\D30-HVAC Systems\D3040 - Distribution SYS\Supply/Exhaust/Return fans- FAN | 1018385
19-Y5 | 19-Y5 Governor George Deukmejian Courthouse | 19-Y5-D3042-220-EFN04 | Exhaust fan South Building Roof | DNA | 12824534 1205 | SWB-120-30-CCW-TH-X | OM00028082 | Y5-EF/02-02 | SROOF - Exhaust fan South Building Roof - [Y5-EF/02-02] | 2-AP42 | NA | NA | NA | DNA | DNA | DNA | DNA | NA | NA | \Classifications\Building System Class\D30-HVAC Systems\D3040 - Distribution SYS\Supply/Exhaust/Return fans- FAN | 1018380
19-Y5 | 19-Y5 Governor George Deukmejian Courthouse | 19-Y5-D3042-220-EFN07 | Exhaust fan South Building Roof | DNA | 12824547 1205 | SFB-18-50-CW-TH-X | OM00038081 | Y5-EF/04-02 | SROOF - Exhaust fan South Building Roof - [Y5-EF/04-02] | 2- AX46 | NA | NA | NA | DNA | DNA | DNA | DNA | NA | NA | \Classifications\Building System Class\D30-HVAC Systems\D3040 - Distribution SYS\Supply/Exhaust/Return fans- FAN | 1018381
19-Y5 | 19-Y5 Governor George Deukmejian Courthouse | 19-Y5-D3042-220-EFN17 | Exhaust fan West Building Roof | GREENHECK | 6536120-34064249 | 6-HB120 | OM00038085 | Y5-EF/08 | WPH - Exhaust fan West Building Roof - [Y5-EF/08] - SN 6536120-34064249, TAG:OM00038085 | 2-AP29 | NA | NA | NA | DNA | DNA | DNA | DNA | NA | NA | \Classifications\Building System Class\D30-HVAC Systems\D3040 - Distribution SYS\Supply/Exhaust/Return fans- FAN | 1018386
19-Y5 | 19-Y5 Governor George Deukmejian Courthouse | 19-Y5-D3041-110-AHU18 | West Penthouse 3950 8-02 | York | M38330 | YC | OM00038070 | Y5-AHU/08-2 | WPH - West Penthouse 3950 8-02 - [Y5-AHU/08-2] | 6-20x20x2, 2-12x20x2 | NA | NA | NA | DNA | DNA | Electric | DNA | NA | NA | \Classifications\Building System Class\D30-HVAC Systems\D3040 - Distribution SYS\Air Handling Unit - AHU | 1018387
19-Y5 | 19-Y5 Governor George Deukmejian Courthouse | 19-Y5-D3041-110-AHU17 | West Penthouse 3950 8-1 | York | M383320 | YC | OM00038069 | Y5-AHU/08-1 | WPH - West Penthouse 3950 8-1 - [Y5-AHU/08-1] | 6-20x20x2, 2-20x12x2 | NA | NA | NA | DNA | DNA | Electric | DNA | NA | NA | \Classifications\Building System Class\D30-HVAC Systems\D3040 - Distribution SYS\Air Handling Unit - AHU | 1018388
19-Y5 | 19-Y5 Governor George Deukmejian Courthouse | 19-Y5-D1020-100-ESC02 | Escalator 2-1 down - State ID #163225 | Kone | DNA | DNA | OM00038032 | State ID #163225 ¦ Y5-ESC02 - | Escalator 2-1 down - State ID #163225 | [10 empty] | \Classifications\Building System Class\D10-Conveyance Systems\D1020 - Escalator\Escalator,Electric - ESC | 1018418
19-Y5 | 19-Y5 Governor George Deukmejian Courthouse | 19-Y5-D5092-250-EML01 | Emergency Lighting system ALL | NA | NA | NA | OM00038313 | Y5-EMLTG | COURTHOUSE - Emergency Lighting system ALL - [Y5-EMLTG] | NA | NA | NA | NA | DNA | DNA | DNA | DNA | NA | NA | \Classifications\Building System Class\D50-Electrical SYS\D5090 - Elec SYS\Emergency And Exit Lighting - EML | 1018419
19-Y5 | 19-Y5 Governor George Deukmejian Courthouse | 19-Y5-D5092-250-EXT01 | Exit signs ALL | NA | NA | NA | OM00038327 | Y5-EXIT | COURTHOUSE - Exit signs ALL - [Y5-EXIT] | NA | NA | NA | NA | DNA | DNA | DNA | DNA | NA | NA | \Classifications\Building System Class\D50-Electrical SYS\D5090 - Elec SYS\Emergency And Exit Lighting - EML | 1018420
19-Y5 | 19-Y5 Governor George Deukmejian Courthouse | 19-Y5-D4031-100-FEX108 | Fire Extinguishers ALL - 108 Count | AED | NA | NA | OM00038314 | Y5-FEXT | COURTHOUSE - Fire Extinguishers ALL - [Y5-FEXT] | NA | NA | NA | NA | DNA | DNA | DNA | DNA | NA | NA | \Classifications\Building System Class\D40-Fire Protection SYS\D4030 - FIRE SPEC\Fire Extinguisher - FEX | 1018421
19-Y5 | 19-Y5 Governor George Deukmejian Courthouse | 19-Y5-C1025-110-FRB01 | Fire/Smoke Barriers ALL | Smoke Guard California | NA | NA | OM00038328 | Y5-FBARR | COURTHOUSE - Fire/Smoke Barriers ALL - [Y5-FBARR] | NA | NA | NA | NA | NA | NA | NA | NA | NA | NA | \Classifications\Building System Class\C10-General Building Interior\C1020 - Fire Doors\Fire and Smoke Barriers - FRB | 1018422
19-Y5 | 19-Y5 Governor George Deukmejian Courthouse | 19-Y5-C1030-100-RRI01 | Public/Judge/Jury Restrooms ALL | NA | NA | NA | OM00038318 | Y5-RR901 | COURTHOUSE - Public/Judge/Jury Restrooms ALL - [Y5-RR901] | NA | NA | NA | NA | NA | NA | NA | NA |  | NA | \Classifications\Building System Class\C10-General Building Interior\C1030 - Fittings\Restroom Inspection - RRI | 1018423
19-Y5 | 19-Y5 Governor George Deukmejian Courthouse | 19-Y5-D2090-670-WLR01 | Water Treatment, Chiller Rm - Vendor | DNA | DNA | DNA | OM00038325 | Y5-WTRT | NB - Water Treatment, Chiller Rm - [Y5-WTRT] | NA | NA | NA | NA | NA | NA | NA | NA | NA | NA | \Classifications\Building System Class\D20-Plumbing\D2090 - Other Plumbing SYS\Water Treatment,Chlorine - WLR | 1018424
19-Y5 | 19-Y5 Governor George Deukmejian Courthouse | 19-Y5-B3010-100-RUF01 | Courthouse Roof | NA | NA | NA | OM00038317 | Y5-ROOF | ROOF - Courthouse roof inspection - [Y5-ROOF] | NA | NA | NA | NA | NA | NA | NA | NA | NA | NA | \Classifications\Building System Class\B30-Roofing\B3010 - Roof Types\Roof - RUF | 1018426
19-Y5 | 19-Y5 Governor George Deukmejian Courthouse | 19-Y5-D2040-100-RDN01 | Roof drains | NA | NA | NA | OM00038316 | Y5-RFDRN | ROOF - Roof drains - [Y5-RFDRN] | NA | NA | NA | NA | NA | NA | NA | NA | NA | NA | \Classifications\Building System Class\D20-Plumbing\D2040 - Rain Drain\Roof Drains - RDN | 1018427
19-Y5 | 19-Y5 Governor George Deukmejian Courthouse | 19-Y5-C1030-100-RRI03 | Hcell Restrooms Flr 1 | NA | NA | NA | OM00038320 | Y5-RR903 | S1 - Hcell Restrooms Flr 1 - [Y5-RR903] | NA | NA | NA | NA | NA | NA | NA | NA | NA | NA | \Classifications\Building System Class\C10-General Building Interior\C1030 - Fittings\Restroom Inspection - RRI | 1018428
19-Y5 | 19-Y5 Governor George Deukmejian Courthouse | 19-Y5-C1030-100-RRI04 | Hcell Restrooms Flr 2 | NA | NA | NA | OM00038321 | Y5-RR904 | S2 - Hcell Restrooms Flr 2 - [Y5-RR904] | NA | NA | NA | NA | NA | NA | NA | NA | NA | NA | \Classifications\Building System Class\C10-General Building Interior\C1030 - Fittings\Restroom Inspection - RRI | 1018429
19-Y5 | 19-Y5 Governor George Deukmejian Courthouse | 19-Y5-C1030-100-RRI05 | Hcell Restrooms Flr 3 | NA | NA | NA | OM00038322 | Y5-RR905 | S3 - Hcell Restrooms Flr 3 - [Y5-RR905] | NA | NA | NA | NA | NA | NA | NA | NA | NA | NA | \Classifications\Building System Class\C10-General Building Interior\C1030 - Fittings\Restroom Inspection - RRI | 1018430
19-Y5 | 19-Y5 Governor George Deukmejian Courthouse | 19-Y5-D2033-100-DRN01 | Floor Drains Detention Cells | DNA | DNA | DNA | OM00038315 | Y5-FLDRN | SB - Floor Drains Detention Cells - [Y5-FLDRN] | NA | NA | NA | NA | NA | NA | NA | NA | NA | NA | \Classifications\Building System Class\D20-Plumbing\D2030 - Sani Waste\Floor Drain - DRN | 1018434
19-Y5 | 19-Y5 Governor George Deukmejian Courthouse | 19-Y5-C1030-100-RRI06 | Hcell Restrooms Flr 4 | NA | NA | NA | OM00038323 | Y5-RR906 | S4 - Hcell Restrooms Flr 4 - [Y5-RR906] | NA | NA | NA | NA | NA | NA | NA | NA | NA | NA | \Classifications\Building System Class\C10-General Building Interior\C1030 - Fittings\Restroom Inspection - RRI | 1018431
19-Y5 | 19-Y5 Governor George Deukmejian Courthouse | 19-Y5-C1030-100-RRI07 | Hcell Restrooms Flr 5 | NA | NA | NA | OM00038324 | Y5-RR907 | S5 - Hcell Restrooms Flr 5 - [Y5-RR907] | NA | NA | NA | NA | NA | NA | NA | NA | NA | NA | \Classifications\Building System Class\C10-General Building Interior\C1030 - Fittings\Restroom Inspection - RRI | 1018432
19-Y5 | 19-Y5 Governor George Deukmejian Courthouse | 19-Y5-G2023-100-GTD01 | 4-fold doors in bsmt ramp security | Electric Power Door | DNA | DNA | OM00038326 | Y5-GAR02 | SB - 4-fold doors in bsmt ramp security - [Y5-GAR02] | NA | NA | NA | NA | NA | NA | NA | NA | NA | NA | \Classifications\Building System Class\G20-Other Systems\G2020 - Parking Lots\Gate, Folding - GTD | 1018433
19-Y5 | 19-Y5 Governor George Deukmejian Courthouse | 19-Y5-C1030-100-RRI02 | Restrooms Bsmt Dcell | NA | NA | NA | OM00038319 | Y5-RR902 | SB - Restrooms Bsmt Dcell - [Y5-RR902] | NA | NA | NA | NA | NA | NA | NA | NA | NA | NA | \Classifications\Building System Class\C10-General Building Interior\C1030 - Fittings\Restroom Inspection - RRI | 1018435
19-Y5 | 19-Y5 Governor George Deukmejian Courthouse | 19-Y5-D1010-100-ELE01 | Elevator #1 - Lobby 0175 - State ID #163188 | Canton Elevators, Inc. | DNA | DNA | OM00038040 | State ID #163188 ¦ Y5-ELEV01 | Elevator #1 - Lobby 0175 - State ID #163188 | NA | NA | NA | DNA | DNA | DNA | DNA | DNA | NA | NA | \Classifications\Building System Class\D10-Conveyance Systems\D1010 - Elevator\Elevator,Hydraulic,Pass/Freight - ELE | 1018436
19-Y5 | 19-Y5 Governor George Deukmejian Courthouse | 19-Y5-D1010-100-ELE02 | Elevator #2 - Lobby 0175 - State ID #163189 | Canton Elevators, Inc. | DNA | DNA | OM00038041 | State ID #163189 ¦ Y5-ELEV02 | Elevator #2 - Lobby 0175 - State ID #163189 | NA | NA | NA | NA | NA | NA | NA | NA | NA | NA | \Classifications\Building System Class\D10-Conveyance Systems\D1010 - Elevator\Elevator,Hydraulic,Pass/Freight - ELE | 1018437
19-Y5 | 19-Y5 Governor George Deukmejian Courthouse | 19-Y5-D1010-100-ELE03 | Elevator #3 - Lobby 0175 - State ID #163190 | Canton Elevators, Inc. | DNA | DNA | OM00038042 | State ID #163190 ¦ Y5-ELEV03 | Elevator #3 - Lobby 0175 - State ID #163190 | NA | NA | NA | DNA | DNA | DNA | DNA | DNA | NA | NA | \Classifications\Building System Class\D10-Conveyance Systems\D1010 - Elevator\Elevator,Hydraulic,Pass/Freight - ELE | 1018438
19-Y5 | 19-Y5 Governor George Deukmejian Courthouse | 19-Y5-D1010-100-ELE04 | Elevator #4 - Lobby 0175 - State ID #163211 | Canton Elevators, Inc. | DNA | DNA | OM00038043 | State ID #163211 ¦ Y5-ELEV04 | Elevator #4 - Lobby 0175 - State ID #163211 | NA | NA | NA |  | DNA | DNA | DNA | DNA | NA | NA | \Classifications\Building System Class\D10-Conveyance Systems\D1010 - Elevator\Elevator,Hydraulic,Pass/Freight - ELE | 1018439
19-Y5 | 19-Y5 Governor George Deukmejian Courthouse | 19-Y5-D1010-100-ELE05 | Elevator #5 - Lobby 0175 - State ID #163212 | Canton Elevators, Inc. | DNA | DNA | OM00038044 | State ID #163212 ¦ Y5-ELEV05 | Elevator #5 - Lobby 0175 - State ID #163212 | NA | NA | NA | DNA | DNA | DNA | DNA | DNA | NA | NA | \Classifications\Building System Class\D10-Conveyance Systems\D1010 - Elevator\Elevator,Hydraulic,Pass/Freight - ELE | 1018440
19-Y5 | 19-Y5 Governor George Deukmejian Courthouse | 19-Y5-D1010-100-ELE06 | Elevator #6 - Lobby 0175 - State ID #163213 | Canton Elevators, Inc. | DNA | DNA | OM00038045 | State ID #163213 ¦ Y5-ELEV06 | Elevator #6 - Lobby 0175 - State ID #163213 | NA | NA | NA | DNA | DNA | DNA | DNA | DNA | NA | NA | \Classifications\Building System Class\D10-Conveyance Systems\D1010 - Elevator\Elevator,Hydraulic,Pass/Freight - ELE | 1018441
19-Y5 | 19-Y5 Governor George Deukmejian Courthouse | 19-Y5-D1010-100-ELE07 | Elevator #7 - Lobby 1131 - State ID #163214 | Canton Elevators, Inc. | DNA | DNA | OM00038053 | State ID #163214 ¦Y5-ELEV07 | Elevator #7 - Lobby 1131 - State ID #163214 | NA | NA | NA | DNA | DNA | DNA | DNA | DNA | NA | NA | \Classifications\Building System Class\D10-Conveyance Systems\D1010 - Elevator\Elevator,Hydraulic,Pass/Freight - ELE | 1018442
19-Y5 | 19-Y5 Governor George Deukmejian Courthouse | 19-Y5-D1010-100-ELE08 | Elevator #8 - Lobby 1131 - State ID #163215 | Canton Elevators, Inc. | DNA | DNA | OM00038054 | State ID #163215 ¦ Y5-ELEV08 | Elevator #8 - Lobby 1131 - State ID #163215 | NA | NA | NA | DNA | DNA | DNA | DNA | DNA | NA | NA | \Classifications\Building System Class\D10-Conveyance Systems\D1010 - Elevator\Elevator,Hydraulic,Pass/Freight - ELE | 1018443
19-Y5 | 19-Y5 Governor George Deukmejian Courthouse | 19-Y5-D1010-100-ELE09 | Elevator #9 - Lobby 1131 - State ID #163094 | Canton Elevators, Inc. | DNA | DNA | OM00038055 | State ID #163094 ¦ Y5-ELEV09 | Elevator #9 - Lobby 1131 - State ID #163094 | NA | NA | NA | DNA | DNA | DNA | DNA | DNA | NA | NA | \Classifications\Building System Class\D10-Conveyance Systems\D1010 - Elevator\Elevator,Hydraulic,Pass/Freight - ELE | 1018444
19-Y5 | 19-Y5 Governor George Deukmejian Courthouse | 19-Y5-D1010-100-ELE10 | Elevator #10 - Stair 1, RM 0291/RM 0290 - State ID #163093 | Canton Elevators, Inc. | DNA | DNA | OM00038051 | State ID #163093 ¦ Y5-ELEV10 | Elevator #10 - Stair 1, RM 0291/RM 0290 - State ID #163093 | NA | NA | NA | DNA | DNA | DNA | DNA | DNA | NA | NA | \Classifications\Building System Class\D10-Conveyance Systems\D1010 - Elevator\Elevator,Hydraulic,Pass/Freight - ELE | 1018445
19-Y5 | 19-Y5 Governor George Deukmejian Courthouse | 19-Y5-D1010-100-ELE12 | Elevator #12 - Sallyport 0053 - State ID #163216 | Canton Elevators, Inc. | DNA | DNA | OM00038046 | State ID #163216 ¦ Y5-ELEV12 | Elevator #12 - Sallyport 0053 - State ID #163216 | NA | NA | NA | DNA | DNA | DNA | DNA | DNA | NA | NA | \Classifications\Building System Class\D10-Conveyance Systems\D1010 - Elevator\Elevator,Hydraulic,Pass/Freight - ELE | 1018447
19-Y5 | 19-Y5 Governor George Deukmejian Courthouse | 19-Y5-D1010-100-ELE11 | Elevator #11 - Vestibule 0476 - State ID #163050 | Canton Elevators, Inc. | DNA | DNA | OM00038052 | State ID #163050 ¦ Y5-ELEV11 | Elevator #11 - Vestibule 0476 - State ID #163050 | NA | NA | NA | DNA | DNA | DNA | DNA | DNA | NA | NA | \Classifications\Building System Class\D10-Conveyance Systems\D1010 - Elevator\Elevator,Hydraulic,Pass/Freight - ELE | 1018446
19-Y5 | 19-Y5 Governor George Deukmejian Courthouse | 19-Y5-D1010-100-ELE14 | Elevator #14 - Booking/Live Scan 0466 - State ID #163218 | Canton Elevators, Inc. | DNA | DNA | OM00038048 | State ID #163218 ¦ Y5-ELEV14 | Elevator #14 - Booking/Live Scan 0466 - State ID #163218 | NA | NA | NA | DNA | DNA | DNA | DNA | DNA | NA | NA | \Classifications\Building System Class\D10-Conveyance Systems\D1010 - Elevator\Elevator,Hydraulic,Pass/Freight - ELE | 1018449
19-Y5 | 19-Y5 Governor George Deukmejian Courthouse | 19-Y5-D1010-100-ELE13 | Elevator #13 - Staff Circulation 0330 - State ID #163217 | Canton Elevators, Inc. | DNA | DNA | OM00038047 | State ID #163217 ¦ ELEV13 | Elevator #13 - Staff Circulation 0330 - State ID #163217 | NA | NA | NA | DNA | DNA | DNA | DNA | DNA | NA | NA | \Classifications\Building System Class\D10-Conveyance Systems\D1010 - Elevator\Elevator,Hydraulic,Pass/Freight - ELE | 1018448
19-Y5 | 19-Y5 Governor George Deukmejian Courthouse | 19-Y5-D1010-100-ELE15 | Elevator #15 - Stair 12, RM 0665 - State ID #163219 | Canton Elevators, Inc. | DNA | DNA | OM00038049 | State ID #163219¦Y5-ELEV15 | State ID #163219 ¦ Elevator #15 - Stair 12, RM 0665 | NA | NA | NA | DNA | DNA | DNA | DNA | DNA | NA | NA | \Classifications\Building System Class\D10-Conveyance Systems\D1010 - Elevator\Elevator,Hydraulic,Pass/Freight - ELE | 1018450
19-Y5 | 19-Y5 Governor George Deukmejian Courthouse | 19-Y5-D1010-100-ELE16 | Elevator #16 - Stair 13, RM 0865 - State ID #163220 | Canton Elevators, Inc. | DNA | DNA | OM00038050 | State ID #163220 ¦ Y5-ELEV16 | Elevator #16 - Stair 13, RM 0865 - State ID #163220 | NA | NA | NA | DNA | DNA | DNA | DNA | DNA | NA | NA | \Classifications\Building System Class\D10-Conveyance Systems\D1010 - Elevator\Elevator,Hydraulic,Pass/Freight - ELE | 1018451
19-Y5 | 19-Y5 Governor George Deukmejian Courthouse | 19-Y5-D1010-100-ELE17 | Elevator #17 - Stair 14, RM 0950 - State ID #163221 | Canton Elevators, Inc. | DNA | DNA | OM00038120 | State ID #163221 ¦ Y5-ELEV17 | Elevator #17 - Stair 14, RM 0950 - State ID #163221 | NA | NA | NA | DNA | DNA | DNA | DNA | DNA | NA | NA | \Classifications\Building System Class\D10-Conveyance Systems\D1010 - Elevator\Elevator,Hydraulic,Pass/Freight - ELE | 1018452
19-Y5 | 19-Y5 Governor George Deukmejian Courthouse | 19-Y5-D1010-100-ELE18 | Elevator #18 - Machine Room 0701 - State ID #163222 | Canton Elevators, Inc. | DNA | DNA | OM00038094 | State ID #163222 ¦ Y5-ELEV18 | Elevator #18 - Machine Room 0701 - State ID #163222 | NA | NA | NA | DNA | DNA | DNA | DNA | DNA | NA | NA | \Classifications\Building System Class\D10-Conveyance Systems\D1010 - Elevator\Elevator,Hydraulic,Pass/Freight - ELE | 1018453
19-Y5 | 19-Y5 Governor George Deukmejian Courthouse | 19-Y5-D1010-100-ELE19 | Elevator #19 - Machine Room 0701 - State ID #163223 | Canton Elevators, Inc. | DNA | DNA | OM00038095 | State ID #163223 ¦ Y5-ELEV19 | Elevator #19 - Machine Room 0701 - State ID #163223 | NA | NA | NA | DNA | DNA | DNA | DNA | DNA | NA | NA | \Classifications\Building System Class\D10-Conveyance Systems\D1010 - Elevator\Elevator,Hydraulic,Pass/Freight - ELE | 1018454
19-Y5 | 19-Y5 Governor George Deukmejian Courthouse | 19-Y5-D1020-100-ESC01 | Escalator 1-2 up - State ID #163224 | Kone | DNA | DNA | OM00038032 | State ID #163224 ¦ Y5-ESC01 | Escalator 1-2 up - State ID #163224 | NA | NA | NA | DNA | DNA | DNA | DNA | DNA | NA | NA | \Classifications\Building System Class\D10-Conveyance Systems\D1020 - Escalator\Escalator,Electric - ESC | 1018457
19-Y5 | 19-Y5 Governor George Deukmejian Courthouse | 19-Y5-D1020-100-ESC03 | Escalator 2-3 up - State ID #163226 | Kone |  |  | OM00038033 | State ID #163226 ¦ Y5-ESC03 | Escalator 2-3 up - State ID #163226 | NA | NA | NA |  | DNA | DNA | DNA | DNA | NA | NA | \Classifications\Building System Class\D10-Conveyance Systems\D1020 - Escalator\Escalator,Electric - ESC | 1018458
19-Y5 | 19-Y5 Governor George Deukmejian Courthouse | 19-Y5-D1020-100-ESC04 | Escalator 3-2 down - State ID #163227 | Kone | DNA | DNA | OM00038038 | State ID #163227 ¦ Y5-ESC04 | Escalator 3-2 down - State ID #163227 | NA | NA | NA | DNA | DNA | DNA | DNA | DNA | NA | NA | \Classifications\Building System Class\D10-Conveyance Systems\D1020 - Escalator\Escalator,Electric - ESC | 1018459
19-Y5 | 19-Y5 Governor George Deukmejian Courthouse | 19-Y5-D1020-100-ESC05 | Escalator 3-4 up - State ID #163228 | Kone | DNA | DNA | OM00038034 | State ID #163228 ¦ Y5-ESC05 | Escalator 3-4 up - State ID #163228 | NA | NA | NA | DNA | DNA | DNA | DNA | DNA | NA | NA | \Classifications\Building System Class\D10-Conveyance Systems\D1020 - Escalator\Escalator,Electric - ESC | 1018460
19-Y5 | 19-Y5 Governor George Deukmejian Courthouse | 19-Y5-D1020-100-ESC06 | Escalator 4-3 down - State ID #163229 | Kone | DNA | DNA | OM00038037 | State ID #163229 ¦ Y5-ESC06 | Escalator 4-3 down - State ID #163229 | NA | NA | NA | DNA | DNA | DNA | DNA | DNA | NA | NA | \Classifications\Building System Class\D10-Conveyance Systems\D1020 - Escalator\Escalator,Electric - ESC | 1018461
19-Y5 | 19-Y5 Governor George Deukmejian Courthouse | 19-Y5-D1020-100-ESC07 | Escalator 4-5 up - State ID #163301 | Kone | DNA | DNA | OM00038035 | State ID# 163301 ¦ Y5-ESC07 | Escalator 4-5 up - State ID #163301 | NA | NA | NA | DNA | DNA | DNA | DNA | DNA | NA | NA | \Classifications\Building System Class\D10-Conveyance Systems\D1020 - Escalator\Escalator,Electric - ESC | 1018462
19-Y5 | 19-Y5 Governor George Deukmejian Courthouse | 19-Y5-D1020-100-ESC08 | Escalator 5-4 down - State ID #163230 | Kone | DNA | DNA | OM00038036 | State ID #163230 ¦ Y5-ESC08 | Escalator 5-4 down - State ID #163230 | NA | NA | NA | DNA | DNA | DNA | DNA | DNA | NA | NA | \Classifications\Building System Class\D10-Conveyance Systems\D1020 - Escalator\Escalator,Electric - ESC | 1018463
19-Y5 | 19-Y5 Governor George Deukmejian Courthouse | 19-Y5-D3040-120-FCU01 | Fan Coil Unit, First Floor Mail Room |  |  |  | OM00038129 | Y5-FCU/1-1 | N1 - First Floor Mail Room - [Y5-FCU/1-1] | DNA | DNA | NA | NA | DNA | DNA | DNA | DNA | NA | NA | \Classifications\Building System Class\D30-HVAC Systems\D3040 - Distribution SYS\Fan Coil Unit - FCU | 1018508
19-Y5 | 19-Y5 Governor George Deukmejian Courthouse | 19-Y5-D5022-250-INT01 | Lighting North Bldg | DNA | Multiple | Multiple | OM00038334 | Y5-LTG901 | N1 - Lighting North Bldg - [Y5-LTG901] | NA | NA | NA | NA | DNA | DNA | DNA | DNA | NA | NA | \Classifications\Building System Class\D50-Electrical SYS\D5020 - Lighting & Branch Wiring\Interior Lighting - INT | 1018509
19-Y5 | 19-Y5 Governor George Deukmejian Courthouse | 19-Y5-D5038-100-CTV01 | SECURITY CAMERAS, ALL | DNA | DNA | DNA | OM00038399 | Y5-CAM901 | SECURITY CAMERAS, ALL - [Y5-CAM901] | NA | NA | NA | NA | DNA | DNA | DNA | DNA | NA | NA | \Classifications\Building System Class\D50-Electrical SYS\D5030 - Comm & Security\Security Camera - CTV | 1018510
19-Y5 | 19-Y5 Governor George Deukmejian Courthouse | 19-Y5-D3044-125-PHW01 | Boiler circulating pump #1 Room 0485 | DNA | DNA | DNA | OM00038101 | Y5-BCP01 | NB - Boiler circulating pump #1 Room 0485 - [Y5-BCP01] | NA | NA | NA | DNA | DNA | DNA | DNA | DNA | NA | NA | \Classifications\Building System Class\D30-HVAC Systems\D3040 - Distribution SYS\Hot Water Pump - PHW | 1018511
19-Y5 | 19-Y5 Governor George Deukmejian Courthouse | 19-Y5-D3044-125-PHW02 | Boiler circulating pump #2 Room 0485 | DNA | DNA | DNA | OM00038100 | Y5-BCP02 | NB - Boiler circulating pump #2 Room 0485 - [Y5-BCP02] | NA | NA | NA | DNA | DNA | DNA | DNA | DNA | NA | NA | \Classifications\Building System Class\D30-HVAC Systems\D3040 - Distribution SYS\Hot Water Pump - PHW | 1018512
19-Y5 | 19-Y5 Governor George Deukmejian Courthouse | 19-Y5-D3044-125-PHW03 | Boiler circulating pump #3 Room 0485 | DNA | DNA | DNA | OM00038099 | Y5-BCP03 | NB - Boiler circulating pump #3 Room 0485 - [Y5-BCP03] | NA | NA | NA | DNA | DNA | DNA | DNA | DNA | NA | NA | \Classifications\Building System Class\D30-HVAC Systems\D3040 - Distribution SYS\Hot Water Pump - PHW | 1018513
19-Y5 | 19-Y5 Governor George Deukmejian Courthouse | 19-Y5-D3044-125-PHW04 | Boiler circulating pump #4 Room 0485 | DNA | DNA | DNA | OM00038102 | Y5-BCP04 | NB - Boiler circulating pump #4 Room 0485 - [Y5-BCP04] | NA | NA | NA | DNA | DNA | DNA | DNA | DNA | NA | NA | \Classifications\Building System Class\D30-HVAC Systems\D3040 - Distribution SYS\Hot Water Pump - PHW | 1018515
19-Y5 | 19-Y5 Governor George Deukmejian Courthouse | 19-Y5-D3044-125-PHW05 | Hot Water Pump Boiler Room O485 | DNA | DNA | DNA | OM00038098 | Y5-HWP01 | NB - Boiler Room O485 - [Y5-HWP01] | NA | NA | NA | DNA | DNA | DNA | DNA | DNA | NA | NA | \Classifications\Building System Class\D30-HVAC Systems\D3040 - Distribution SYS\Hot Water Pump - PHW | 1018516
19-Y5 | 19-Y5 Governor George Deukmejian Courthouse | 19-Y5-D3044-125-PHW06 | Hot Water Pump Boiler Room O485 | DNA | DNA | DNA | OM00038097 | Y5-HWP02 | NB - Boiler Room O485 - [Y5-HWP02] | NA | NA | NA | DNA | DNA | DNA | DNA | DNA | NA | NA | \Classifications\Building System Class\D30-HVAC Systems\D3040 - Distribution SYS\Hot Water Pump - PHW | 1018517
19-Y5 | 19-Y5 Governor George Deukmejian Courthouse | 19-Y5-D2023-310-WBS02 | Booster Pump #2 | DNA | DNA | DNA | OM00038406 | Y5-BP02 | SB, Room #0150, Booster Pump 2 - [Y5-BP02] | NA | NA | NA | DNA | DNA | DNA | DNA | DNA | NA | NA | \Classifications\Building System Class\D20-Plumbing\D2020 - Domestic Water\Domestic Water Booster System - WBS | 1018519
19-Y5 | 19-Y5 Governor George Deukmejian Courthouse | 19-Y5-D3042-220-EFN27 | Exhaust fan Main Electrical Room |  |  |  | OM00038112 | Y5-EF/B-09 | NROOF - Exhaust fan Main Electrical Room - [Y5-EF/B-09] | DNA | NA | NA | NA | DNA | DNA | DNA | DNA | NA | NA | \Classifications\Building System Class\D30-HVAC Systems\D3040 - Distribution SYS\Supply/Exhaust/Return fans- FAN | 1018520
19-Y5 | 19-Y5 Governor George Deukmejian Courthouse | 19-Y5-D5022-250-INT02 | Lighting South Bldg | DNA | Multiple | Multiple | OM00038397 | Y5-LTG902 | S1 - Lighting South Bldg - [Y5-LTG902] | NA | NA | NA | NA | DNA | DNA | DNA | DNA | NA | NA | \Classifications\Building System Class\D50-Electrical SYS\D5020 - Lighting & Branch Wiring\Interior Lighting - INT | 1018521
19-Y5 | 19-Y5 Governor George Deukmejian Courthouse | 19-Y5-D3040-120-FCU02 | Fan Coil Unit Chiller Room 0276 | DNA | DNA | DNA | OM00038109 | Y5-FCU/B-1A | SB - Chiller Room 0276 - [Y5-FCU/B-1A] | NA | NA | NA | NA | DNA | DNA | DNA | DNA | NA | NA | \Classifications\Building System Class\D30-HVAC Systems\D3040 - Distribution SYS\Fan Coil Unit - FCU | 1018523
19-Y5 | 19-Y5 Governor George Deukmejian Courthouse | 19-Y5-D5092-100-UPS01 | UPS system rm 0449 |  |  |  | OM00038110 | Y5-UPS01 | SB - UPS system rm 0449 - [Y5-UPS01] | NA | NA | NA | DNA | DNA | DNA | Electric and lead-sulfuric acid | DNA | NA | NA | \Classifications\Building System Class\D50-Electrical SYS\D5090 - Elec SYS\Uninterruptible Power System - UPS | 1018525
19-Y5 | 19-Y5 Governor George Deukmejian Courthouse | 19-Y5-D3040-120-FCU04 | Fan Coil Unit -Basement Electrical Rooms 0667/0121 | MULTIAQUA | DNA | MHWW-36-H1 | OM00038122 | Y5-FCU/E-2 | SB - Basement Electrical Rooms 0667/0121 - [Y5-FCU/E-2] | NA | NA | NA | NA | DNA | DNA | DNA | DNA | NA | NA | \Classifications\Building System Class\D30-HVAC Systems\D3040 - Distribution SYS\Fan Coil Unit - FCU | 1018522
19-Y5 | 19-Y5 Governor George Deukmejian Courthouse | 19-Y5-D3040-120-FCU03 | Fan Coil Unit, Chiller Room 0276 | DNA | DNA | DNA | OM00038108 | Y5-FCU/B-1B | SB - Chiller Room 0276 - [Y5-FCU/B-1B] | NA | NA | NA | NA | DNA | DNA | DNA | DNA | NA | NA | \Classifications\Building System Class\D30-HVAC Systems\D3040 - Distribution SYS\Fan Coil Unit - FCU | 1018524
19-Y5 | 19-Y5 Governor George Deukmejian Courthouse | 19-Y5-D3042-220-EFN19 | Exhaust fan Basement Holding Area EFN19 |  |  |  | OM00038119 | Y5-EF/B-01 | SROOF - Exhaust fan Basement Holding Area - [Y5-EF/B-01] TAG:OM00038119 | NA | NA | NA | NA | DNA | DNA | DNA | DNA | NA | NA | \Classifications\Building System Class\D30-HVAC Systems\D3040 - Distribution SYS\Supply/Exhaust/Return fans- FAN | 1018526
19-Y5 | 19-Y5 Governor George Deukmejian Courthouse | 19-Y5-D3042-220-EFN20 | Exhaust fan Basement JV Holding Area | DNA | DNA | DNA | OM00038118 | Y5-EF/B-02 | SROOF - Exhaust fan Basement JV Holding Area - [Y5-EF/B-02] - TAG:OM00038118 | NA | NA | NA | DNA | DNA | DNA | DNA | DNA | NA | NA | \Classifications\Building System Class\D30-HVAC Systems\D3040 - Distribution SYS\Supply/Exhaust/Return fans- FAN | 1018527
19-Y5 | 19-Y5 Governor George Deukmejian Courthouse | 19-Y5-D3042-220-EFN22 | Exhaust fan Chiller Room 0276 | DNA | DNA | DNA | OM00038116 | Y5-EF/B-04 | SROOF - Exhaust fan Chiller Room 0276 - [Y5-EF/B-04] | NA | NA | NA | DNA | DNA | DNA | DNA | DNA | NA | NA | \Classifications\Building System Class\D30-HVAC Systems\D3040 - Distribution SYS\Supply/Exhaust/Return fans- FAN | 1018530
19-Y5 | 19-Y5 Governor George Deukmejian Courthouse | 19-Y5-D3042-220-EFN29 | Exhaust fan Booster Pump Room 0179 | DNA | DNA | DNA | OM00038123 | Y5-EF/B-11 | SROOF - Exhaust fan Booster Pump Room 0179 - [Y5-EF/B-11] | NA | NA | NA | DNA | DNA | DNA | DNA | DNA | NA | NA | \Classifications\Building System Class\D30-HVAC Systems\D3040 - Distribution SYS\Supply/Exhaust/Return fans- FAN | 1018528
19-Y5 | 19-Y5 Governor George Deukmejian Courthouse | 19-Y5-D3042-220-EFN28 | Exhaust fan BSMT MPOE Room 0285 | DNA | DNA | DNA | OM00038124 | Y5-EF/B-10 | SROOF - Exhaust fan BSMT MPOE Room 0285 - [Y5-EF/B-10] | NA | NA | NA | DNA | DNA | DNA | DNA | DNA | NA | NA | \Classifications\Building System Class\D30-HVAC Systems\D3040 - Distribution SYS\Supply/Exhaust/Return fans- FAN | 1018529
19-Y5 | 19-Y5 Governor George Deukmejian Courthouse | 19-Y5-D3042-220-EFN26 | Exhaust fan Emergency Electrical Room | DNA | DNA | DNA | OM00038115 | Y5-EF/B-08 | SROOF - Exhaust fan Emergency Electrical Room - [Y5-EF/B-08] | NA | NA | NA | DNA | DNA | DNA | DNA | DNA | NA | NA | \Classifications\Building System Class\D30-HVAC Systems\D3040 - Distribution SYS\Supply/Exhaust/Return fans- FAN | 1018531
19-Y5 | 19-Y5 Governor George Deukmejian Courthouse | 19-Y5-D3042-220-EFN24 | Exhaust fan Fire Pump Room 0270 | DNA | DNA | DNA | OM00038114 | Y5-EF/B-06 | SROOF - Exhaust fan Fire Pump Room 0270 - [Y5-EF/B-06] | NA | NA | NA | DNA | DNA | DNA | DNA | DNA | NA | NA | \Classifications\Building System Class\D30-HVAC Systems\D3040 - Distribution SYS\Supply/Exhaust/Return fans- FAN | 1018532
19-Y5 | 19-Y5 Governor George Deukmejian Courthouse | 19-Y5-D3042-220-EFN21 | Exhaust fan Garage Sally Port | DNA | DNA | DNA | OM00038117 | Y5-EF/B-03 | SROOF - Exhaust fan Garage Sally Port - [Y5-EF/B-03] | NA | NA | NA | DNA | DNA | DNA | DNA | DNA | NA | NA | \Classifications\Building System Class\D30-HVAC Systems\D3040 - Distribution SYS\Supply/Exhaust/Return fans- FAN | 1018533
19-Y5 | 19-Y5 Governor George Deukmejian Courthouse | 19-Y5-D3042-220-EFN30 | Exhaust fan UPS Room 0449 | DNA | DNA | DNA | OM00038111 | Y5-EF/B-12 | SROOF - Exhaust fan UPS Room 0449 - [Y5-EF/B-12] | NA | NA | NA | DNA | DNA | DNA | DNA | DNA | NA | NA | \Classifications\Building System Class\D30-HVAC Systems\D3040 - Distribution SYS\Supply/Exhaust/Return fans- FAN | 1018535
19-Y5 | 19-Y5 Governor George Deukmejian Courthouse | 19-Y5-D3042-220-EFN23 | Exhaust fan Sump Pump Room 0176 | DNA |  | DNA | OM00038113 | Y5-EF/B-05 | SROOF - Exhaust fan Sump Pump Room 0176 - [Y5-EF/B-05] | NA | NA | NA | DNA | DNA | DNA | DNA | DNA | NA | NA | \Classifications\Building System Class\D30-HVAC Systems\D3040 - Distribution SYS\Supply/Exhaust/Return fans- FAN | 1018534
19-Y5 | 19-Y5 Governor George Deukmejian Courthouse | 19-Y5-D5022-250-INT03 | Lighting West Bldg | DNA | Multiple | Multiple | OM00038398 | Y5-LTG903 | W1 - Lighting West Bldg - [Y5-LTG903] | NA | NA | NA | DNA | DNA | DNA | DNA | DNA | NA | NA | \Classifications\Building System Class\D50-Electrical SYS\D5020 - Lighting & Branch Wiring\Interior Lighting - INT | 1018538
19-Y5 | 19-Y5 Governor George Deukmejian Courthouse | 19-Y5-D3042-220-EFN25 | Exhaust fan 3rd Floor Penthouse | DNA | DNA | DNA | OM00038126 | Y5-EF/B-07 | WEST 3RD FLOOR - PENTHOUSE 8 - [Y5-EF/B-07], TAG: OM00038126 | NA | NA | NA | DNA | DNA | DNA | DNA | DNA | NA | NA | \Classifications\Building System Class\D30-HVAC Systems\D3040 - Distribution SYS\Supply/Exhaust/Return fans- FAN | 1018539
19-Y5 | 19-Y5 Governor George Deukmejian Courthouse | 19-Y5-D3042-220-EFN31 | Exhaust fan 3rd Floor Penthouse | DNA | DNA | DNA | OM00038125 | Y5-EF/B-13 | WPH - Exhaust fan 3rd Floor Penthouse - [Y5-EF/B-13] | NA | NA | NA | DNA | DNA | DNA | DNA | DNA | NA | NA | \Classifications\Building System Class\D30-HVAC Systems\D3040 - Distribution SYS\Supply/Exhaust/Return fans- FAN | 1018540
19-Y5 | 19-Y5 Governor George Deukmejian Courthouse | 19-Y5-D3031-100-PCH10 | Heat recovery pump #1 Chiller Room 0276 | DNA | DNA | DNA | OM00038106 | Y5-HRP01 | SB - Heat recovery pump #1 Chiller Room 0276 - [Y5-HRP01] | NA | NA | NA | DNA | DNA | DNA | DNA | DNA | NA | NA | \Classifications\Building System Class\D30-HVAC Systems\D3030 - Cooling SYS\Chilled Water Pump - PCH | 1018542
19-Y5 | 19-Y5 Governor George Deukmejian Courthouse | 19-Y5-D3031-100-PCH11 | Heat recovery pump #2 Chiller Room 0276 | DNA | DNA | DNA | OM00038107 | Y5-HRP02 | SB - Heat recovery pump #2 Chiller Room 0276 - [Y5-HRP02] | NA | NA | NA | DNA | DNA | DNA | DNA | DNA | NA | NA | \Classifications\Building System Class\D30-HVAC Systems\D3030 - Cooling SYS\Chilled Water Pump - PCH | 1018543
19-Y5 | 19-Y5 Governor George Deukmejian Courthouse | 19-Y5-D3042-100-CDX01 | Carbon Monoxide monitoring system, | JOHNSON CONTROLS, INC. | 12112C000219 | DGC05-48-04 | OM00038234 | Y5-COMON | SB - Carbon Monoxide monitoring system - [Y5-COMON]-ASSET TAG: 00038234, SN: 12112C00219, MODEL: DGC05-48-04 | NA | NA | NA | NA | NA | NA | NA | NA | NA | NA | \Classifications\Building System Class\D30-HVAC Systems\D3040 - Distribution SYS\Carbon Monoxide Detector - CDX | 1018544
19-Y5 | 19-Y5 Governor George Deukmejian Courthouse | 19-Y5-D2090-100-PKF02 | Flogard Perk Flt - 3rd St & Main | DNA | DNA | DNA | OM00038335 | Y5-FGPF02 | EXTERIOR - Flogard Perk Flt - 3rd St & Main - [Y5-FGPF02] Tag:OM00038335 | NA | NA | NA | NA | NA | NA | NA | NA | NA | NA | \Classifications\Building System Class\D20-Plumbing\D2090 - Other Plumbing SYS\Perk Filter - PKF | 1018545
19-Y5 | 19-Y5 Governor George Deukmejian Courthouse | 19-Y5-D2090-100-PKF04 | Flogard Perk Flt - Broadway & Main | DNA | DNA | DNA | OM00038410 | Y5-FGPF04 | EXTERIOR - Flogard Perk Flt - Broadway & Main - [Y5-FGPF04] - Tag:OM00038410 | [10 empty] | \Classifications\Building System Class\D20-Plumbing\D2090 - Other Plumbing SYS\Perk Filter - PKF | 1018546
19-Y5 | 19-Y5 Governor George Deukmejian Courthouse | 19-Y5-D2090-100-PKF05 | Flogard Perk Flt - Broadway & WTC | DNA | DNA | DNA | OM00038411 | Y5-FGPF05 | EXTERIOR - Flogard Perk Flt - Broadway & WTC - [Y5-FGPF05] TagOM00038411 | NA | NA | NA | NA | NA | NA | NA | NA | NA | NA | \Classifications\Building System Class\D20-Plumbing\D2090 - Other Plumbing SYS\Perk Filter - PKF | 1018549
19-Y5 | 19-Y5 Governor George Deukmejian Courthouse | 19-Y5-D2090-100-PKF01 | Flogard Perk Flt - Loading Dock entrance | DNA | DNA | DNA | OM00038333 | Y5-FGPF01 | EXTERIOR - Flogard Perk Flt - Loading Dock entrance - [Y5-FGPF01] Tag:OM00038333 | NA | NA | NA | NA | NA | NA | NA | NA | NA | NA | \Classifications\Building System Class\D20-Plumbing\D2090 - Other Plumbing SYS\Perk Filter - PKF | 1018550
19-Y5 | 19-Y5 Governor George Deukmejian Courthouse | 19-Y5-D2090-100-PKF06 | Flogard Perk Flt - Magnolia & Broadway | DNA | DNA | DNA | OM00038412 | Y5-FGPF06 | EXTERIOR - Flogard Perk Flt - Magnolia & Broadway - [Y5-FGPF06] Tag:OM00038412 | NA | NA | NA | NA | NA | NA | NA | NA | NA | NA | \Classifications\Building System Class\D20-Plumbing\D2090 - Other Plumbing SYS\Perk Filter - PKF | 1018551
19-Y5 | 19-Y5 Governor George Deukmejian Courthouse | 19-Y5-D2090-100-PKF03 | Flogard Perk Flt - Main & 3rd St | DNA | DNA | DNA | OM00038409 | Y5-FGPF03 | EXTERIOR - Flogard Perk Flt - Main & 3rd St - [Y5-FGPF03] Tag:OM00038409 | NA | NA | NA | NA | NA | NA | NA | NA | NA | NA | \Classifications\Building System Class\D20-Plumbing\D2090 - Other Plumbing SYS\Perk Filter - PKF | 1018552
19-Y5 | 19-Y5 Governor George Deukmejian Courthouse | 19-Y5-B2020-100-WND01 | Exterior Windows | NA | NA | NA | OM00038332 | Y5-WIN | EXTERIOR - Exterior Windows - [Y5-WIN] | NA | NA | NA | NA | NA | NA | NA | NA | NA | NA | \Classifications\Building System Class\B20-General Building Exterior\B2020 - Exterior Windows\Exterior Windows - WND | 1018564
19-Y5 | 19-Y5 Governor George Deukmejian Courthouse | 19-Y5-E1033-200-DKG01 | Loading dock gate DKG01 | HY Security | 132910-1321-883 | 222 X1 ST | OM00038388 | Y5-DGATE01 | N1 - Loading dock gate - [Y5-DGATE01] SN: 132910-1321-883, MODEL: 222 X1 ST, MFG: HY Security, Tag:OM00038388 | NA | NA | NA | NA | 208/230/460 | 60 | NA | 3 | NA | NA | \Classifications\Building System Class\E10-Equipment\E1030 - Vehicular Equipment\Loading Dock Gate - DKG | 1018565
19-Y5 | 19-Y5 Governor George Deukmejian Courthouse | 19-Y5-D5090-100-VFD02 | VARIABLE FREQUENCY DRIVE, SF/4-1, SROOF VFD02 | JCI | 2121802515 | AYK550-UH-02A-4+K465 | OM00038278 | Y5-VFD-SF/4-1 | NB - Variable Freq Drives - [Y5-VFD-SF/4-1] TAG: 00038278, SN: 2121802515 | NA | NA | NA | NA | NA | NA | NA | NA | NA | NA | \Classifications\Building System Class\D50-Electrical SYS\D5090 - Elec SYS\Variable Frequency Drive - VFD | 1018567
19-Y5 | 19-Y5 Governor George Deukmejian Courthouse | 19-Y5-D5090-100-VFD01 | Variable Freq Drives VFD01 | ABB | 2122200375 | ACH550-BCR-08A8-4+B058 | OM00038277 | Y5-VFD-EF/4-2 | N4 - Variable Freq Drives rms 4288,4388 - [Y5-VFD-EF/4-2] TAG:OM00038277 SN:2122200375 | NA | NA | NA | NA | NA | NA | NA | NA | NA | NA | \Classifications\Building System Class\D50-Electrical SYS\D5090 - Elec SYS\Variable Frequency Drive - VFD | 1018566
19-Y5 | 19-Y5 Governor George Deukmejian Courthouse | 19-Y5-D3045-120-SDX16 | Fan Coil, Basement Elevator Machine Room 0066 SDX16 | DNA | DNA | DNA | OM00038394 | Y5-SDX/EL02A | NROOF - SDX - Basement Elevator Machine Room 0066 - [Y5-SDX/EL02A] - TAG:OM00038394 | NA | NA | NA | NA | DNA | DNA | DNA | DNA | NA | NA | \Classifications\Building System Class\D30-HVAC Systems\D3040 - Distribution SYS\SDX Fan Coil - SDX | 1018568
19-Y5 | 19-Y5 Governor George Deukmejian Courthouse | 19-Y5-D3042-220-EFN35 | Exhaust fan 1st floor EFN35 | GREENHECK | 12824466 | CSP-A1410 | OM00038215 | Y5-EF/E04 | S1, EXHAUST FAN 1ST FLOOR ELEC RM, ROOM 1267, ASSET TAG: 00038215, SN: 12824466, [Y5-EF/E04] | NA | NA | NA | NA | 115 | 7.8 | DNA | DNA | NA | NA | \Classifications\Building System Class\D30-HVAC Systems\D3040 - Distribution SYS\Supply/Exhaust/Return fans- FAN | 1018570
19-Y5 | 19-Y5 Governor George Deukmejian Courthouse | 19-Y5-D3042-220-EFN37 | Exhaust fan 2nd floor EFN37 | GREENHECK | 12824468 | CSP-A1410 | OM00038218 | Y5-EF/E06 | S2, EXHAUST FAN 2ND FLOOR ELEC RM, ROOM 2267, TAG: 00038218, SN: 12824468, [Y5-EF/E06] | NA | NA | NA | NA | 115 | 7.8 | NA | DNA | NA | NA | \Classifications\Building System Class\D30-HVAC Systems\D3040 - Distribution SYS\Supply/Exhaust/Return fans- FAN | 1018572
19-Y5 | 19-Y5 Governor George Deukmejian Courthouse | 19-Y5-D3042-220-EFN39 | Exhaust fan 3rd floor | GREENHECK | 12824470 | CSP-A1410 | OM00038220 | Y5-EF/E08 | S3, EXHAUST FAN 3RD FLOOR ELEC RM, ROOM 3667, ASSET TAG: 00038220, SN: 12824470, [Y5-EF/E08] | NA | NA | NA | NA | 115 | 7.8 | DNA | DNA | NA | NA | \Classifications\Building System Class\D30-HVAC Systems\D3040 - Distribution SYS\Supply/Exhaust/Return fans- FAN | 1018574
19-Y5 | 19-Y5 Governor George Deukmejian Courthouse | 19-Y5-D3042-220-EFN34 | Exhaust fan 1st floor EFN34 | GREENHECK | 12824465 | CSP-A1410 | OM00038216 | Y5-EF/E03 | S1, EXHAUST FAN 1ST FLOOR ELEC RM ROOM 1667, ASSET TAG: 00038216, SN: 12824465, [Y5-EF/E03] | NA | NA | NA | DNA | 115 | 7.8 | DNA | DNA | NA | NA | \Classifications\Building System Class\D30-HVAC Systems\D3040 - Distribution SYS\Supply/Exhaust/Return fans- FAN | 1018569
19-Y5 | 19-Y5 Governor George Deukmejian Courthouse | 19-Y5-D3042-220-EFN36 | Exhaust fan 2nd floor EFN36 | GREENHECK | 12824467 | CSP-A1410 | OM00038217 | Y5-EF/E05 | S2, EXHAUST FAN 2ND FLOOR ELEC RM, ROOM 2667, TAG: 00038217, SN: 12824467, [Y5-EF/E05] | NA | NA | NA | NA | 115 | 7.8 | DNA | DNA | NA | NA | \Classifications\Building System Class\D30-HVAC Systems\D3040 - Distribution SYS\Supply/Exhaust/Return fans- FAN | 1018571
19-Y5 | 19-Y5 Governor George Deukmejian Courthouse | 19-Y5-D3042-220-EFN38 | Exhaust fan 2nd floor, Room 238 - EFN38 | GREENHECK | 12824469 | CSP-A1410 | OM00038226 | Y5-EF/E07 | N2, EXHAUST FAN 2ND FLOOR ELEC RM, ROOM 2387, TAG: 00038226, SN: 12824469, [Y5-EF/E07] | DNA |  | NA |  | 115 | 7.8 | Electric | DNA |  |  | \Classifications\Building System Class\D30-HVAC Systems\D3040 - Distribution SYS\Supply/Exhaust/Return fans- FAN | 1018573
19-Y5 | 19-Y5 Governor George Deukmejian Courthouse | 19-Y5-D3042-220-EFN40 | Exhaust fan 3rd floor EFN40 | GREENHECK | 12824471 | CSP-A1410 | OM00038219 | Y5-EF/E09 | S3, EXHAUST FAN 3RD FLOOR ELEC RM, ROOM 3267, TAG: 00038219, SN: 12824461, [Y5-EF/E09] | NA | NA | NA | NA | 115 | 7.8 | DNA | DNA | NA | NA | \Classifications\Building System Class\D30-HVAC Systems\D3040 - Distribution SYS\Supply/Exhaust/Return fans- FAN | 1018575
19-Y5 | 19-Y5 Governor George Deukmejian Courthouse | 19-Y5-D3042-220-EFN41 | Exhaust fan 3rd floor EFN41 | GREENHECK | 12824464 | CSP-A1410 | OM00038225 | Y5-EF/E10 | N3, EXHAUST FAN 3RD FLOOR ELEC RM, ROOM 3387, TAG: 00038225, SN: 12824464, [Y5-EF/E10] | NA | NA | NA | NA | 115 | 7.8 | DNA | DNA | NA | NA | \Classifications\Building System Class\D30-HVAC Systems\D3040 - Distribution SYS\Supply/Exhaust/Return fans- FAN | 1018576
19-Y5 | 19-Y5 Governor George Deukmejian Courthouse | 19-Y5-D3042-220-EFN43 | Exhaust fan 4th floor EFN43 | GREENHECK | 12824474 | CSP-A1410 | OM00038222 | Y5-EF/E12 | S4, EXHAUST FAN 4TH FLOOR ELEC RM, ROOM 4267, ASSET TAG: 00038222, SN: 12824474, [Y5-EF/E12] | NA | NA | NA | NA | 115 | 7.8 | DNA | DNA | NA | NA | \Classifications\Building System Class\D30-HVAC Systems\D3040 - Distribution SYS\Supply/Exhaust/Return fans- FAN | 1018578
19-Y5 | 19-Y5 Governor George Deukmejian Courthouse | 19-Y5-D3042-220-EFN42 | Exhaust fan 4th Floor EFN42 | GREENHECK | 12824463 | CSP-A1410 | OM00038221 | Y5-EF/E11 | S4, EXHAUST FAN 4TH FLOOR ELEC RM, ROOM 4667, TAG: 00038221, SN: 12824463, [Y5-EF/E11] | NA | NA | NA | NA | 115 | 7.8 | DNA | DNA | NA | NA | \Classifications\Building System Class\D30-HVAC Systems\D3040 - Distribution SYS\Supply/Exhaust/Return fans- FAN | 1018577
19-Y5 | 19-Y5 Governor George Deukmejian Courthouse | 19-Y5-D3041-170-SPF08 | Stairwell pressuration fan Atrium roof | GREENHECK | 12834055 1205 | AX1034000622HTUL | OM00038252 | Y5-SPF/06-08 | SROOF - Stairwell pressuration fan Atrium roof - [Y5-SPF/06-08] - ASSET TAG: 00038252, SN: 128340551205, MODEL:AX1064000622HTUL, MFG: GREENHECK | [10 empty] | \Classifications\Building System Class\D30-HVAC Systems\D3040 - Distribution SYS\Stairwell Pressurization Fan - SPF | 1018579
19-Y5 | 19-Y5 Governor George Deukmejian Courthouse | 19-Y5-D5090-100-VFD03 | VARIABLE FREQUENCY DRIVE, SF/4-2, SROOF, PENTHOUSE 4, ROOM 6201 VFD03 | JCI | 2121802536 | AYK550-UH-03A-4+K465 | OM00038279 | Y5-VFD-SF/4-2 | PENTHOUSE 4, ROOM 6201, VARIABLE FREQUENCY DRIVE, [Y5-VFD-SF/4-2]- TAG: 00038279, SN: 2121802536 | NA | NA | NA | NA | DNA | DNA | DNA | DNA | NA | NA | \Classifications\Building System Class\D50-Electrical SYS\D5090 - Elec SYS\Variable Frequency Drive - VFD | 1018580
19-Y5 | 19-Y5 Governor George Deukmejian Courthouse | 19-Y5-E1026-100-DLK02 | Detention Hardware & Locks South Flr 1 | DNA | DNA | DNA | OM00038414 | Y5-DET902 | S1 - Detention Hardware & Locks South Flr 1 - [Y5-DET902] | NA | NA | NA | NA | NA | NA | NA | NA | NA | NA | \Classifications\Building System Class\E10-Equipment\E1020 - Institutional Equipment\Detention Hardware and Locks - DLK | 1018581
19-Y5 | 19-Y5 Governor George Deukmejian Courthouse | 19-Y5-D3040-120-FCU09 | Fan Coil - First Floor IT Room | MULTIAQUA | CFFWJ1200027 | CFFWA-20-01-U | OM00038137 | Y5-FCU03C | S1 - First Floor IT Room - [Y5-FCU03C] | NA | NA | NA | NA | DNA | DNA | DNA | DNA | NA | NA | \Classifications\Building System Class\D30-HVAC Systems\D3040 - Distribution SYS\Fan Coil Unit - FCU | 1018583
19-Y5 | 19-Y5 Governor George Deukmejian Courthouse | 19-Y5-D3040-120-FCU14 | Fan Coil Unit, First Floor IT Room | MULTIAQUA | CFFW126200110 | CFFWA-20-01-U | OM00038138 | Y5-FCU03A | S1 - First Fllor IT Room - [Y5-FCU03A] | NA | NA | NA | NA | NA | NA | NA | NA | NA | NA | \Classifications\Building System Class\D30-HVAC Systems\D3040 - Distribution SYS\Fan Coil Unit - FCU | 1018582
19-Y5 | 19-Y5 Governor George Deukmejian Courthouse | 19-Y5-D3040-120-FCU10 | Fan Coil Unit - First Floor IT Room | MULTIAQUA | CFFW12B200018 | CFFWA-20-01-U | OM00038139 | Y5-FCU03B | S1 - First Floor IT Room - [Y5-FCU03B] | NA | NA | NA | NA | DNA | DNA | DNA | DNA | NA | NA | \Classifications\Building System Class\D30-HVAC Systems\D3040 - Distribution SYS\Fan Coil Unit - FCU | 1018584
19-Y5 | 19-Y5 Governor George Deukmejian Courthouse | 19-Y5-D3040-120-FCU11 | Fan Coil Unit- First Floor IT Room FCU11 | MULTIAQUA | CFFW12B200017 | CFFWA-20-01-U | OM00038134 | Y5-FCU04C | S1 - First Floor IT Room - [Y5-FCU04C] - TAG: 00038134, SN:CFFW12B200017 | [10 empty] | \Classifications\Building System Class\D30-HVAC Systems\D3040 - Distribution SYS\Fan Coil Unit - FCU | 1018585
19-Y5 | 19-Y5 Governor George Deukmejian Courthouse | 19-Y5-D3040-120-FCU12 | Fan Coil Unit -First Floor IT Room | MULTIAQUA | CFW11J200026 | CFFWA-20-01-U | OM00038135 | Y5-FCU04A | S1 - First Floor IT Room - [Y5-FCU04A] | NA | NA | NA | NA | DNA | DNA | DNA | DNA | NA | NA | \Classifications\Building System Class\D30-HVAC Systems\D3040 - Distribution SYS\Fan Coil Unit - FCU | 1018586
19-Y5 | 19-Y5 Governor George Deukmejian Courthouse | 19-Y5-D3040-120-FCU13 | Fan Coil Unit - First Floor IT Room | MULTIAQUA | CFFW11J200051 | CFFWA-20-01-U | OM00038136 | Y5-FCU04B | S1 - First Floor IT Room - [Y5-FCU04B] | NA | NA | NA | NA | DNA | DNA | DNA | DNA | NA | NA | \Classifications\Building System Class\D30-HVAC Systems\D3040 - Distribution SYS\Fan Coil Unit - FCU | 1018588
19-Y5 | 19-Y5 Governor George Deukmejian Courthouse | 19-Y5-D3040-120-FCU15 | Fan Coil Unit, Second Floor IT Room | MULTIAQUA | CFFW11J200029 | CFFWA-20-01-U | OM00038140 | Y5-FCU06A | S2 - Second Floor IT Room - [Y5-FCU06A] | NA | NA | NA | NA | DNA | DNA | DNA | DNA | NA | NA | \Classifications\Building System Class\D30-HVAC Systems\D3040 - Distribution SYS\Fan Coil Unit - FCU | 1018605
19-Y5 | 19-Y5 Governor George Deukmejian Courthouse | 19-Y5-D3040-120-FCU16 | Fan Coil Unit -Second Floor IT Room | MULTIAQUA | CFFW11J200033 | CFFWA-20-01-U | OM00038141 | Y5-FCU06B | S2 - Second Floor IT Room - [Y5-FCU06B] | NA | NA | NA | NA | DNA | DNA | DNA | DNA | NA | NA | \Classifications\Building System Class\D30-HVAC Systems\D3040 - Distribution SYS\Fan Coil Unit - FCU | 1018606
19-Y5 | 19-Y5 Governor George Deukmejian Courthouse | 19-Y5-D3040-120-FCU17 | Fan Coil Unit - Second Floor IT Room | MULTIAQUA | CFFW11J200031 | CFFWA-20-01-U | OM00038142 | Y5-FCU06C | S2 - Second Floor IT Room - [Y5-FCU06C] | NA | NA | NA | NA | DNA | DNA | DNA | DNA | NA | NA | \Classifications\Building System Class\D30-HVAC Systems\D3040 - Distribution SYS\Fan Coil Unit - FCU | 1018607
19-Y5 | 19-Y5 Governor George Deukmejian Courthouse | 19-Y5-D3040-120-FCU18 | Second Floor IT Room | MULTIAQUA | CFFW11J200035 | CFFWA-20-01-U | OM00038143 | Y5-FCU07A | S2 - Second Floor IT Room - [Y5-FCU07A] | NA | NA | NA | NA | DNA | DNA | DNA | DNA | NA | NA | \Classifications\Building System Class\D30-HVAC Systems\D3040 - Distribution SYS\Fan Coil Unit - FCU | 1018608
19-Y5 | 19-Y5 Governor George Deukmejian Courthouse | 19-Y5-D3040-120-FCU19 | Fan Coil Unit - Second Floor IT Room | MULTIAQUA | CFFW11J200032 | CFFWA-20-01-U | OM00038144 | Y5-FCU07B | S2 - Second Floor IT Room - [Y5-FCU07B] | NA | NA | NA | NA | DNA | DNA | DNA | DNA | NA | NA | \Classifications\Building System Class\D30-HVAC Systems\D3040 - Distribution SYS\Fan Coil Unit - FCU | 1018609
19-Y5 | 19-Y5 Governor George Deukmejian Courthouse | 19-Y5-D3040-120-FCU21 | Fan Coil Unit - Third Floor IT Room | MULTIAQUA | CFFW11J200038 | CFFWA-20-01-U | OM00038146 | Y5-FCU09A | S3 - Third Floor IT Room - [Y5-FCU09A] | NA | NA | NA | NA | DNA | DNA | DNA | DNA | NA | NA | \Classifications\Building System Class\D30-HVAC Systems\D3040 - Distribution SYS\Fan Coil Unit - FCU | 1018611
19-Y5 | 19-Y5 Governor George Deukmejian Courthouse | 19-Y5-D3040-120-FCU20 | Fan Coil Unit - Second Floor IT Room | MULTIAQUA | CFFW11J200034 | CFFWA-20-01-U | OM00038145 | Y5-FCU07C | S2 - Second Floor IT Room - [Y5-FCU07C] | NA | NA | NA | NA | DNA | DNA | DNA | DNA | NA | NA | \Classifications\Building System Class\D30-HVAC Systems\D3040 - Distribution SYS\Fan Coil Unit - FCU | 1018610
19-Y5 | 19-Y5 Governor George Deukmejian Courthouse | 19-Y5-D3040-120-FCU22 | Fan Coil Unit - Third Floor IT Room | MULTIAQUA | CFFW11J200042 | CFFWA-20-01-U | OM00038147 | Y5-FCU09B | S3 - Third Floor IT Room - [Y5-FCU09B] | NA | NA | NA | NA | DNA | DNA | DNA | DNA | NA | NA | \Classifications\Building System Class\D30-HVAC Systems\D3040 - Distribution SYS\Fan Coil Unit - FCU | 1018612
19-Y5 | 19-Y5 Governor George Deukmejian Courthouse | 19-Y5-D3040-120-FCU25 | Fan Coil Unit - Third Floor IT Room FCU25 | MULTIAQUA | CFFW11J200021 | CFFWA-20-01-U | OM00038157 | Y5-FCU10B | S3 - Third Floor IT Room - [Y5-FCU10B] | [10 empty] | \Classifications\Building System Class\D30-HVAC Systems\D3040 - Distribution SYS\Fan Coil Unit - FCU | 1018615
19-Y5 | 19-Y5 Governor George Deukmejian Courthouse | 19-Y5-D3040-120-FCU23 | Fan Coil Unit - Third Floor IT Room | MULTIAQUA | CFFW11J200039 | CFFWA-20-01-U | OM00038148 | Y5-FCU09C | S3 - Third Floor IT Room - [Y5-FCU09C] | NA | NA | NA | NA | DNA | DNA | DNA | DNA | NA | NA | \Classifications\Building System Class\D30-HVAC Systems\D3040 - Distribution SYS\Fan Coil Unit - FCU | 1018613
19-Y5 | 19-Y5 Governor George Deukmejian Courthouse | 19-Y5-D3040-120-FCU24 | Fan Coil Unit - Third Floor IT Room | MULTIAQUA | CFFW11J200048 | CFFWA-20-01-U | OM00038158 | Y5-FCU10A | S3 - Third Floor IT Room - [Y5-FCU10A] | NA | NA | NA | NA | DNA | DNA | DNA | DNA | NA | NA | \Classifications\Building System Class\D30-HVAC Systems\D3040 - Distribution SYS\Fan Coil Unit - FCU | 1018614
19-Y5 | 19-Y5 Governor George Deukmejian Courthouse | 19-Y5-D3040-120-FCU27 | Fan Coil Unit - Fourth Floor IT Room | MULTIAQUA | CFFW11J200056 | CFFWA-20-01-U | OM00038170 | Y5-FCU12A | S4 - Fourth Floor IT Room - [Y5-FCU12A] | NA | NA | NA | NA | DNA | DNA | DNA | DNA | NA | NA | \Classifications\Building System Class\D30-HVAC Systems\D3040 - Distribution SYS\Fan Coil Unit - FCU | 1018617
19-Y5 | 19-Y5 Governor George Deukmejian Courthouse | 19-Y5-D3040-120-FCU26 | Fan Coil Unit - Third Floor IT Room | MULTIAQUA | CFFW11J200030 | CFFWA-20-01-U | OM00038159 | Y5-FCU10C | S3 - Third Floor IT Room - [Y5-FCU10C] | NA | NA | NA | NA | DNA | DNA | DNA | DNA | NA | NA | \Classifications\Building System Class\D30-HVAC Systems\D3040 - Distribution SYS\Fan Coil Unit - FCU | 1018616
19-Y5 | 19-Y5 Governor George Deukmejian Courthouse | 19-Y5-D3040-120-FCU28 | Fan Coil Unit - Fourth Floor IT Room | MULTIAQUA | CFFW11J200058 | CFFWA-20-01-U | OM00038163 | Y5-FCU12B | S4 - Fourth Floor IT Room - [Y5-FCU12B] | NA | NA | NA | NA | DNA | DNA | DNA | DNA | NA | NA | \Classifications\Building System Class\D30-HVAC Systems\D3040 - Distribution SYS\Fan Coil Unit - FCU | 1018618
19-Y5 | 19-Y5 Governor George Deukmejian Courthouse | 19-Y5-D3040-120-FCU29 | Fan Coil Unit - Fourth Floor IT Room | MULTIAQUA | CFFW11J200052 | CFFWA-20-01-U | OM00038171 | Y5-FCU12C | S4 - Fourth Floor IT Room - [Y5-FCU12C] | NA | NA | NA | NA | DNA | DNA | DNA | DNA | NA | NA | \Classifications\Building System Class\D30-HVAC Systems\D3040 - Distribution SYS\Fan Coil Unit - FCU | 1018619
19-Y5 | 19-Y5 Governor George Deukmejian Courthouse | 19-Y5-D3040-120-FCU30 | Fan Coil Unit - Fourth Floor IT Room | MULTIAQUA | CFFW11J200053 | CFFWA-20-01-U | OM00038161 | Y5-FCU13A | S4 - Fourth Floor IT Room - [Y5-FCU13A] | NA | NA | NA | NA | DNA | DNA | DNA | DNA | NA | NA | \Classifications\Building System Class\D30-HVAC Systems\D3040 - Distribution SYS\Fan Coil Unit - FCU | 1018620
19-Y5 | 19-Y5 Governor George Deukmejian Courthouse | 19-Y5-D3040-120-FCU31 | Fan Coil Unit - Fourth Floor IT Room | MULTIAQUA | CFFW11J200036 | CFFWA-20-01-U | OM00038160 | Y5-FCU13B | S4 - Fourth Floor IT Room - [Y5-FCU13B] | NA | NA | NA | NA | DNA | DNA | DNA | DNA | NA | NA | \Classifications\Building System Class\D30-HVAC Systems\D3040 - Distribution SYS\Fan Coil Unit - FCU | 1018621
19-Y5 | 19-Y5 Governor George Deukmejian Courthouse | 19-Y5-D3040-120-FCU32 | Fan Coil Unit - Fourth Floor IT Room | MULTIAQUA | CFFW11J200055 | CFFWA-20-01-U | OM00038162 | Y5-FCU13C | S4 - Fourth Floor IT Room - [Y5-FCU13C] | NA | NA | NA | NA | DNA | DNA | DNA | DNA | NA | NA | \Classifications\Building System Class\D30-HVAC Systems\D3040 - Distribution SYS\Fan Coil Unit - FCU | 1018622
19-Y5 | 19-Y5 Governor George Deukmejian Courthouse | 19-Y5-D3040-120-FCU33 | Fan Coil Unit - Fifth Floor IT Room | MULTIAQUA | CFFW11J200054 | CFFWA-20-01-U | OM00038167 | Y5-FCU15A | S5 - Fifth Floor IT Room - [Y5-FCU15A] | NA | NA | NA | NA | DNA | DNA | DNA | DNA | NA | NA | \Classifications\Building System Class\D30-HVAC Systems\D3040 - Distribution SYS\Fan Coil Unit - FCU | 1018623
19-Y5 | 19-Y5 Governor George Deukmejian Courthouse | 19-Y5-D3040-120-FCU35 | Fan Coil Unit -Fifth Floor IT Room | MULTIAQUA | CFFW11J200050 | CFFWA-20-01-U | OM00038169 | Y5-FCU15C | S5 - Fifth Floor IT Room - [Y5-FCU15C] | NA | NA | NA | NA | DNA | DNA | DNA | DNA | NA | NA | \Classifications\Building System Class\D30-HVAC Systems\D3040 - Distribution SYS\Fan Coil Unit - FCU | 1018625
19-Y5 | 19-Y5 Governor George Deukmejian Courthouse | 19-Y5-D3040-120-FCU34 | Fan Coil Unit - Fifth Floor IT Room | MULTIAQUA | CFFW11J200028 | CFFWA-20-01-U | OM00038168 | Y5-FCU15B | S5 - Fifth Floor IT Room - [Y5-FCU15B] | NA | NA | NA | NA | DNA | DNA | DNA | DNA | NA | NA | \Classifications\Building System Class\D30-HVAC Systems\D3040 - Distribution SYS\Fan Coil Unit - FCU | 1018624
19-Y5 | 19-Y5 Governor George Deukmejian Courthouse | 19-Y5-D3040-120-FCU36 | Fan Coil Unit - Fifth Floor IT Room | MULTIAQUA | CFFW11J200037 | CFFWA-20-01-U | OM00038164 | Y5-FCU16A | S5 - Fifth Floor IT Room - [Y5-FCU16A] | NA | NA | NA | NA | DNA | DNA | DNA | DNA | NA | NA | \Classifications\Building System Class\D30-HVAC Systems\D3040 - Distribution SYS\Fan Coil Unit - FCU | 1018626
19-Y5 | 19-Y5 Governor George Deukmejian Courthouse | 19-Y5-D3040-120-FCU37 | Fan Coil Unit - Fifth Floor IT Room | MULTIAQUA | CFFW11J200046 | CFFWA-20-01-U | OM00038165 | Y5-FCU16B | S5 - Fifth Floor IT Room - [Y5-FCU16B] | NA | NA | NA | NA | DNA | DNA | DNA | DNA | NA | NA | \Classifications\Building System Class\D30-HVAC Systems\D3040 - Distribution SYS\Fan Coil Unit - FCU | 1018627
19-Y5 | 19-Y5 Governor George Deukmejian Courthouse | 19-Y5-D3040-120-FCU38 | Fan Coil Unit - Fifth Floor IT Room | MULTIAQUA | CFFW11J200045 | CFFWA-20-01-U | OM00038166 | Y5-FCU16C | S5 - Fifth Floor IT Room - [Y5-FCU16C] | NA | NA | NA | NA | DNA | DNA | DNA | DNA | NA | NA | \Classifications\Building System Class\D30-HVAC Systems\D3040 - Distribution SYS\Fan Coil Unit - FCU | 1018628
19-Y5 | 19-Y5 Governor George Deukmejian Courthouse | 19-Y5-D3045-120-SDX01 | Fan Coil Unit SDX01, Basement | CARRIER | 2312U24157 | 40RUAA12A2A6AOAOAO | OM00038211 | Y5-SDX/UPS1A | SOUTH BASEMENT - UPS ROOM 449, [Y5-SDX/UPS1A] TAG: OM00038211, MODEL: 40RUAA12A2A6AOAOAO, SN: 2312U24157 | NA | NA | NA | NA | DNA | DNA | DNA | DNA | NA | NA | \Classifications\Building System Class\D30-HVAC Systems\D3040 - Distribution SYS\SDX Fan Coil - SDX | 1018629
19-Y5 | 19-Y5 Governor George Deukmejian Courthouse | 19-Y5-D3050-260-WAL14 | Basement package unit feeding elev. | Basement package unit feeding elevator | DNA | DNA | OM00038230 | Y5-WALL/EL4 | SB - Basement package unit feeding elev. MR - [Y5-WALL/EL4] ASSET TAG: 00038230 | NA | NA | NA | NA | DNA | DNA | DNA | DNA | NA | NA | \Classifications\Building System Class\D30-HVAC Systems\D3050 - Package SYS\Wall Air Conditioner - WAL | 1018630
19-Y5 | 19-Y5 Governor George Deukmejian Courthouse | 19-Y5-D3045-120-SDX02 | Fan Coil Unit, Basement Pump Room 0700 SDX02 | CARRIER | 2212U22964 | 40RUAA25A4A6A0A0A0 | OM00038249 | Y5-SDX/EL11A | SB - Basement Pump Room 0700 - [Y5-SDX/EL11A] - TAG: 00038249, SN: 2212U22964 | [10 empty] | \Classifications\Building System Class\D30-HVAC Systems\D3040 - Distribution SYS\SDX Fan Coil - SDX | 1018631
19-Y5 | 19-Y5 Governor George Deukmejian Courthouse | 19-Y5-D3040-120-FCU05 | Basement Tele/data | MULTIAQUA | R0920120214 | 60-CWA2-00 | OM00038243 | Y5-FCU01A | SB - Basement Tele/data Room 0835 - [Y5-FCU01A] -ASSET TAG: 00038243, SN: R0920120214, MODEL: 60-CWA2-00, MFG: MULTIAQUA | NA | NA | NA | NA | DNA | DNA | DNA | DNA | NA | NA | \Classifications\Building System Class\D30-HVAC Systems\D3040 - Distribution SYS\Fan Coil Unit - FCU | 1018632
19-Y5 | 19-Y5 Governor George Deukmejian Courthouse | 19-Y5-D3040-120-FCU08 | Basement Tele/data Room 0212 FCU08 | MULTIAQUA | R0504120202 | 60-CWA2-00 | OM00038233 | Y5-FCU02B | SB - Basement Tele/data Room 0668/0212 - [Y5-FCU02B] - TAG: 00038233, SN: R054120202 | NA | NA | NA | NA | DNA | DNA | DNA | DNA | NA | NA | \Classifications\Building System Class\D30-HVAC Systems\D3040 - Distribution SYS\Fan Coil Unit - FCU | 1018635
19-Y5 | 19-Y5 Governor George Deukmejian Courthouse | 19-Y5-D3040-120-FCU06 | Fan Coil Unit -Basement Tele Data Room | MULTIAQUA | R0920120212 | 60-CWA2-00 | OM00038244 | Y5-FCU01B | SB - Basement Tele/data Room 0634- [Y5-FCU01B]ASSET TAG: 00038244, SN: R0920120212, MODEL: 60-CWA2-00, MFG: MULTIAQUA | NA | NA | NA | NA | DNA | DNA | DNA | DNA | NA | NA | \Classifications\Building System Class\D30-HVAC Systems\D3040 - Distribution SYS\Fan Coil Unit - FCU | 1018633
19-Y5 | 19-Y5 Governor George Deukmejian Courthouse | 19-Y5-D3040-120-FCU07 | Basement Tele/data Room 0212, | MULTIAQUA | R0504120238 | 60-CWA2-00 | OM00038232 | Y5-FCU02A | SB - Basement Tele/data Room 0668/0212 - [Y5-FCU02A] ASSET TAG: 00038232, SN: R054120238, MODEL: 60-CWA2-00, MFG: MULTIAQUA | NA | NA | NA | NA | DNA | DNA | DNA | DNA | NA | NA | \Classifications\Building System Class\D30-HVAC Systems\D3040 - Distribution SYS\Fan Coil Unit - FCU | 1018634
19-Y5 | 19-Y5 Governor George Deukmejian Courthouse | 19-Y5-D3031-130-CLR01 | Chiller, Centrifugal | York | SDYM292650 | YKGEEXP9-ESG | OM00038191 | Y5-CH01 | SB - Chiller Room 0276 - [Y5-CH01] - SN SDYM292650, MODEL: YKGEEXP9-ESG, MFG: YORK | NA | NA | R-134a | NA | DNA | DNA | DNA | DNA | NA | NA | \Classifications\Building System Class\D30-HVAC Systems\D3030 - Cooling SYS\Chiller,Centrif.,Water Cooled - CLR | 1018636
19-Y5 | 19-Y5 Governor George Deukmejian Courthouse | 19-Y5-D3031-130-CLR02 | Chiller - Centrifugal | York | SDYM292820 | YKGEEXP9-ESG | OM00038192 | Y5-CH02 | SB - Chiller Room 0276 - [Y5-CH02] - SN: SDYM292820, MODEL: YKGEEXP9-ESG, MFG: YORK | NA | NA | R-134a | NA | DNA | DNA | DNA | DNA | NA | NA | \Classifications\Building System Class\D30-HVAC Systems\D3030 - Cooling SYS\Chiller,Centrif.,Water Cooled - CLR | 1018637
19-Y5 | 19-Y5 Governor George Deukmejian Courthouse | 19-Y5-D3031-130-CLR03 | Chiller, Centrifugal | YORK | SFYM325990 | YSDACAS3-CMES | OM00038193 | Y5-CH03 | SB - Chiller Room 0276 - [Y5-CH03] -SN: SFYM-325990, MODEL: YSDACAS3-CMES, MFG: YORK | NA | NA | R-134a | NA | DNA | DNA | DNA | DNA | NA | NA | \Classifications\Building System Class\D30-HVAC Systems\D3030 - Cooling SYS\Chiller,Centrif.,Water Cooled - CLR | 1018638
19-Y5 | 19-Y5 Governor George Deukmejian Courthouse | 19-Y5-D3031-100-PCH02 | Chilled Water Pump, Chiller Room | ARMSTRONG | C702260 | 4030-6X5X10 | OM00038189 | Y5-CHP/1-2 | SB - Chiller Room 0276 - [Y5-CHP/1-2] - SN: C702260, MODEL: 4030 6X5X10, MFG: ARMSTRONG | [10 empty] | \Classifications\Building System Class\D30-HVAC Systems\D3030 - Cooling SYS\Chilled Water Pump - PCH | 1018640
19-Y5 | 19-Y5 Governor George Deukmejian Courthouse | 19-Y5-D3031-100-PCH03 | Chilled Water Pump, | ARMSTRONG | C702258 | 4030 5X4X8 | OM00038190 | Y5-CHP/1-3 | SB - Chiller Room 0276 - [Y5-CHP/1-3] - SN: C702258, MODEL 4030 5X4X8, MFG: ARMSTRONG | NA | NA | NA | NA | DNA | DNA | DNA | DNA | NA | NA | \Classifications\Building System Class\D30-HVAC Systems\D3030 - Cooling SYS\Chilled Water Pump - PCH | 1018641
19-Y5 | 19-Y5 Governor George Deukmejian Courthouse | 19-Y5-D3031-100-PCH01 | Chilled Water Pump | ARMSTRONG | C702259 | 4030-6X5X10 | OM00038105 | Y5-CHP/1-1 | SB - Chiller Room 0276 - [Y5-CHP/1-1] -SN: C702259, MODEL: 4030-6X5X10, MFG: ARMSTRONG | NA | NA | NA | NA | DNA | DNA | DNA | DNA | NA | NA | \Classifications\Building System Class\D30-HVAC Systems\D3030 - Cooling SYS\Chilled Water Pump - PCH | 1018639
19-Y5 | 19-Y5 Governor George Deukmejian Courthouse | 19-Y5-D3031-100-PCH07 | Chilled Water Pump - PCH07 | ARMSTRONG | 1015705000 | 030180T3E286TC | OM00038020 | Y5-SCHWP01 | SB - Chiller Room 0276 - [Y5-SCHWP01] -ASSET TAG: 00038020 SN: 1015705000, MODEL: 030180T3E286TC, MFG: ARMSTRONG | NA | NA | NA | NA | DNA | DNA | DNA | DNA | NA | NA | \Classifications\Building System Class\D30-HVAC Systems\D3030 - Cooling SYS\Chilled Water Pump - PCH | 1018644
19-Y5 | 19-Y5 Governor George Deukmejian Courthouse | 19-Y5-D3031-100-PCH08 | Pump Chilled Water PCH08 | ARMSTRONG | 1015705003 | 030180T3E286TC | OM00038021 | Y5-SCHWP02 | SB - Chiller Room 0276 - [Y5-SCHWP02] -ASSET TAG: 00038021, SN: 1015705003, MODEL 030180T3E286TC, MFG: ARMSTONG | NA | NA | NA | NA | DNA | DNA | DNA | DNA | NA | NA | \Classifications\Building System Class\D30-HVAC Systems\D3030 - Cooling SYS\Chilled Water Pump - PCH | 1018645
19-Y5 | 19-Y5 Governor George Deukmejian Courthouse | 19-Y5-E1026-100-DLK01 | Detention Hardware & Locks South Bsmt | DNA | DNA | DNA | OM00038415 | Y5-DET901 | SB - Detention Hardware & Locks South Bsmt - [Y5-DET901] | NA | NA | NA | NA |  |  |  |  | NA | NA | \Classifications\Building System Class\E10-Equipment\E1020 - Institutional Equipment\Detention Hardware and Locks - DLK | 1018647
19-Y5 | 19-Y5 Governor George Deukmejian Courthouse | 19-Y5-E1026-100-DLK04 | Detention Hardware & Locks South Flr 3 | DNA | DNA | DNA | OM00038416 | Y5-DET904 | S3 - Detention Hardware & Locks South Flr 3 - [Y5-DET904] | NA | NA | NA | NA | NA | NA | NA | NA | NA | NA | \Classifications\Building System Class\E10-Equipment\E1020 - Institutional Equipment\Detention Hardware and Locks - DLK | 1018649
19-Y5 | 19-Y5 Governor George Deukmejian Courthouse | 19-Y5-E1026-100-DLK03 | Detention Hardware & Locks South Flr 2 | DNA | DNA | DNA | OM00038421 | Y5-DET903 | S2 - Detention Hardware & Locks South Flr 2 - [Y5-DET903] | NA | NA | NA | NA | NA | NA | NA | NA | NA | NA | \Classifications\Building System Class\E10-Equipment\E1020 - Institutional Equipment\Detention Hardware and Locks - DLK | 1018648
19-Y5 | 19-Y5 Governor George Deukmejian Courthouse | 19-Y5-E1026-100-DLK05 | Detention Hardware & Locks South Flr 4 | DNA | DNA | DNA | OM00038422 | Y5-DET905 | S4 - Detention Hardware & Locks South Flr 4 - [Y5-DET905] | NA | NA | NA | NA | NA | NA |  | NA | NA | NA | \Classifications\Building System Class\E10-Equipment\E1020 - Institutional Equipment\Detention Hardware and Locks - DLK | 1018650
19-Y5 | 19-Y5 Governor George Deukmejian Courthouse | 19-Y5-D3045-120-SDX03 | Fan Coil Unit, Elevator Machine Room 0980- SDX03 | CARRIER | 4511X91134 | 38HDR048-3 | OM00038206 | Y5-SDX/EL10A | SB - Elevator Machine Room 0980 - [Y5-SDX/EL10A] - SN 4511X91134, TAG:OM00038206 | NA | NA | NA | NA |  |  |  |  | NA | NA | \Classifications\Building System Class\D30-HVAC Systems\D3040 - Distribution SYS\SDX Fan Coil - SDX | 1018651
19-Y5 | 19-Y5 Governor George Deukmejian Courthouse | 19-Y5-D3045-120-SDX05 | Fan coil unit IDF Room 2089 SDX05 | DNA | DNA | DNA | OM00038374 | Y5-SDX/B2-2A | SOUTH BASEMENT- IDF ROOM 2066 [Y5-SDX/B2-2A] TAG: OM00038374, SN: WIG2973495 | NA | NA | NA | NA | DNA | DNA | DNA | DNA | NA | NA | \Classifications\Building System Class\D30-HVAC Systems\D3040 - Distribution SYS\SDX Fan Coil - SDX | 1018653
19-Y5 | 19-Y5 Governor George Deukmejian Courthouse | 19-Y5-D3045-120-SDX06 | Fan coil unit IDF Room 2009 - SDX06 | DNA | WIG2973519 | MA20DN41H | OM00038379 | Y5-SDX/C2-1A | NORTH 2ND FLOOR - IDF ROOM 2086 [Y5-SDX/C2-1A] TAG: 00038379 SN: WIG2973519 | NA | NA | NA | NA | DNA | DNA | DNA | DNA | NA | NA | \Classifications\Building System Class\D30-HVAC Systems\D3040 - Distribution SYS\SDX Fan Coil - SDX | 1018654
19-Y5 | 19-Y5 Governor George Deukmejian Courthouse | 19-Y5-D3045-120-SDX04 | Fan coil unit IDF Room 2089 | DNA | DNA | DNA | OM00038373 | Y5-SDX/B2-1A | SOUTH BASEMENT- IDF ROOM 2066 [Y5-SDX/B2-1A] TAG: OM0003837 | NA | NA | NA | NA | DNA | DNA | DNA | DNA | NA | NA | \Classifications\Building System Class\D30-HVAC Systems\D3040 - Distribution SYS\SDX Fan Coil - SDX | 1018652
19-Y5 | 19-Y5 Governor George Deukmejian Courthouse | 19-Y5-D3045-120-SDX07 | Fan coil unit IDF Room 2nd Floor, OPEN SPACE IN FRONT OF ROOM 2032 SDX07 | DNA | WIG2973516 | MA20DN41H | OM00038380 | Y5-SDX/C2-2A | NORTH 2ND FLOOR - IDF ROOM 2086 [Y5-SDX/C2-2A] TAG: 00038380 SN: WIG2973516 | NA | NA | NA | NA | DNA | DNA | DNA | DNA | NA | NA | \Classifications\Building System Class\D30-HVAC Systems\D3040 - Distribution SYS\SDX Fan Coil - SDX | 1018655
19-Y5 | 19-Y5 Governor George Deukmejian Courthouse | 19-Y5-D3045-120-SDX08 | Fan coil unit WEST BUILDING 2ND FLOOR, CUBICLE 2-45 SDX08 | DNA | WIG2973493 | MA20DN41H | OM00038381 | Y5-SDX/D2-1A | WB - Fan coil unit IDF Room 2nd Floor - [Y5-SDX/D2-1A] - CUBICLE 2-45 TAG: 00038381, SN: WIG2973493 | NA | NA | NA | NA | DNA | DNA | DNA | DNA | NA | NA | \Classifications\Building System Class\D30-HVAC Systems\D3040 - Distribution SYS\SDX Fan Coil - SDX | 1018656
19-Y5 | 19-Y5 Governor George Deukmejian Courthouse | 19-Y5-D3045-120-SDX09 | Fan coil unit WEST BUILDING 2ND FLOOR, CUBICLE 2-45 - SDX09 | DNA | WIG2973496 | MA20DN41H | OM00038382 | Y5-SDX/D2-2A | WB - Fan coil unit IDF Room 2nd Floor, CUBICLE 2-45- [Y5-SDX/D2-2A] TAG: OM00038382, SN: WIG2973496 | NA | DNA | DNA | NA | DNA | DNA | DNA | DNA | NA | NA | \Classifications\Building System Class\D30-HVAC Systems\D3040 - Distribution SYS\SDX Fan Coil - SDX | 1018657
19-Y5 | 19-Y5 Governor George Deukmejian Courthouse | 19-Y5-D3045-120-SDX10 | Fan coil unit IDF NORTH BUILDING, Room 3090 - SDX10 | DNA | WIG2973492 | MA20DN41H | OM00038376 | Y5-SDX/C3-1A | NORTH 3RD FLOOR - FANCOIL UNIT IDF ROOM [Y5-SDX/C3-1A], TAG OM00038376, MFG: MA20DN41H, SN: WIG2973492 | NA | NA | NA | NA | DNA | DNA | DNA | DNA | NA | NA | \Classifications\Building System Class\D30-HVAC Systems\D3040 - Distribution SYS\SDX Fan Coil - SDX | 1018660
19-Y5 | 19-Y5 Governor George Deukmejian Courthouse | 19-Y5-D3045-120-SDX11 | Fan coil unit IDF NORTH BUILDING, Room 3498 - SDX11 | DNA | WIG2973489 | MA20DN41H | OM00038375 | Y5-SDX/C3-2A | NORTH 3RD FLOOR - FANCOIL UNIT IDF ROOM [Y5-SDX/C3-2A], TAG OM00038375, MFG: MA20DN41H, SN: WIG2973489 | NA | NA | NA | NA | DNA | DNA | DNA | DNA | NA | NA | \Classifications\Building System Class\D30-HVAC Systems\D3040 - Distribution SYS\SDX Fan Coil - SDX | 1018661
19-Y5 | 19-Y5 Governor George Deukmejian Courthouse | 19-Y5-D3045-120-SDX12 | Fan coil unit IDF SOUTH BUILDING Room 4000, 4th Floor SDX12 | DNA | WIG2973494 | MA20DN41H | OM00038377 | Y5-SDX/B4-1A | SB - Fan coil unit IDF Room 4th Floor - [Y5-SDX/B4-1A] - TAG: 00038377, SN: WIG2973494 | NA | NA | NA | NA | DNA | DNA | DNA | DNA | NA | NA | \Classifications\Building System Class\D30-HVAC Systems\D3040 - Distribution SYS\SDX Fan Coil - SDX | 1018662
19-Y5 | 19-Y5 Governor George Deukmejian Courthouse | 19-Y5-D3045-120-SDX13 | Fan coil unit IDF SOUTH BUILDING, Room 4000 - SDX13 | DNA | WIG2973497 | MA20DN41H | OM00038378 | Y5-SDX/B4-2A | SB - Fan coil unit IDF Room 4th Floor - [Y5-SDX/B4-2A] - TAG: 00038378, SN: WIG2973497 | NA | NA | NA | NA | DNA | DNA | DNA | DNA | NA | NA | \Classifications\Building System Class\D30-HVAC Systems\D3040 - Distribution SYS\SDX Fan Coil - SDX | 1018663
19-Y5 | 19-Y5 Governor George Deukmejian Courthouse | 19-Y5-D3045-120-SDX14 | Fan coil unit MDF Room Basement SDX14 | York | NIG2969886 | ND180C00D6AAA2A | OM00038199 | Y5-SDX/B1A | SB - Fan coil unit MDF Room Basement - [Y5-SDX/B1A] - TAG: OM00038199, SN: NIG2969886 | NA | NA | NA | NA | DNA | DNA | DNA | DNA | NA | NA | \Classifications\Building System Class\D30-HVAC Systems\D3040 - Distribution SYS\SDX Fan Coil - SDX | 1018664
19-Y5 | 19-Y5 Governor George Deukmejian Courthouse | 19-Y5-D3045-120-SDX15 | Fan coil unit MDF Room Basement SDX15 | York | NIG2969887 | ND180C00D6AAA2A | OM00038198 | Y5-SDX/B2A | SB - Fan coil unit MDF Room Basement - [Y5-SDX/B2A] - TAG: OM00038198, SN: NIG2969887 | NA | NA | NA | NA | DNA | DNA | DNA | DNA | NA | NA | \Classifications\Building System Class\D30-HVAC Systems\D3040 - Distribution SYS\SDX Fan Coil - SDX | 1018665
19-Y5 | 19-Y5 Governor George Deukmejian Courthouse | 19-Y5-D4010-150-FMS01 | Fire Riser system FMS01 | DNA | DNA | DNA | OM00038246 | Y5-FRSR | SB - Fire Riser system , FIRE PUMP ROOM 0270- [Y5-FRSR] | NA | NA | NA | NA | NA | NA | NA | NA | NA | NA | \Classifications\Building System Class\D40-Fire Protection SYS\D4010 - Sprinkler SYS\Fire Systems, stand pipes - FMS | 1018666
19-Y5 | 19-Y5 Governor George Deukmejian Courthouse | 19-Y5-D4010-150-FMS02 | Fire Sprinkler system, FIRE PUMP ROOM 0270 FMS02 | DNA |  | DNA | OM00038247 | Y5-FSPRK | SB - Fire Sprinkler system, FIRE PUMP ROOM 0270 - [Y5-FSPRK] - TAG: 00038247 | NA | NA | NA | NA | NA | NA | NA | NA | NA | NA | \Classifications\Building System Class\D40-Fire Protection SYS\D4010 - Sprinkler SYS\Fire Systems, stand pipes - FMS | 1018667
19-Y5 | 19-Y5 Governor George Deukmejian Courthouse | 19-Y5-D4010-150-FMS03 | Fire Standpipe system, Wet Pipes FIRE PUMP ROOM 0270 FMS03 | DNA | DNA | DNA | OM00038248 | Y5-FSTP | SB - Fire Standpipe system, FIRE PUMP ROOM 0270 - [Y5-FSTP] TAG:OM00038248 | NA | NA | NA | NA | NA | NA | NA | NA | NA | NA | \Classifications\Building System Class\D40-Fire Protection SYS\D4010 - Sprinkler SYS\Fire Systems, stand pipes - FMS | 1018668
19-Y5 | 19-Y5 Governor George Deukmejian Courthouse | 19-Y5-D3068-100-BAS01 | Metasys BAS System MDF ROOM 0476 BAS01 | DNA | DNA | DNA | OM00038228 | Y5-EMS | SB - Metasys BAS System MDF ROOM 0476 - [Y5-EMS] TAG: 00038228 | NA | NA | NA | NA | DNA | DNA | DNA | DNA | NA | NA | \Classifications\Building System Class\D30-HVAC Systems\D3060 - Control & Inst Air\Building Automation System - BAS | 1018669
19-Y5 | 19-Y5 Governor George Deukmejian Courthouse | 19-Y5-D3050-260-WAL01 | North Building Roof, Elevator Mach. Rm 5390 WAL01 | MARVAIR | GB-F128608-0-1 | ABPA30ACD000CKU-100 | OM00038227 | Y5-WALL/EL3 | SB - North Building Roof, Elevator Mach. Rm 5390 - [Y5-WALL/EL3, TAG: 00038227, SN: GB-F128608-0-1 | NA | NA | NA | NA | DNA | DNA | DNA | DNA | NA | NA | \Classifications\Building System Class\D30-HVAC Systems\D3050 - Package SYS\Wall Air Conditioner - WAL | 1018670
19-Y5 | 19-Y5 Governor George Deukmejian Courthouse | 19-Y5-D3042-220-EFN32 | Exhaust fan 5th Floor EFN32 | GREENHECK | 12824473 | CSP-A1410 | OM00038223 | Y5-EF/E01 | SROOF, EXHAUST FAN 5TH FLOOR ELEC RM, ROOM 5267, ASSET TAG: 00038223, SN: 12824473, [Y5-EF/E01] | NA | NA | NA | NA | DNA | DNA | DNA | DNA | NA | NA | \Classifications\Building System Class\D30-HVAC Systems\D3040 - Distribution SYS\Supply/Exhaust/Return fans- FAN | 1018671
19-Y5 | 19-Y5 Governor George Deukmejian Courthouse | 19-Y5-D3042-220-EFN33 | Exhaust fan 5th Floor - EFN33 | GREENHECK | 12824472 | CSP-A1410 | OM00038224 | Y5-EF/E02 | SROOF, EXHAUST FAN 5TH FLOOR ELEC RM, ROOM 5667, ASSET TAG: 00038224, SN: 12824472, [Y5-EF/E02] | NA | NA | NA | NA | DNA | DNA | DNA | DNA | NA | NA | \Classifications\Building System Class\D30-HVAC Systems\D3040 - Distribution SYS\Supply/Exhaust/Return fans- FAN | 1018672
19-Y5 | 19-Y5 Governor George Deukmejian Courthouse | 19-Y5-D3050-260-WAL02 | Penthouse 1 Elevator Machine Room - WAL02 | MARVAIR | EB-F1127998-5.0 | DNA | OM00038008 | Y5-WALL/01-1 | NORTH ROOF - PENTHOUSE 1 ELEVATOR MACHINE ROOM - [Y5-WALL/01-1] TAG: 00038008, SN: EB-F1127998-5.0 | NA | NA | NA | NA | DNA | DNA | DNA | DNA | NA | NA | \Classifications\Building System Class\D30-HVAC Systems\D3050 - Package SYS\Wall Air Conditioner - WAL | 1018673
19-Y5 | 19-Y5 Governor George Deukmejian Courthouse | 19-Y5-D3050-260-WAL03 | Penthouse 1 Elevator Machine Room WAL03 | MARVAIR | EB-F127998-0.1 | DNA | OM00038009 | Y5-WALL/01-2 | NORTH ROOF - PENTHOUSE 1 ELEVATOR MACHINE ROOM - [Y5-WALL/01-2] TAG: 00038009, SN: EB-F127998-0-1 | NA | NA | NA | NA | DNA | DNA | DNA | DNA | NA | NA | \Classifications\Building System Class\D30-HVAC Systems\D3050 - Package SYS\Wall Air Conditioner - WAL | 1018674
19-Y5 | 19-Y5 Governor George Deukmejian Courthouse | 19-Y5-D3050-260-WAL04 | Penthouse 2 Elevator Machine Room WAL04 | MARVAIR | DNA | DNA | OM00038149 | Y5-WALL/02-1 | SROOF - Penthouse 2 Elevator Machine Room 6602- [Y5-WALL/02-1] TAG:OM00038149 | NA | NA | NA | NA | DNA | DNA | DNA | DNA | NA | NA | \Classifications\Building System Class\D30-HVAC Systems\D3050 - Package SYS\Wall Air Conditioner - WAL | 1018675
19-Y5 | 19-Y5 Governor George Deukmejian Courthouse | 19-Y5-D3050-260-WAL05 | Penthouse 2 Elevator Machine Room WAL05 | MARVAIR |  |  | OM00038150 | Y5-WALL/02-2 | SROOF - Penthouse 2 Elevator Machine Room 6602- [Y5-WALL/02-1] | NA | NA | NA | NA | DNA | DNA | DNA | DNA | NA | NA | \Classifications\Building System Class\D30-HVAC Systems\D3050 - Package SYS\Wall Air Conditioner - WAL | 1018676
19-Y5 | 19-Y5 Governor George Deukmejian Courthouse | 19-Y5-D3050-260-WAL06 | Penthouse 3 Elevator Machine Room WAL06 | MARVAIR | DNA | DNA | OM00038151 | Y5-WALL/03-1 | NORTH ROOF - PENTHOUSE 3 ELEVATOR MACHINE ROOM6402 - [Y5-WALL/03-1] - TAG: OM00038151 | NA | NA | NA | NA | DNA | DNA | DNA | DNA | NA | NA | \Classifications\Building System Class\D30-HVAC Systems\D3050 - Package SYS\Wall Air Conditioner - WAL | 1018677
19-Y5 | 19-Y5 Governor George Deukmejian Courthouse | 19-Y5-D3050-260-WAL09 | Penthouse 4 Elevator Machine Room | MARVAIR | DNA | DNA | OM00038154 | Y5-WALL/04-2 | NORTH ROOF - PENTHOUSE 4 ELEVATOR MACHINE ROOM 6202-[Y5-WALL/04-02], TAG: OM00038154 | NA | NA | NA | NA | DNA | DNA | DNA | DNA | NA | NA | \Classifications\Building System Class\D30-HVAC Systems\D3050 - Package SYS\Wall Air Conditioner - WAL | 1018680
19-Y5 | 19-Y5 Governor George Deukmejian Courthouse | 19-Y5-D3050-260-WAL10 | Penthouse 5 Elevator Machine Room | MARVAIR |  |  | OM00038155 | Y5-WALL/05-1 | SROOF - Penthouse 5 Elevator Machine Room 6002 - [Y5-WALL/05-1] - TAG:OM00038155 | NA | NA | NA | NA | DNA | DNA | DNA | DNA | NA | NA | \Classifications\Building System Class\D30-HVAC Systems\D3050 - Package SYS\Wall Air Conditioner - WAL | 1018681
19-Y5 | 19-Y5 Governor George Deukmejian Courthouse | 19-Y5-D3050-260-WAL07 | Penthouse 3 Elevator Machine Room WAL07 | MARVAIR | DNA | DNA | OM00038152 | Y5-WALL/03-2 | NORTH ROOF - PENTHOUSE 3 ELEVATOR MACHINE ROOM6402 - [Y5-WALL/03-2] - TAG: 00038152 | NA | NA | NA | NA | DNA | DNA | DNA | DNA | NA | NA | \Classifications\Building System Class\D30-HVAC Systems\D3050 - Package SYS\Wall Air Conditioner - WAL | 1018678
19-Y5 | 19-Y5 Governor George Deukmejian Courthouse | 19-Y5-D3050-260-WAL08 | Penthouse 4 Elevator Machine Room | MARVAIR | DNA | DNA | OM00038153 | Y5-WALL/04-1 | SROOF - Penthouse 4 Elevator Machine Room 6202- [Y5-WALL/04-1] - TAG:OM00038153 | NA | NA | NA | NA | DNA | DNA | DNA | DNA | NA | NA | \Classifications\Building System Class\D30-HVAC Systems\D3050 - Package SYS\Wall Air Conditioner - WAL | 1018679
19-Y5 | 19-Y5 Governor George Deukmejian Courthouse | 19-Y5-D3050-260-WAL11 | Penthouse 5 Elevator Machine Room WAL11 | MARVAIR | DNA | DNA | OM00038156 | Y5-WALL/05-2 | SROOF - Penthouse 5 Elevator Machine Room 6002- [Y5-WALL/05-2] - TAG:OM00038156 | NA | NA | NA | NA | DNA | DNA | DNA | DNA | NA | NA | \Classifications\Building System Class\D30-HVAC Systems\D3050 - Package SYS\Wall Air Conditioner - WAL | 1018682
19-Y5 | 19-Y5 Governor George Deukmejian Courthouse | 19-Y5-D3041-230-RFN04 | Return fan North Mechanical PH2, Room 6601 RFN04 | GREENHECK | 12829297 1205 | QEI-33-1-150-x | OM00038173 | Y5-RF/02-02 | SROOF - Return fan North Mechanical PH2 - [Y5-RF/02-02] TAG: OM 00038173 SN 12829297 | NA | NA | NA | NA | DNA | DNA | DNA | DNA | NA | NA | \Classifications\Building System Class\D30-HVAC Systems\D3040 - Distribution SYS\Supply/Exhaust/Return fans- FAN | 1018684
19-Y5 | 19-Y5 Governor George Deukmejian Courthouse | 19-Y5-D3041-230-RFN07 | Return fan North Mechanical PH4, Room 6201 RFN07 | GREENHECK | 12829300 1205 | QEI-33-I-150-X | OM00038177 | Y5-RF/04-02 | SROOF - Return fan North Mechanical PH4 - [Y5-RF/04-02] TAG:OM00038177, SN:12829300 1205 | NA | NA | NA | NA | DNA | DNA | DNA | DNA | NA | NA | \Classifications\Building System Class\D30-HVAC Systems\D3040 - Distribution SYS\Supply/Exhaust/Return fans- FAN | 1018685
19-Y5 | 19-Y5 Governor George Deukmejian Courthouse | 19-Y5-D3041-230-RFN09 | Return fan North Mechanical PH5 (2 men req'd) | GREENHECK | 12829802 1205 | QEI-27-I-160-X | OM00038179 | Y5-RF/05-02 | SROOF - Return fan North Mechanical PH5 (2 men req'd) - [Y5-RF/05-02] | NA | NA | NA | NA | DNA | DNA | DNA | DNA | NA | NA | \Classifications\Building System Class\D30-HVAC Systems\D3040 - Distribution SYS\Supply/Exhaust/Return fans- FAN | 1018686
19-Y5 | 19-Y5 Governor George Deukmejian Courthouse | 19-Y5-D3041-230-RFN05 | Return fan South Mechanical PH3 RFN05 | GREENHECK | 12829298 1205 | QEI-27-I-100-X | OM00038172 | Y5-RF/03 | SROOF - Return fan South Mechanical PH3 - [Y5-RF/03] TAG:OM00038172, SN:12829298 1205 | NA | NA | NA | NA | DNA | DNA | DNA | DNA | NA | NA | \Classifications\Building System Class\D30-HVAC Systems\D3040 - Distribution SYS\Supply/Exhaust/Return fans- FAN | 1018688
19-Y5 | 19-Y5 Governor George Deukmejian Courthouse | 19-Y5-D3041-230-RFN03 | Return fan South Mechanical PH2, | GREENHECK | 12829296 1205 | QEI-27-1-100-x | OM00038174 | Y5-RF/02-01 | SROOF - Return fan South Mechanical PH2 - [Y5-RF/02-01] SN 12829296 1205, MODEL; QEI-27-1-100-X, MFG: GREENHECK | NA | NA | NA | NA | DNA | DNA | DNA | DNA | NA | NA | \Classifications\Building System Class\D30-HVAC Systems\D3040 - Distribution SYS\Supply/Exhaust/Return fans- FAN | 1018687
19-Y5 | 19-Y5 Governor George Deukmejian Courthouse | 19-Y5-D3041-230-RFN08 | Return fan South Mechanical PH5 RFN08 | GREENHECK | 12829301 1205 | QEI-27-I-100-X | OM00038178 | Y5-RF/05-01 | SROOF - Return fan South Mechanical PH5 - [Y5-RF/05-01] TAG:OM00038178, SN:12829301 1205 | NA | NA | NA | NA | DNA | DNA | DNA | DNA | NA | NA | \Classifications\Building System Class\D30-HVAC Systems\D3040 - Distribution SYS\Supply/Exhaust/Return fans- FAN | 1018690
19-Y5 | 19-Y5 Governor George Deukmejian Courthouse | 19-Y5-D3041-230-RFN06 | Return fan South Mechanical PH4 RFN06 | GREENHECK | 12829299 1205 | QEI-27-1-150-x | OM00038176 | Y5-RF/04-01 | SROOF - Return fan South Mechanical PH4 - [Y5-RF/04-01] TAG:OM00038176, SN:12829299 1205 | NA | NA | NA | NA | DNA | DNA | DNA | DNA | NA | NA | \Classifications\Building System Class\D30-HVAC Systems\D3040 - Distribution SYS\Supply/Exhaust/Return fans- FAN | 1018689
19-Y5 | 19-Y5 Governor George Deukmejian Courthouse | 19-Y5-D3050-260-WAL12 | South roof 6 pack elev. MR WAL12 | MARV AIR | EB-F127998-0-9 | AVPA48ACD000CKU-100 | OM00038235 | Y5-WALL/EL1A | SROOF - South roof 6 pack elev. MR - [Y5-WALL/EL1A] -SN: EB-F127998-0-9 | NA | NA | NA | NA | DNA | DNA | DNA | DNA | NA | NA | \Classifications\Building System Class\D30-HVAC Systems\D3050 - Package SYS\Wall Air Conditioner - WAL | 1018691
19-Y5 | 19-Y5 Governor George Deukmejian Courthouse | 19-Y5-D3041-170-SPF03 | Stairwell pressuration South roof SPF03 | GREENHECK | 12824560 1205 | SHB-218-60-CH-TH-F | OM00038180 | Y5-SPF/06-03 | SROOF - Stairwell pressuration South roof (By PH5) - [Y5-SPF/06-03]SN: 12824560 1205, MODEL: SHB-218-60-CH-TH-F, MFG: GREENHECK | NA | NA | NA | NA | DNA | DNA | DNA | DNA | NA | NA | \Classifications\Building System Class\D30-HVAC Systems\D3040 - Distribution SYS\Stairwell Pressurization Fan - SPF | 1018693
19-Y5 | 19-Y5 Governor George Deukmejian Courthouse | 19-Y5-D3050-260-WAL13 | South roof 6 pack elev. MR - WAL13 | MARV AIR | EB-F127998-0-9 | AVPA48ACD000CKU-100 | OM00038236 | Y5-WALL/EL1B | SROOF - South roof 6 pack elev. MR - [Y5-WALL/EL1B] -TAG: 00038236, SN: EB-F127998-0-3 | NA | NA | NA | NA | DNA | DNA | DNA | DNA | NA | NA | \Classifications\Building System Class\D30-HVAC Systems\D3050 - Package SYS\Wall Air Conditioner - WAL | 1018692
19-Y5 | 19-Y5 Governor George Deukmejian Courthouse | 19-Y5-D3041-170-SPF04 | Stairwell pressuration South roof | GREENHECK | 12824569 1205 | SWB-218-50-CW-TH-F | OM00038181 | Y5-SPF/06-04 | SROOF - Stairwell pressuration South roof - [Y5-SPF/06-04 ]SN: 12824569 1205, MODEL: SWB-218-50-CW-TH-F, MFG: GREENHECK | NA | NA | NA | NA | DNA | DNA | DNA | DNA | NA | NA | \Classifications\Building System Class\D30-HVAC Systems\D3040 - Distribution SYS\Stairwell Pressurization Fan - SPF | 1018694
19-Y5 | 19-Y5 Governor George Deukmejian Courthouse | 19-Y5-D3041-170-SPF05 | Stairwell pressuration South roof SPF05 | GREENHECK | 12824570 1205 | SWB-218-50-CW-TH-F | OM00038175 | Y5-SPF/06-05 | SROOF - Stairwell pressuration South roof - [Y5-SPF/06-05] TAG:OM00038175 SN: 12824570 1205 | NA | NA | NA | NA | DNA | DNA | DNA | DNA | NA | NA | \Classifications\Building System Class\D30-HVAC Systems\D3040 - Distribution SYS\Stairwell Pressurization Fan - SPF | 1018695
19-Y5 | 19-Y5 Governor George Deukmejian Courthouse | 19-Y5-D3041-170-SPF06 | Stairwell pressuration South roof, | GREENHECK | 12824653 1205 | SWB-327-75-CW-TH-F | OM00038006 | Y5-SPF/06-06 | SROOF - Stairwell pressuration South roof - [Y5-SPF/06-06] -SN 12824653 1205, MODEL: SWB-327-75-CW-TH-F, MFG: GREENHECK | DNA | NA | NA | NA | DNA | DNA | DNA | DNA | NA | NA | \Classifications\Building System Class\D30-HVAC Systems\D3040 - Distribution SYS\Stairwell Pressurization Fan - SPF | 1018711
19-Y5 | 19-Y5 Governor George Deukmejian Courthouse | 19-Y5-D3041-210-SFN02 | Supply fan Vestibule SFN | GREENHECK | 12824475 1205 | CSP-B150 | OM00038182 | Y5-SF/B-02 | SB - Supply fan Vestibule 0475 - [Y5-SF/B-02] -, SN: 12824475, MODEL: CSP-B150, MFG: GREENHECK | DNA | NA | NA | NA | DNA | DNA | DNA | DNA | NA | NA | \Classifications\Building System Class\D30-HVAC Systems\D3040 - Distribution SYS\Supply/Exhaust/Return fans- FAN | 1018712
19-Y5 | 19-Y5 Governor George Deukmejian Courthouse | 19-Y5-D3041-210-SFN01 | Supply fan, Chiller Room SFN01 | GREENHECK | 12829303 1205 | QEI-16-I-30-X | OM00038183 | Y5-SF/B-01 | SB - Supply fan, Chiller Room 0276 - [Y5-SF/B-01] -SN: 12829303 1205, MODEL: QEI-16-1-30-X, MFG: GREENHECK | DNA | NA | NA | NA | DNA | DNA | DNA | DNA | NA | NA | \Classifications\Building System Class\D30-HVAC Systems\D3040 - Distribution SYS\Supply/Exhaust/Return fans- FAN | 1018713
19-Y5 | 19-Y5 Governor George Deukmejian Courthouse | 19-Y5-D2023-100-BFP01 | Backflow-Exterior by Loading Doc- Size 1.5" BFP01 | FEBCO | J021713 | 825Y 1.5" | OM00038186 | Y5-BFP/01 | N1 - EXTERIOR BY LOADING DOC [Y5-BFP/01]- TAG: OM00038186, SN: J021713, MODEL: 825Y 1.5", MFG: FEBCO 1.5" | NA | NA | NA | NA | NA | NA | NA | NA | NA | NA | \Classifications\Building System Class\D20-Plumbing\D2020 - Domestic Water\Backflow Preventer - BFP | 1018714
19-Y5 | 19-Y5 Governor George Deukmejian Courthouse | 19-Y5-D2023-100-BFP02 | Backflow-Basement, Boiler Room - Size 2" BFP02 | WATTS | 005328 | LF009M2QT 2" | OM00038187 | Y5-BFP/02 | SB - BOILER ROOM # 485 - [Y5-BFP/02] -TAG: OM00038187, SN: 005328, MODEL: LF009M2QT, MFG: WATTS 2" | NA | NA | NA | NA | NA | NA | NA | NA | NA | NA | \Classifications\Building System Class\D20-Plumbing\D2020 - Domestic Water\Backflow Preventer - BFP | 1018715
19-Y5 | 19-Y5 Governor George Deukmejian Courthouse | 19-Y5-D2023-100-BFP03 | Backflow-Basement, Chiller Room Size 2" BFP03 | WATTS | 006436 | LF009M2QT 2" | OM00038188 | Y5-BFP/03 | SB - CHILLER ROOM # 276 [Y5-BFP/03] - TAG:OM00038188, SN:006436, WATTS 2" | NA | NA | NA | NA | NA | NA | NA | NA | NA | NA | \Classifications\Building System Class\D20-Plumbing\D2020 - Domestic Water\Backflow Preventer - BFP | 1018716
19-Y5 | 19-Y5 Governor George Deukmejian Courthouse | 19-Y5-D2023-100-BFP05 | Backflow-Roof Cooling Towers - Size 2" BFP05 | WATTS | 005335 | LF009M2QT | OM00038195 | Y5-BFP/05 | ROOF - COOLING TOWER -[Y5-BFP/05] - TAG:OM00038195, SN: 005335, MODEL: LF009M2QT, MFG: WATTS 2" | NA | NA | NA | NA | NA | NA |  | NA |  | NA | \Classifications\Building System Class\D20-Plumbing\D2020 - Domestic Water\Backflow Preventer - BFP | 1018718
19-Y5 | 19-Y5 Governor George Deukmejian Courthouse | 19-Y5-D2023-100-BFP04 | Backflow-5th Floor Judges Balcony (Planter) - Size 1" BFP04 | FEBCO | J077597 | 825Y 1" | OM00038194 | Y5-BFP/04 | S5 - JUDGES BALCONY (PLANTER) -[Y5-BFP/04 ] TAG:OM00038194 SN: J077597, MODEL: 825Y, MFG: FEBCO 1" | NA | NA | NA | NA | NA | NA | NA | NA | NA | NA | \Classifications\Building System Class\D20-Plumbing\D2020 - Domestic Water\Backflow Preventer - BFP | 1018717
19-Y5 | 19-Y5 Governor George Deukmejian Courthouse | 19-Y5-D2023-100-BFP06 | Backflow-Balcony Planter - BFP06 | FEBCO | J083777 | 825Y | OM00038196 | Y5-BFP/06 | N4 - JURY ASSEMBLY BALCONY (PLANTER)- [Y5-BFP/06] TAG:OM00038196 SN: J083777, MODEL: 825Y, MFG: FEBCO | NA | NA | NA | NA | NA | NA | NA | NA | NA | NA | \Classifications\Building System Class\D20-Plumbing\D2020 - Domestic Water\Backflow Preventer - BFP | 1018719
19-Y5 | 19-Y5 Governor George Deukmejian Courthouse | 19-Y5-B2034-400-DOH03 | Rollup door for Judges parking |  |  |  | OM00038130 | Y5-GAR01 | [11 empty] | \Classifications\Building System Class\B20-General Building Exterior\B2030 - Exterior Doors\Door,Overhead-Shutter,Manual,Elec,Roll-up - DOH | 1018766
19-Y5 | 19-Y5 Governor George Deukmejian Courthouse | 19-Y5-D3041-170-SPF01 | Stairwell pressuration North roof SPF01 | GREENHECK | 12824565 |  | OM00038184 | Y5-SPF/06-01 | [11 empty] | \Classifications\Building System Class\D30-HVAC Systems\D3040 - Distribution SYS\Stairwell Pressurization Fan - SPF | 1018767
19-Y5 | 19-Y5 Governor George Deukmejian Courthouse | 19-Y5-D3041-170-SPF07 | Stairwell pressuration fan Atrium Roof MER SPF07 | GREENHECK | 12834057 1205 | AX1605350818HTUL | OM00038241 | Y5-SPF/06-07 | SROOF - Stairwell pressuration fan Atrium Roof MER - [Y5-SPF/06-07] - TAG: 0038241, SN:12834057 1205 | [10 empty] | \Classifications\Building System Class\D30-HVAC Systems\D3040 - Distribution SYS\Stairwell Pressurization Fan - SPF | 1018769
19-Y5 | 19-Y5 Governor George Deukmejian Courthouse | 19-Y5-D3041-170-SPF02 | Stairwell pressuration North roof SPF02 | GREENHECK | 12824567 |  | OM00038185 | Y5-SPF/06-02 | [11 empty] | \Classifications\Building System Class\D30-HVAC Systems\D3040 - Distribution SYS\Stairwell Pressurization Fan - SPF | 1018768
19-Y5 | 19-Y5 Governor George Deukmejian Courthouse | 19-Y5-D3041-170-SPF09 | Stairwell pressuration fan Atrium roof SPF09 | GREENHECK | 12834056 1205 | AX1034000622HTUL | OM00038240 | Y5-SPF/06-09 | SROOF - Stairwell pressuration fan Atrium roof - [Y5-SPF/06-09] - TAG:00038240, SN 12834056 1205 | [10 empty] | \Classifications\Building System Class\D30-HVAC Systems\D3040 - Distribution SYS\Stairwell Pressurization Fan - SPF | 1018770
19-Y5 | 19-Y5 Governor George Deukmejian Courthouse | 19-Y5-D5037-710-FAP02 | Fire Alarm System FAP02 | DNA | DNA | DNA | OM00038133 | Y5-FAS | DNA | NA | NA | NA | NA | DNA | DNA | DNA | DNA | NA | NA | \Classifications\Building System Class\D50-Electrical SYS\D5030 - Comm & Security\Fire Alarm Panel - FAP | 1018772
19-Y5 | 19-Y5 Governor George Deukmejian Courthouse | 19-Y5-D3031-100-PCH09 | Pump Chiller Room PCH09 | DNA | DNA | DNA | OM00038427 | Y5-SCHWP03 | South Basement - 0276 Pump Chiller Room - Y5-SCHWP03 | [10 empty] | \Classifications\Building System Class\D30-HVAC Systems\D3030 - Cooling SYS\Chilled Water Pump - PCH | 1018773
19-Y5 | 19-Y5 Governor George Deukmejian Courthouse | 19-Y5-D3040-120-FCU39 | FAN COIL UNIT E-1 FCU39 | MULTIAQUA | WQWHC3612010370 | MHWW | OM00038365 | Y5-FCU/E-1 | BASEMENT ELEC. ROOM 665 [Y5-FCU/E-1] TAG:OM00038365 | NA | NA | NA | NA | DNA | DNA | DNA | DNA | NA | NA | \Classifications\Building System Class\D30-HVAC Systems\D3040 - Distribution SYS\Fan Coil Unit - FCU | 1018783
19-Y5 | 19-Y5 Governor George Deukmejian Courthouse | 19-Y5-D3040-120-FCU40 | FAN COIL UNIT E-3 FCU40 | MULTIAQUA | WQWHC3612010329 | MHWW | OM00038364 | Y5-FCU/E-3 | BASEMENT ELEC. ROOM 290 [Y5-FCU/E-3] - TAG:OM00038364 ,SN: WQWHC3612010329 | NA | NA | NA | NA | DNA | DNA | DNA | DNA | NA | NA | \Classifications\Building System Class\D30-HVAC Systems\D3040 - Distribution SYS\Fan Coil Unit - FCU | 1018784
19-Y5 | 19-Y5 Governor George Deukmejian Courthouse | 19-Y5-D3040-120-FCU41 | FAN COIL UNIT IT 5A, NORTH BUILDING 1ST FLOOR, IT ROOM FCU41 | MULTIAQUA | CFFW12G200126 | CFFWA-20-1-U | OM00038266 | Y5-FCU05A | NORTH BUILDING 1ST FLOOR, IT ROOM [Y5-FCU05A] -TAG: 00038266, SN: CFFW12G200126 | NA | NA | NA | NA | DNA | DNA | DNA | DNA | NA | NA | \Classifications\Building System Class\D30-HVAC Systems\D3040 - Distribution SYS\Fan Coil Unit - FCU | 1018785
19-Y5 | 19-Y5 Governor George Deukmejian Courthouse | 19-Y5-D3040-120-FCU42 | FAN COIL UNIT IT 5B, NORTH BUILDING 1ST FLOOR, IT Room FCU42 | MULTIAQUA | CFFW12F200066 | CFFWA-20-1-U | OM00038265 | Y5-FCU05B | NORTH BUILDING 1ST FLOOR, IT ROOM [Y5-FCU05B] - TAG: 00038265, SN: CFFW12F200066 | NA | NA | NA | NA | DNA | DNA | DNA | DNA | NA | NA | \Classifications\Building System Class\D30-HVAC Systems\D3040 - Distribution SYS\Fan Coil Unit - FCU | 1018786
19-Y5 | 19-Y5 Governor George Deukmejian Courthouse | 19-Y5-D3040-120-FCU43 | FAN COIL UNIT IT 14A, NORTH BUILDING 4TH FLOOR, IT ROOM 4086 FCU43, | MULTIAQUA | CFFW12G200127 | CFFWA-20-1-U | OM00038251 | Y5-FCU14A | SOUTH BUILDING 4TH FLOOR, IT ROOM 4086 [Y5-FCU14A] TAG: 00038251, SN: CFFW12G200127 | NA | NA | NA | NA | DNA | DNA | DNA | DNA | NA | NA | \Classifications\Building System Class\D30-HVAC Systems\D3040 - Distribution SYS\Fan Coil Unit - FCU | 1018787
19-Y5 | 19-Y5 Governor George Deukmejian Courthouse | 19-Y5-D3040-120-FCU44 | FAN COIL UNIT IT 14B, NORTH BUILDING 4TH FLOOR, IT ROOM FCU44 | MULTIAQUA | CFFW12F200052 | CFFWA-20-1-U | OM00038245 | Y5-FCU14B | SOUTH BUILDING 4TH FLOOR, IT ROOM 4086 [Y5-FCU14B] TAG: 00038245, SN: CFFW12F200052 | NA | NA | NA | NA | DNA | DNA | DNA | DNA | NA | NA | \Classifications\Building System Class\D30-HVAC Systems\D3040 - Distribution SYS\Fan Coil Unit - FCU | 1018788
19-Y5 | 19-Y5 Governor George Deukmejian Courthouse | 19-Y5-D3040-120-FCU45 | FAN COIL UNIT 1-2, NORTH BUILDING 1ST FLOOR, TENANT SPACE FCU45 | CARRIER | 804111-10-2 | 42BHE20 | OM00038267 | Y5-FCU/01-02 | NORTH BUILDING 1ST FLOOR, TENANT SPACE [Y5-FCU/1-2] TAG: 00038267, SN: 804111-10-2 | NA | NA | NA | NA | DNA | DNA | DNA | DNA | NA | NA | \Classifications\Building System Class\D30-HVAC Systems\D3040 - Distribution SYS\Fan Coil Unit - FCU | 1018789
19-Y5 | 19-Y5 Governor George Deukmejian Courthouse | 19-Y5-D3040-120-FCU46 | FAN COIL UNIT 1-3, NORTH BUILDING 1ST FLOOR, TENANT SPACE FCU46 | CARRIER | 804111-10-1 | 42BHE20 | OM00038268 | Y5-FCU/01-03 | NORTH BUILDING 1ST FLOOR, TENANT SPACE [Y5-FCU/13] TAG: 00038268, SN: 804111-10-1 | NA | NA | NA | NA | DNA | DNA | DNA | DNA | NA | NA | \Classifications\Building System Class\D30-HVAC Systems\D3040 - Distribution SYS\Fan Coil Unit - FCU | 1018790
19-Y5 | 19-Y5 Governor George Deukmejian Courthouse | 19-Y5-D3040-120-FCU47 | FAN COIL UNIT 1-4 FCU47 | CARRIER | 804111-10-1 | 42BHE20 | OM00038269 | Y5-FCU/01-04 | NORTH BUILDING 1ST FLOOR, TENANT SPACE [Y5-FCU/1-4] ASSET TAG: 00038269, SN: 804111-10-4, | NA | NA | NA | NA | DNA | DNA | DNA | DNA | NA | NA | \Classifications\Building System Class\D30-HVAC Systems\D3040 - Distribution SYS\Fan Coil Unit - FCU | 1018791
19-Y5 | 19-Y5 Governor George Deukmejian Courthouse | 19-Y5-D3040-120-FCU48 | FAN COIL UNIT 1-5, NORTH BUILDING 1ST FLOOR, TENANT SPACE FCU48 | CARRIER | 804111-10-3 | 42BHE20 | OM00038271 | Y5-FCU/01-05 | NORTH BUILDING 1ST FLOOR, TENANT SPACE [Y5-FCU/1-5] TAG: 00038271, SN: 804111-10-3 | NA | NA | NA | NA | DNA | DNA | DNA | DNA | NA | NA | \Classifications\Building System Class\D30-HVAC Systems\D3040 - Distribution SYS\Fan Coil Unit - FCU | 1018792
19-Y5 | 19-Y5 Governor George Deukmejian Courthouse | 19-Y5-D3040-120-FCU49 | FAN COIL UNIT 1-6, NORTH BUILDING 1ST FLOOR, FIRE CONTROL/SECURITY ROOM FCU49 | MULTIAQUA | R0320120064 | 18-CWA2 | OM00038270 | Y5-FCU/01-06 | NORTH BUILDING 1ST FLOOR, FIRE CONTROL/SECURITY ROOM [Y5-FCU/1-6] TAG: 00038270, SN: R0320120064 | NA | NA | NA | NA | DNA | DNA | DNA | DNA | NA | NA | \Classifications\Building System Class\D30-HVAC Systems\D3040 - Distribution SYS\Fan Coil Unit - FCU | 1018793
19-Y5 | 19-Y5 Governor George Deukmejian Courthouse | 19-Y5-D3040-120-FCU50 | FAN COIL UNIT 1-7, N 1ST FLOOR, FIRE CONTROL/SECURITY ROOM FCU50 | MULTIAQUA | R0320120091 | 18-CWA2 | OM00038275 | Y5-FCU/01-07 | SOUTH 1ST FLOOR - JCI OFFICE SPACE, ROOM 1954 - [Y5-FCU/1-7] TAG: 00038275 SN: R0320120091 | NA | NA | NA | NA | DNA | DNA | DNA | DNA | NA | NA | \Classifications\Building System Class\D30-HVAC Systems\D3040 - Distribution SYS\Fan Coil Unit - FCU | 1018794
19-Y5 | 19-Y5 Governor George Deukmejian Courthouse | 19-Y5-D3042-220-EFN44 | EXHAUST FAN 2B-1 EFN44 | GREENHECK | DNA | CSP-A710 | OM00038254 | Y5-EFN/2B-1 | NORTH BUILDING 2ND FLOOR, RESTROOM [Y5-EFN/2B-1] TAG:OM00038254 | NA | NA | NA | NA | DNA | DNA | DNA | DNA | NA | NA | \Classifications\Building System Class\D30-HVAC Systems\D3040 - Distribution SYS\Supply/Exhaust/Return fans- FAN | 1018795
19-Y5 | 19-Y5 Governor George Deukmejian Courthouse | 19-Y5-D3042-220-EFN45 | EXHAUST FAN 4B-1 EFN45 | GREENHECK | 13179928 | CSP-A710 | OM00038253 | Y5-EFN/4B-1 | SROOF, PENTHOUSE #5, TAG:OM00038253, SN:13179928, [Y5-EFN/4B-1] | NA | NA | NA | NA | DNA | DNA | DNA | DNA | NA | NA | \Classifications\Building System Class\D30-HVAC Systems\D3040 - Distribution SYS\Supply/Exhaust/Return fans- FAN | 1018796
19-Y5 | 19-Y5 Governor George Deukmejian Courthouse | 19-Y5-D3042-220-EFN46 | EXHAUST FAN 1-3- EFN46 | GREENHECK | DNA | BSQ-90-5 | OM00038250 | Y5-EFN/01-03 | NORTH BUILDING 1ST FLOOR, MAILROOM [Y5-EFN/01-03] Tag:OM00038250 | NA | NA | NA | NA | DNA | DNA | DNA | DNA | NA | NA | \Classifications\Building System Class\D30-HVAC Systems\D3040 - Distribution SYS\Supply/Exhaust/Return fans- FAN | 1018797
19-Y5 | 19-Y5 Governor George Deukmejian Courthouse | 19-Y5-D3042-220-EFN47 | EXHAUST FAN 1-4 EFN47 | GREENHECK | 13061680 | BSQ-140-5 | OM00038276 | Y5-EFN/01-04 | NORTH BUILDING 1ST FLOOR, ELECTRICAL ROOM 1962 [Y5-EFN/01/04] ASSET TAG: 00038276, SN: 13061680 | NA | NA | NA | NA | DNA | DNA | DNA | DNA | NA | NA | \Classifications\Building System Class\D30-HVAC Systems\D3040 - Distribution SYS\Supply/Exhaust/Return fans- FAN | 1018798
19-Y5 | 19-Y5 Governor George Deukmejian Courthouse | 19-Y5-D3042-220-EFN48 | EXHAUST FAN 6-5, ROOF EQUIP. WELL EFN48 | GREENHECK | 12850093 1205 | CWB-101-4 | OM00038272 | Y5-EFN/06-05 | ROOF EQUIPMENT WELL [Y5-EFN/06-05] TAG: 00038272, SN: 12850093-1205 | NA | NA | NA | NA | DNA | DNA | DNA | DNA | NA | NA | \Classifications\Building System Class\D30-HVAC Systems\D3040 - Distribution SYS\Supply/Exhaust/Return fans- FAN | 1018799
19-Y5 | 19-Y5 Governor George Deukmejian Courthouse | 19-Y5-D3042-220-EFN49 | EXHAUST FAN 6-6, ROOF EQUIP. WELL EFN 49 ASSET TAG: 00038273, SN: 12850094 1205, MODEL: CWB-101-4, MFG GREENHECK | GREENHECK | 12850094 1205 | CWB-101-4 | OM00038273 | Y5-EFN/06-06 | ROOF EQUIPMENT WELL [Y5-EFN/06-06] TAG: 00038273, SN: 12850094 1205 | NA | NA | NA | NA | DNA | DNA | DNA | DNA | NA | NA | \Classifications\Building System Class\D30-HVAC Systems\D3040 - Distribution SYS\Supply/Exhaust/Return fans- FAN | 1018800
19-Y5 | 19-Y5 Governor George Deukmejian Courthouse | 19-Y5-D3030-310-CTF01 | COOLING TOWER SEDEMENT FILTER, SOUTH ROOF CTF01 | LAKOS | P/N126229 | TCI-0400-SRV | OM00038274 | Y5-CTF01 | SOUTH ROOF, COOLING TOWER SEDEMENT FILTER [Y5-CTF01] TAG: 00038274, SN: P/N126229 | [10 empty] | \Classifications\Building System Class\D30-HVAC Systems\D3030 - Cooling SYS\Cooling Tower Filter - CTF | 1018801
19-Y5 | 19-Y5 Governor George Deukmejian Courthouse | 19-Y5-D3031-210-CDR01 | CONDENSING UNIT, CU B2-1 CDR01 | York | W1G2008204 | TCHD48S44S3A | OM00038207 | Y5-CU/B2-01 | SOUTH ROOF, CONDENSING UNIT SERVING IDF ROOM 2ND FLOOR ASSET TAG: 00038207, SN: W1G2008204 | [10 empty] | \Classifications\Building System Class\D30-HVAC Systems\D3030 - Cooling SYS\Condensing Unit, Air Cooled - CDR | 1018802
19-Y5 | 19-Y5 Governor George Deukmejian Courthouse | 19-Y5-D3031-210-CDR02 | CONDENSING UNIT, CU B2-2, SROOF CDR02 | York | W1G2008202 | TCHD48S44S3A | OM00038208 | Y5-CU/B2-02 | SOUTH ROOF, CONDENSING UNIT SERVING IDF ROOM 2ND FLOOR ASSET TAG: 00038208, SN: W1G2008202 | [10 empty] | \Classifications\Building System Class\D30-HVAC Systems\D3030 - Cooling SYS\Condensing Unit, Air Cooled - CDR | 1018803
19-Y5 | 19-Y5 Governor George Deukmejian Courthouse | 19-Y5-D3031-210-CDR03 | CONDENSING UNIT, CU B4-1, SROOF CDR03 | York | W1G2008203 | TCHD48S44S3A | OM00038209 | Y5-CU/B4-01 | SOUTH ROOF, CONDENSING UNIT SERVING IDF ROOM 4TH FLOOR [Y5-CU/B4-01] -TAG: 000389209, SN W1G2008203 | [10 empty] | \Classifications\Building System Class\D30-HVAC Systems\D3030 - Cooling SYS\Condensing Unit, Air Cooled - CDR | 1018804
19-Y5 | 19-Y5 Governor George Deukmejian Courthouse | 19-Y5-D3031-210-CDR04 | CONDENSING UNIT, CU B4-2 CDR04 | York | W1G2008209 | TCHD48S44S3A | OM00038210 | Y5-CU/B4-02 | SOUTH ROOF, CONDENSING UNIT SERVING IDF ROOM 4TH FLOOR ASSET TAG: 00038210, SN: W1G2008209 | [10 empty] | \Classifications\Building System Class\D30-HVAC Systems\D3030 - Cooling SYS\Condensing Unit, Air Cooled - CDR | 1018805
19-Y5 | 19-Y5 Governor George Deukmejian Courthouse | 19-Y5-D3031-210-CDR05 | CONDENSING UNIT, CU C2-1 CDR05 | York | W1G2008207 | TCHD48S44S3A | OM00038200 | Y5-CU/C2-01 | NORTH ROOF, CONDENSING UNIT SERVING IDF ROOM 3RD FLOOR ASSET TAG: 00038200, | [10 empty] | \Classifications\Building System Class\D30-HVAC Systems\D3030 - Cooling SYS\Condensing Unit, Air Cooled - CDR | 1018806
19-Y5 | 19-Y5 Governor George Deukmejian Courthouse | 19-Y5-D3031-210-CDR06 | CONDENSING UNIT, CU C2-2 CDR06 | York | W1G2008201 | TCHD48S44S3A | OM00038201 | Y5-CU/C2-02 | NORTH ROOF, CONDENSING UNIT SERVING IDF ROOM 3RD FLOOR ASSET TAG: 00038201, SN: W1G2008201 | [10 empty] | \Classifications\Building System Class\D30-HVAC Systems\D3030 - Cooling SYS\Condensing Unit, Air Cooled - CDR | 1018807
19-Y5 | 19-Y5 Governor George Deukmejian Courthouse | 19-Y5-D3031-210-CDR07 | CONDENSING UNIT, CU C3-1 CDR07 | York | W1G2008210 | TCHD48S44S3A | OM00038202 | Y5-CU/C3-01 | S ROOF, CONDENSING UNIT SERVING IDF ROOM 3495, 3RD FLOOR | [10 empty] | \Classifications\Building System Class\D30-HVAC Systems\D3030 - Cooling SYS\Condensing Unit, Air Cooled - CDR | 1018808
19-Y5 | 19-Y5 Governor George Deukmejian Courthouse | 19-Y5-D3031-210-CDR08 | CONDENSING UNIT, CU C3-2 CDR08 | York | W1G2008206 | TCHD48S44S3A | OM00038203 | Y5-CU/C3-02 | NORTH ROOF, CONDENSING UNIT SERVING IDF ROOM 2ND FLOOR ASSET TAG: 00038203, SN: W1G2008206 | [10 empty] | \Classifications\Building System Class\D30-HVAC Systems\D3030 - Cooling SYS\Condensing Unit, Air Cooled - CDR | 1018809
19-Y5 | 19-Y5 Governor George Deukmejian Courthouse | 19-Y5-D3031-210-CDR09 | CONDENSING UNIT, CU D2-1 CDR09 | York | W1G2008208 | TCHD48S44S3A | OM00038204 | Y5-CU/D2-01 | WEST ROOF, CONDENSING UNIT SERVING IDF ROOM 2ND FLOOR ASSET TAG: 00038204 SN: W1G2008208 | [10 empty] | \Classifications\Building System Class\D30-HVAC Systems\D3030 - Cooling SYS\Condensing Unit, Air Cooled - CDR | 1018810
19-Y5 | 19-Y5 Governor George Deukmejian Courthouse | 19-Y5-D3031-210-CDR10 | CONDENSING UNIT, CU D2-2 CDR10 | York | W1G2008205 | TCHD48S44S3A | OM00038205 | Y5-CU/D2-02 | SOUTH ROOF, CONDENSING UNIT SERVING IDF ROOM 2ND FLOOR ASSET TAG: 00038205, SN: W1G2008208 | [10 empty] | \Classifications\Building System Class\D30-HVAC Systems\D3030 - Cooling SYS\Condensing Unit, Air Cooled - CDR | 1018811
19-Y5 | 19-Y5 Governor George Deukmejian Courthouse | 19-Y5-D3031-210-CDR11 | CONDENSING UNIT, CU B1 CDR11 | York | N1G2037929 | YD180C00A4AAA2A | OM00038418 | Y5-CU/B1 | SOUTH ROOF, CONDENSING UNIT SERVING MDF ROOM BASEMENT | [10 empty] | \Classifications\Building System Class\D30-HVAC Systems\D3030 - Cooling SYS\Condensing Unit, Air Cooled - CDR | 1018812
19-Y5 | 19-Y5 Governor George Deukmejian Courthouse | 19-Y5-D3031-210-CDR12 | CONDENSING UNIT, CU B2 CDR12 | York | N1G2037930 | YD180C00A4AAA2A | OM00038419 | Y5-CU/B2 | SOUTH ROOF, CONDENSING UNIT SERVING MDF ROOM BASEMENT | [10 empty] | \Classifications\Building System Class\D30-HVAC Systems\D3030 - Cooling SYS\Condensing Unit, Air Cooled - CDR | 1018813
19-Y5 | 19-Y5 Governor George Deukmejian Courthouse | 19-Y5-D3041-160-FDP01 | Fire/Smoke Dampers ALL |  |  |  | OM00038330 | Y5-FDPR | COURTHOUSE - Fire/Smoke Dampers ALL - [Y5-FDPR] | [10 empty] | \Classifications\Building System Class\D30-HVAC Systems\D3040 - Distribution SYS\Fire Dampers - FDP | 1018829
19-Y5 | 19-Y5 Governor George Deukmejian Courthouse | 19-Y5-C1020-110-FRD01 | Fire/Smoke Doors (McKeon/Won) ALL | NA | NA | NA | OM00038331 | Y5-FDOOR | COURTHOUSE - Fire/Smoke Doors (McKeon/Won) ALL - [Y5-FDOOR] | [10 empty] | \Classifications\Building System Class\C10-General Building Interior\C1020 - Fire Doors\Fire Doors - FRD | 1018830
19-Y5 | 19-Y5 Governor George Deukmejian Courthouse | 19-Y5-E1033-310-DLR01 | Loading dock leveler DLR01 INHA CKT-17,19,21 | BLUE GIANT | 371995-01 | HU6006-30 | OM00038127 | Y5-DLEV01 | N1 - Loading dock leveler - [Y5-DLEV01] - TAG:OM00038127, SN: 371995-01, MODEL: HU6006-30, MFG: BLUE GIANT | [10 empty] | \Classifications\Building System Class\E10-Equipment\E1030 - Vehicular Equipment\Loading Dock Equipment - DLR | 1018831
19-Y5 | 19-Y5 Governor George Deukmejian Courthouse | 19-Y5-D5038-810-ITA01 | Security Sys Ctrl & Monitoring, | HP | 2M2247024E | HP380P | OM00038240 | Y5-SEC | SB - Security Sys Ctrl & Monitoring - [Y5-SEC] -TAG: 00038240, SN: 2M2247024E | [10 empty] | \Classifications\Building System Class\D50-Electrical SYS\D5030 - Comm & Security\Intrusion Alarm - ITA | 1018832
19-Y5 | 19-Y5 Governor George Deukmejian Courthouse | 19-Y5-D2022-260-HWG02 | Hot Water Heater, Gas Boiler Room 0485 - HWG02 |  |  |  | OM00038132 | Y5-DWH02 | NB - Boiler Room 0485 - [Y5-DWH02] - TAG:OM00038132 | [10 empty] | \Classifications\Building System Class\D20-Plumbing\D2020 - Domestic Water\Domestic Water Heater, Gas - HWG | 1018834
19-Y5 | 19-Y5 Governor George Deukmejian Courthouse | 19-Y5-D5038-100-ACC02 | Card Access Reader South Bldg, ASSET TAG: 00038237, SN: 2M222902YN, MODEL: HP380-P, MFG: HP | HP | 2M222902YN | HP380-P | OM00038237 | Y5-ACC902 | SB- Card Access Reader South Bldg - [Y5-ACC902] TAG:OM00038237 SN:2M222902YN | [10 empty] | \Classifications\Building System Class\D50-Electrical SYS\D5030 - Comm & Security\Access Card Reader - ACC | 1018836
19-Y5 | 19-Y5 Governor George Deukmejian Courthouse | 19-Y5-D3040-600-HES01 | Heat Exchanger Chiller Room 0276 HES01 | AIFA LAVAL | 30113-94384 | AQ4L-FG | OM00038231 | Y5-HEX01 | SB - Heat Exchanger Chiller Room 0276 - [Y5-HEX01] TAG:OM00038231 SN:30113-94384 | [10 empty] | \Classifications\Building System Class\D30-HVAC Systems\D3040 - Distribution SYS\Heat Exchanger,Steam - HES | 1018837
19-Y5 | 19-Y5 Governor George Deukmejian Courthouse | 19-Y5-D3060-100-RDS01 | Refrigerant Monitor for Chiller room 0276, ASSET TAG: 00038229, SN 121-404A-0047EV3.40, MODEL: GO-0155404ANALOG, MFG: SHERLOCK | SHERLOCK | 121-404A-0047EV3.40 | GO-0155404ANALOG | OM00038229 | Y5-RMON | SB - Refrigerant Monitor for Chiller room - [Y5-RMON] | [10 empty] | \Classifications\Building System Class\D30-HVAC Systems\D3060 - Control & Inst Air\Refrigerant Leak Detection System - RDS | 1018838
19-Y5 | 19-Y5 Governor George Deukmejian Courthouse | 19-Y5-D5038-100-ACC03 | Card Access Reader West Bldg MDF ROOM 375, ASSET TAG: 00038238 |  |  |  | OM00038238 | Y5-ACC903 | W1 - Card Access Reader West Bldg, MDF ROOM 375 - [Y5-ACC903] | [10 empty] | \Classifications\Building System Class\D50-Electrical SYS\D5030 - Comm & Security\Access Card Reader - ACC | 1018839
19-Y5 | 19-Y5 Governor George Deukmejian Courthouse | 19-Y5-D5090-100-VFD04 | VARIABLE FREQUENCY DRIVE, SF/4-1B, SROOF, PENTHOUSE 4 ROOM 6201 VFD04 | JOHNSON CONTROLS, INC. | 2124202193 | AYK550-UH-023A-4+K465 | OM00038281 | Y5-VFD-SF/4-1B | PENTHOUSE 4, ROOM 6201, VARIABLE FREQUENCY DRIVE, [Y5-VFD-SF/4-1B] -TAG: 00038281, SN: 2124202193 | [10 empty] | \Classifications\Building System Class\D50-Electrical SYS\D5090 - Elec SYS\Variable Frequency Drive - VFD | 1018840
19-Y5 | 19-Y5 Governor George Deukmejian Courthouse | 19-Y5-D5090-100-VFD05 | VARIABLE FREQUENCY DRIVE, EF/4-1, SROOF, PENTHOUSE 4, ROOM 6201 VFD05 | ABB | 2122200333 | ACH550-VCR-06A9-4 | OM00038280 | Y5-VFD-EF/4-1 | PENTHOUSE 4, ROOM 6201 VARIABLE FREQUENCY DRIVE, [Y5-VFD-EF/4-1] TAG: 00038280, SN: 212220033 | [10 empty] | \Classifications\Building System Class\D50-Electrical SYS\D5090 - Elec SYS\Variable Frequency Drive - VFD | 1018841
19-Y5 | 19-Y5 Governor George Deukmejian Courthouse | 19-Y5-D5090-100-VFD06 | VARIABLE FREQUENCY DRIVE, RF/4-1, SROOF, PENTHOUSE 4, ROOM 6201 VFD06 | ABB | 2122200506 | ACH550-VCR-023A-4 | OM00038282 | Y5-VFD-RF/4-1 | VARIABLE FREQUENCY DRIVE, SROOF, PENTHOUSE 4, ROOM 6201, ASSET TAG: 00038282, SN: 2122200506, [Y5-VFD-RF/4-1] | [10 empty] | \Classifications\Building System Class\D50-Electrical SYS\D5090 - Elec SYS\Variable Frequency Drive - VFD | 1018842
19-Y5 | 19-Y5 Governor George Deukmejian Courthouse | 19-Y5-D5090-100-VFD07 | VARIABLE FREQUENCY DRIVE, SF/4-3, SROOF, PENTHOUSE 4, ROOM 6201 VFD07 | JOHNSON CONTROLS, INC. | 2120802045 | AYK550-UH-045A-4+K465 | OM00038283 | Y5-VFD-SF/4-3 | PENTHOUSE 4, ROOM 6201, VARIABLE FREQUENCY DRIVE [Y5-VFD-SF/4-3] -TAG: 00038283, SN: 2120802045 | [10 empty] | \Classifications\Building System Class\D50-Electrical SYS\D5090 - Elec SYS\Variable Frequency Drive - VFD | 1018843
19-Y5 | 19-Y5 Governor George Deukmejian Courthouse | 19-Y5-D5090-100-VFD08 | VARIABLE FREQUENCY DRIVE, RF/4-2, SROOF, PENTHOUSE 4, ROOM 6201VFD08 | ABB | 2122200549 | ACH550-BCR-023A-4 | OM00038284 | Y5-VFD-RF/4-2 | PENTHOUSE 4, ROOM 6201, VARIABLE FREQUENCY DRIVE, [Y5-VFD-RF/4-2] TAG: 00038284, SN: 2122200549 | [10 empty] | \Classifications\Building System Class\D50-Electrical SYS\D5090 - Elec SYS\Variable Frequency Drive - VFD | 1018844
19-Y5 | 19-Y5 Governor George Deukmejian Courthouse | 19-Y5-D5090-100-VFD09 | VARIABLE FREQUENCY DRIVE, SPF/6-4, SROOF VFD09 | ABB | 2122200363 | ACH550-BCR-08A8-4+B058 | OM00038285 | Y5-VFD-SPF/6-4 | SOUTH ROOF, VARIABLE FREQUENCY DRIVE, [Y5-VFD-SPF/6-4] TAG: 00038285, SN: 2122200363 | [10 empty] | \Classifications\Building System Class\D50-Electrical SYS\D5090 - Elec SYS\Variable Frequency Drive - VFD | 1018845
19-Y5 | 19-Y5 Governor George Deukmejian Courthouse | 19-Y5-D5090-100-VFD10 | VARIABLE FREQUENCY DRIVE, EF/5-1, PENTHOUSE 5, ROOM 6001 VFD10 | ABB | 2122200291 | ACH550-BCR-04A1-4 | OM00038286 | Y5-VFD-EF/5-1 | PENTHOUSE 5, ROOM 6001, VARIABLE FREQUENCY DRIVE, [Y5-VFD-EF/5-1] TAG: 00038286, SN: 2122200291 | [10 empty] | \Classifications\Building System Class\D50-Electrical SYS\D5090 - Elec SYS\Variable Frequency Drive - VFD | 1018846
19-Y5 | 19-Y5 Governor George Deukmejian Courthouse | 19-Y5-D5090-100-VFD11 | VARIABLE FREQUENCY DRIVE, SPF/6-3, PENTHOUSE 5, ROOM 6001 VFD11 | ABB | 2122200351 | ACH550-BCR-08A8-4 | OM00038287 | Y5-VFD-SPF/6-3 | PENTHOUSE 5, ROOM 6001, VARIABLE FREQUENCY DRIVE, [Y5-VFD-SPF/6-3] TAG: 00038287, SN: 2122200351 | [10 empty] | \Classifications\Building System Class\D50-Electrical SYS\D5090 - Elec SYS\Variable Frequency Drive - VFD | 1018847
19-Y5 | 19-Y5 Governor George Deukmejian Courthouse | 19-Y5-D5090-100-VFD12 | VARIABLE FREQUENCY DRIVE, SF/5-2, PENTHOUSE 5, ROOM 6001 VFD12 | JOHNSON CONTROLS, INC. | 2120303185 | AYK550-UH-023A-4+K465 | OM00038288 | Y5-VFD-SF/5-2 | PENTHOUSE 5, ROOM 6001, VARIABLE FREQUENCY DRIVE [Y5-VFD-SF/5-2] TAG: 00038288, SN: 2120303185 | [10 empty] | \Classifications\Building System Class\D50-Electrical SYS\D5090 - Elec SYS\Variable Frequency Drive - VFD | 1018848
19-Y5 | 19-Y5 Governor George Deukmejian Courthouse | 19-Y5-D5090-100-VFD13 | VARIABLE FREQUENCY DRIVE, RF/5-2, PENTHOUSE 5, ROOM 6001 VFD13 | ABB | 212200525 | ACH550-VCR-023A-4 | OM00038308 | Y5-VFD-RF/5-2 | PENTHOUSE 5, ROOM 6001 VARIABLE FREQUENCY DRIVE, [Y5-VFD-RF/5-2] TAG: 00038308, SN: 212200525 | [10 empty] | \Classifications\Building System Class\D50-Electrical SYS\D5090 - Elec SYS\Variable Frequency Drive - VFD | 1018849
19-Y5 | 19-Y5 Governor George Deukmejian Courthouse | 19-Y5-D5090-100-VFD14 | VARIABLE FREQUENCY DRIVE, SF/5-3, PENTHOUSE 5, ROOM 6001 VFD14 | JOHNSON CONTROLS, INC. | 2121002682 | AYK550-UH-023A-4+K465 | OM00038309 | Y5-VFD-SF/5-3 | PENTHOUSE 5, ROOM 6001 VARIABLE FREQUENCY DRIVE, [Y5-VFD-SF/5-3] TAG: 00038309, SN: 2121002682 | [10 empty] | \Classifications\Building System Class\D50-Electrical SYS\D5090 - Elec SYS\Variable Frequency Drive - VFD | 1018850
19-Y5 | 19-Y5 Governor George Deukmejian Courthouse | 19-Y5-D5090-100-VFD15 | VARIABLE FREQUENCY DRIVE, RF/5-1, PENTHOUSE 5, ROOM 6001 VFD15 | ABB | 2122200522 | ACH550-VCR-015-A-4 | OM00038310 | Y5-VFD-RF/5-1 | PENTHOUSE 6, ROOM 6001 VARIABLE FREQUENCY DRIVE, [Y5-VFD-RF/5-1] - TAG: 00038310, SN: 2122200522 | [10 empty] | \Classifications\Building System Class\D50-Electrical SYS\D5090 - Elec SYS\Variable Frequency Drive - VFD | 1018851
19-Y5 | 19-Y5 Governor George Deukmejian Courthouse | 19-Y5-D5090-100-VFD16 | VARIABLE FREQUENCY DRIVE, SF/5-1, PENTHOUSE 5, ROOM 6001 VFD16 | JOHNSON CONTROLS, INC. | 2120303710 | AYK550-UH-059A-4+K465 | OM00038289 | Y5-VFD-SF/5-1 | PENTHOUSE 6, ROOM 6001 VARIABLE FREQUENCY DRIVE, [Y5-VFD-SF/5-1] TAG: 00038289, SN: 2120303710, | [10 empty] | \Classifications\Building System Class\D50-Electrical SYS\D5090 - Elec SYS\Variable Frequency Drive - VFD | 1018852
19-Y5 | 19-Y5 Governor George Deukmejian Courthouse | 19-Y5-D5090-100-VFD17 | VARIABLE FREQUENCY DRIVE, EF/6-1, ATRIUM ROOF FANS VFD17 | ABB | 2122200440 | ACH550-VCR-045-A-4 | OM00038311 | Y5-VFD-EF/6-1 | ATRIUM ROOF FAN, VARIABLE FREQUENCY DRIVE, [Y5-VFD-EF/6-1] TAG: 00038311, SN: 2122200440 | [10 empty] | \Classifications\Building System Class\D50-Electrical SYS\D5090 - Elec SYS\Variable Frequency Drive - VFD | 1018853
19-Y5 | 19-Y5 Governor George Deukmejian Courthouse | 19-Y5-D5090-100-VFD18 | VARIABLE FREQUENCY DRIVE, EF/6-2, ATRIUM ROOF FANS VFD18 | ABB | 2122200422 | ACH550-VCR-045-A-4 | OM00038312 | Y5-VFD-EF/6-2 | ATRIUM ROOF FAN, VARIABLE FREQUENCY DRIVE, [Y5-VFD-EF/6-2] TAG: 00038312, SN: 2122200422 | [10 empty] | \Classifications\Building System Class\D50-Electrical SYS\D5090 - Elec SYS\Variable Frequency Drive - VFD | 1018854
19-Y5 | 19-Y5 Governor George Deukmejian Courthouse | 19-Y5-D5090-100-VFD19 | VARIABLE FREQUENCY DRIVE, EF/6-3, ATRIUM ROOF FANS VFD19 | ABB | 2122200431 | ACH550-VCR-045-A-4 | OM00038290 | Y5-VFD-EF/6-3 | ATRIUM ROOF FAN, VARIABLE FREQUENCY DRIVE, [Y5-VFD-EF/6-3] TAG: 00038290, SN:2122200431 | [10 empty] | \Classifications\Building System Class\D50-Electrical SYS\D5090 - Elec SYS\Variable Frequency Drive - VFD | 1018855
19-Y5 | 19-Y5 Governor George Deukmejian Courthouse | 19-Y5-D5090-100-VFD20 | VARIABLE FREQUENCY DRIVE, SPF/6-9, SROOF, ROOM 6475 VFD20 | ABB | 2122200344 | ACH550-VCR-059A-4 | OM00038291 | Y5-VFD-SPF/6-9 | SOUTH ROOF, ROOM 6475, VARIABLE FREQUENCY DRIVE, [Y5-VFD-SPF/6-9] TAG: 00038291, SN: 2122200344 | [10 empty] | \Classifications\Building System Class\D50-Electrical SYS\D5090 - Elec SYS\Variable Frequency Drive - VFD | 1018856
19-Y5 | 19-Y5 Governor George Deukmejian Courthouse | 19-Y5-D5090-100-VFD21 | VARIABLE FREQUENCY DRIVE, SPF/6-8, SROOF, ROOM 6475 VFD21 | ABB | 2122200331 | ACH550-VCR-059A-4 | OM00038292 | Y5-VFD-SPF/6-8 | SOUTH ROOF, ROOM 6475, VARIABLE FREQUENCY DRIVE, [Y5-VFD-SPF/6-8] TAG: 00038292, SN: 2122200331 | [10 empty] | \Classifications\Building System Class\D50-Electrical SYS\D5090 - Elec SYS\Variable Frequency Drive - VFD | 1018857
19-Y5 | 19-Y5 Governor George Deukmejian Courthouse | 19-Y5-D5090-100-VFD22 | VARIABLE FREQUENCY DRIVE, EF/6-4, SROOF, ROOM 6477 VFD22 | ABB | 2122200319 | ACH550-VCR072A-4 | OM00038293 | Y5-VFD-EF/6-4 | SOUTH ROOF, ROOM 6477, VARIABLE FREQUENCY DRIVE, [Y5-VFD-EF/6-4] TAG: 00038293, SN: 2122200319 | [10 empty] | \Classifications\Building System Class\D50-Electrical SYS\D5090 - Elec SYS\Variable Frequency Drive - VFD | 1018858
19-Y5 | 19-Y5 Governor George Deukmejian Courthouse | 19-Y5-D5090-100-VFD23 | VARIABLE FREQUENCY DRIVE, COOLING TOWER, CT/03, SROOF VFD23 | ABB | 2122200272 | ACH550-BCR-031A-4+B058 | OM00038294 | Y5-VFD-CT/03 | SOUTH ROOF, VARIABLE FREQUENCY DRIVE, COOLING TOWER, [Y5-VFD-CT/03] TAG: 00038294, SN: 2122200272 | [10 empty] | \Classifications\Building System Class\D50-Electrical SYS\D5090 - Elec SYS\Variable Frequency Drive - VFD | 1018859
19-Y5 | 19-Y5 Governor George Deukmejian Courthouse | 19-Y5-D5090-100-VFD24 | VARIABLE FREQUENCY DRIVE, COOLING TOWER, CT/02, SROOF VFD24 | ABB | 2122200305 | ACH550-BCR-031A-4+B058 | OM00038295 | Y5-VFD-CT/02 | SOUTH ROOF, VARIABLE FREQUENCY DRIVE, COOLING TOWER, [Y5-VFD-CT/02] TAG: 00038295, SN: 2122200305 | [10 empty] | \Classifications\Building System Class\D50-Electrical SYS\D5090 - Elec SYS\Variable Frequency Drive - VFD | 1018860
19-Y5 | 19-Y5 Governor George Deukmejian Courthouse | 19-Y5-D5090-100-VFD25 | VARIABLE FREQUENCY DRIVE, SPF/6-7, SROOF, ROOM 6077 VFD25 | ABB | 2122103995 | ACH550-BCR-097A-4 | OM00038297 | Y5-VFD-SPF/6-7 | SOUTH ROOF, VARIABLE FREQUENCY DRIVE, [Y5-VFD-SPF/6-7] TAG: 00038297, SN: 2122103995 | [10 empty] | \Classifications\Building System Class\D50-Electrical SYS\D5090 - Elec SYS\Variable Frequency Drive - VFD | 1018861
19-Y5 | 19-Y5 Governor George Deukmejian Courthouse | 19-Y5-D5090-100-VFD26 | VARIABLE FREQUENCY DRIVE, VFD/8-02SA, S/E ROOF, ROOM 3950 VFD26 | JOHNSON CONTROLS, INC. | 2131602043 | AYK550-UH-023A-4+K465 | OM00038298 | Y5-VFD/8-02SA | SOUTH EAST ROOF, VARIABLE FREQUENCY DRIVE, [Y5-VFD/8-02SA] TAG: 00038298, SN: 2131602043 | [10 empty] | \Classifications\Building System Class\D50-Electrical SYS\D5090 - Elec SYS\Variable Frequency Drive - VFD | 1018862
19-Y5 | 19-Y5 Governor George Deukmejian Courthouse | 19-Y5-D5090-100-VFD27 | VARIABLE FREQUENCY DRIVE, VFD/8-01SA, S/E ROOF, ROOM 3950 VFD27 | JOHNSON CONTROLS, INC. | 2121400779 | AYK550-UH-023A-4+K465 | OM00038299 | Y5-VFD/8-01SA | SOUTH EAST ROOF, VARIABLE FREQUENCY DRIVE, [Y5-VFD/8-01SA] TAG: 00038299, SN: 2121400779 | [10 empty] | \Classifications\Building System Class\D50-Electrical SYS\D5090 - Elec SYS\Variable Frequency Drive - VFD | 1018863
19-Y5 | 19-Y5 Governor George Deukmejian Courthouse | 19-Y5-D5090-100-VFD28 | VARIABLE FREQUENCY DRIVE, VFD/8-02RA, S/E ROOF VFD28 | JOHNSON CONTROLS, INC. | 2120801606 | AYK550-UH-023A-4+K465 | OM00038300 | Y5-VFD/8-02RA | SOUTH EAST ROOF, VARIABLE FREQUENCY DRIVE, [Y5-VFD-8/02RA] TAG: 00038300, SN: 2120801606 | [10 empty] | \Classifications\Building System Class\D50-Electrical SYS\D5090 - Elec SYS\Variable Frequency Drive - VFD | 1018864
19-Y5 | 19-Y5 Governor George Deukmejian Courthouse | 19-Y5-D5090-100-VFD29 | VARIABLE FREQUENCY DRIVE, VFD-SF/1-2, PENTHOUSE 1 VFD29 | JOHNSON CONTROLS, INC. | 2120802051 | AYK550-UH-045A-4+K465 | OM00038257 | Y5-VFD-SF/1-2 | ROOF, PENTHOUSE 1, VARIABLE FREQUENCY DRIVE, [Y5-VFD-SF/1-2] TAG: 00038257, SN: 2120802051 | [10 empty] | \Classifications\Building System Class\D50-Electrical SYS\D5090 - Elec SYS\Variable Frequency Drive - VFD | 1018865
19-Y5 | 19-Y5 Governor George Deukmejian Courthouse | 19-Y5-D5090-100-VFD30 | VARIABLE FREQUENCY DRIVE, COOLING TOWER, CT/01, SROOF VFD30 | JOHNSON CONTROLS, INC. | 2122200328 | ACH550-BCR-031A-4+B058 | OM00038296 | Y5-VFD-CT/01 | SOUTH ROOF, VARIABLE FREQUENCY DRIVE, COOLING TOWER, [Y5-VFD-CT/01] TAG: 00038296, SN: 2122200328 | [10 empty] | \Classifications\Building System Class\D50-Electrical SYS\D5090 - Elec SYS\Variable Frequency Drive - VFD | 1018866
19-Y5 | 19-Y5 Governor George Deukmejian Courthouse | 19-Y5-D5090-100-VFD31 | VARIABLE FREQUENCY DRIVE, VFD-SF/6-6, PENTHOUSE 1 VFD31 | ABB | 2122200404 | ACH550-VCR-012A-4 | OM00038259 | Y5-VFD-SF/6-6 | ROOF, PENTHOUSE 1, VARIABLE FREQUENCY DRIVE, [Y5-VFD-SF/6-6] TAG: 00038259, SN: 2122200404 | [10 empty] | \Classifications\Building System Class\D50-Electrical SYS\D5090 - Elec SYS\Variable Frequency Drive - VFD | 1018867
19-Y5 | 19-Y5 Governor George Deukmejian Courthouse | 19-Y5-D5090-100-VFD32 | VARIABLE FREQUENCY DRIVE, VFD-RF/1-2, PENTHOUSE 1 VFD32 | ABB | 2122200533 | ACH550-VCR-012A-4 | OM00038258 | Y5-VFD-RF/1-2 | ROOF, PENTHOUSE 1, VARIABLE FREQUENCY DRIVE, [Y5-VFD-RF/1-2] TAG: 00038258, SN: 2122200533 | [10 empty] | \Classifications\Building System Class\D50-Electrical SYS\D5090 - Elec SYS\Variable Frequency Drive - VFD | 1018868
19-Y5 | 19-Y5 Governor George Deukmejian Courthouse | 19-Y5-D5090-100-VFD33 | VARIABLE FREQUENCY DRIVE, VFD-EF/1-1, PENTHOUSE 1 VFD33 | ABB | 2122200322 | ACH550-VCR-06A9-4 | OM00038256 | Y5-VFD-EF/1-1 | ROOF, PENTHOUSE 1, VARIABLE FREQUENCY DRIVE, [Y5-VFD-EF/1-1] TAG: 00038256, SN: 2122200322 | [10 empty] | \Classifications\Building System Class\D50-Electrical SYS\D5090 - Elec SYS\Variable Frequency Drive - VFD | 1018869
19-Y5 | 19-Y5 Governor George Deukmejian Courthouse | 19-Y5-D5090-100-VFD34 | VARIABLE FREQUENCY DRIVE, VFD-SF/1-1, PENTHOUSE 1 VFD34 | JOHNSON CONTROLS, INC. | 2120900822 | AYK550-UH-059A-4+K465 | OM00038255 | Y5-VFD-SF/1-1 | ROOF, PENTHOUSE 1, VARIABLE FREQUENCY DRIVE, [Y5-VFD-SF/1-1] TAG: 0038255, SN: 2120900822 | [10 empty] | \Classifications\Building System Class\D50-Electrical SYS\D5090 - Elec SYS\Variable Frequency Drive - VFD | 1018870
19-Y5 | 19-Y5 Governor George Deukmejian Courthouse | 19-Y5-D5090-100-VFD35 | VARIABLE FREQUENCY DRIVE, VFD-RF/1-1, PENTHOUSE 1 VFD35 | ABB | 2122200492 | ACH550-VCR-023A-4 | OM00038260 | Y5-VFD-RF/1-1 | ROOF, PENTHOUSE 1, VARIABLE FREQUENCY DRIVE, [Y5-VFD-RF/1-1] TAG: 00038260, SN: 2122200492 | [10 empty] | \Classifications\Building System Class\D50-Electrical SYS\D5090 - Elec SYS\Variable Frequency Drive - VFD | 1018871
19-Y5 | 19-Y5 Governor George Deukmejian Courthouse | 19-Y5-D5090-100-VFD36 | VARIABLE FREQUENCY DRIVE, VFD-SPF/6-5, PENTHOUSE 1 VFD36 | ABB | 2122200230 | ACH550-VCR-023A-4 | OM00038261 | Y5-VFD-SPF/6-5 | ROOF, PENTHOUSE 1, VARIABLE FREQUENCY DRIVE, [Y5-VFD-SPF/6-5] TAG: 00038261, SN: 2122200230 | [10 empty] | \Classifications\Building System Class\D50-Electrical SYS\D5090 - Elec SYS\Variable Frequency Drive - VFD | 1018872
19-Y5 | 19-Y5 Governor George Deukmejian Courthouse | 19-Y5-D5090-100-VFD37 | VARIABLE FREQUENCY DRIVE, VFD-RF/2-1, SOUTH ROOF, ASSET VFD37 | ABB | 2122200476 | ACH550-VCR-015A-4 | OM00038262 | Y5-VFD-RF/2-1 | SOUTH ROOF, VARIABLE FREQUENCY DRIVE, [Y5-VFD-RF/2-1] TAG: 00038262, SN: 2122200476 | [10 empty] | \Classifications\Building System Class\D50-Electrical SYS\D5090 - Elec SYS\Variable Frequency Drive - VFD | 1018873
19-Y5 | 19-Y5 Governor George Deukmejian Courthouse | 19-Y5-D5090-100-VFD38 | VARIABLE FREQUENCY DRIVE, VFD-RF/2-2, PENTHOUSE 2, ROOM 6601 VFD38 | ABB | 2122200513 | ACH550-VCR-023A-4 | OM00038263 | Y5-VFD-RF/2-2 | PENTHOUSE 2, ROOM 6601, VARIABLE FREQUENCY DRIVE, [Y5-VFD-RF/2-2] TAG: 00038263, SN: 2122200513 | [10 empty] | \Classifications\Building System Class\D50-Electrical SYS\D5090 - Elec SYS\Variable Frequency Drive - VFD | 1018874
19-Y5 | 19-Y5 Governor George Deukmejian Courthouse | 19-Y5-D5090-100-VFD39 | VARIABLE FREQUENCY DRIVE, VFD-SF/2-2, PENTHOUSE 2 VFD39 | JOHNSON CONTROLS, INC. | 2121803512 | AYK550-UH-03A-4+K465 | OM00038264 | Y5-VFD-SF/2-2 | PENTHOUSE 2, ROOM 6601, VARIABLE FREQUENCY DRIVE, [Y5-VFD-SF/2-2] TAG: 00038264, SN: 2121803512 | [10 empty] | \Classifications\Building System Class\D50-Electrical SYS\D5090 - Elec SYS\Variable Frequency Drive - VFD | 1018875
19-Y5 | 19-Y5 Governor George Deukmejian Courthouse | 19-Y5-D5090-100-VFD40 | VARIABLE FREQUENCY DRIVE, VFD-EF/2-3, PENTHOUSE 2, ROOM 6601 VFD40 | ABB | 2122200308 | ACH550-VCR-06A9-4 | OM00038301 | Y5-VFD-SF/2-3 | PENTHOUSE 2, ROOM 6601, VARIABLE FREQUENCY DRIVE, [Y5-VFD-EF/2-3] TAG: 00038301, SN: 2122200308 | [10 empty] | \Classifications\Building System Class\D50-Electrical SYS\D5090 - Elec SYS\Variable Frequency Drive - VFD | 1018876
19-Y5 | 19-Y5 Governor George Deukmejian Courthouse | 19-Y5-D5090-100-VFD41 | VARIABLE FREQUENCY DRIVE, VFD-SF/2-1 VFD41 | JOHNSON CONTROLS, INC. | 2121802546 | AYK550-UH-03A-4+R465 | OM00038302 | Y5-VFD-SF/2-1 | PENTHOUSE 2, ROOM 6601, VARIABLE FREQUENCY DRIVE, [Y5-VFD-SF/2-1] TAG: 00038302, SN: 2121802546 | [10 empty] | \Classifications\Building System Class\D50-Electrical SYS\D5090 - Elec SYS\Variable Frequency Drive - VFD | 1018877
19-Y5 | 19-Y5 Governor George Deukmejian Courthouse | 19-Y5-D5090-100-VFD42 | VARIABLE FREQUENCY DRIVE, VFD-EF/2-2, SROOF VFD42 | ABB | 212200247 | ACH550-VCR-08A8-4+B058 | OM00038303 | Y5-VFD-EF/2-2 | SOUTH ROOF, VARIABLE FREQUENCY DRIVE, [Y5-VFD-EF/2-2] TAG: 00038303, SN: 212200247 | [10 empty] | \Classifications\Building System Class\D50-Electrical SYS\D5090 - Elec SYS\Variable Frequency Drive - VFD | 1018878
19-Y5 | 19-Y5 Governor George Deukmejian Courthouse | 19-Y5-D5090-100-VFD43 | VARIABLE FREQUENCY DRIVE, VFD-SF/3-3, PENTHOUSE 3, ROOM 6401 VFD43 | JOHNSON CONTROLS, INC. | 2120802050 | AYK550-UH-045A-4+K965 | OM00038304 | Y5-VFD-SF/3-3 | PENTHOUSE 3, ROOM 6401, VARIABLE FREQUENCY DRIVE, [Y5-VFD-SF/3-3] TAG: 00038304, SN: 2120802050 | [10 empty] | \Classifications\Building System Class\D50-Electrical SYS\D5090 - Elec SYS\Variable Frequency Drive - VFD | 1018879
19-Y5 | 19-Y5 Governor George Deukmejian Courthouse | 19-Y5-D5090-100-VFD44 | VARIABLE FREQUENCY DRIVE, VFD-SF/3-2, PENTHOUSE 3, ROOM 6401 VFD44 | JOHNSON CONTROLS, INC. | 2122000672 | AYK500-UH-03A-4+K465 | OM00038305 | Y5-VFD-SF/3-2 | PENTHOUSE 3, ROOM 6401, VARIABLE FREQUENCY DRIVE, [Y5-VFD-SF/3-2] TAG: 00038305, SN: 2122000672 | [10 empty] | \Classifications\Building System Class\D50-Electrical SYS\D5090 - Elec SYS\Variable Frequency Drive - VFD | 1018882
19-Y5 | 19-Y5 Governor George Deukmejian Courthouse | 19-Y5-D5090-100-VFD45 | VARIABLE FREQUENCY DRIVE, VFD-RF/3-2, PENTHOUSE 3, ROOM 6401 VFD45 | ABB | 2122200509 | ACH550-VCR-015-A-4 | OM00038306 | Y5-VFD-RF/3-2 | PENTHOUSE 3, ROOM 6401, VARIABLE FREQUENCY DRIVE [Y5-VFD-RF/3-2] - TAG: 00038306, SN: 2122200509 | [10 empty] | \Classifications\Building System Class\D50-Electrical SYS\D5090 - Elec SYS\Variable Frequency Drive - VFD | 1018883
19-Y5 | 19-Y5 Governor George Deukmejian Courthouse | 19-Y5-D5090-100-VFD47 | VARIABLE FREQUENCY DRIVE, VFD/8-1RA S/E ROOF VFD47 | JOHNSON CONTROLS, INC. | 2120703751 | AYK550-UH-012A-4+K465 | OM00038337 | Y5-VFD/8-01RA | SOUTH EAST ROOF ROOM 3450, VARIABLE FREQUENCY DRIVE, [Y5-VFD/8-01RA] TAG: 00038337, SN: 2120703751 | [10 empty] | \Classifications\Building System Class\D50-Electrical SYS\D5090 - Elec SYS\Variable Frequency Drive - VFD | 1018884
19-Y5 | 19-Y5 Governor George Deukmejian Courthouse | 19-Y5-D5090-100-VFD48 | VARIABLE FREQUENCY DRIVE, VFD-EF/B-13, S/E ROOF, ROOM 3950 VFD48 | ABB | 2122200443 | ACH550-VCR-012A-4 | OM00038338 | Y5-VFD-EF/B-13 | SOUTH EAST ROOF ROOM 3450, VARIABLE FREQUENCY DRIVE, [Y5-VFD-EF/B-13] TAG: 00038338, SN: 2122200443 | [10 empty] | \Classifications\Building System Class\D50-Electrical SYS\D5090 - Elec SYS\Variable Frequency Drive - VFD | 1018885
19-Y5 | 19-Y5 Governor George Deukmejian Courthouse | 19-Y5-D5090-100-VFD49 | VARIABLE FREQUENCY DRIVE, VFD-SPF/06, N.BUILDING, 4TH FLOOR, ROOM 4288 VFD49 | JOHNSON CONTROLS, INC. | 2120803662 | AYK550-UH-072A-4+K465 | OM00038339 | Y5-VFD-SPF/06 | NORTH BUILDING 4TH FLOOR, ROOM 4288, VARIABLE FREQUENCY DRIVE, [Y5-VFD-SPF/06] TAG: 00038339, SN: 2120803662 | [10 empty] | \Classifications\Building System Class\D50-Electrical SYS\D5090 - Elec SYS\Variable Frequency Drive - VFD | 1018886
19-Y5 | 19-Y5 Governor George Deukmejian Courthouse | 19-Y5-D5090-100-VFD50 | VARIABLE FREQUENCY DRIVE, VFD-SPF/07, N. BUILDING, ROOM 4388 VFD50 | JOHNSON CONTROLS, INC. | 2120702398 | AYK550-UH-075A-4+K465 | OM00038340 | Y5-VFD-SPF/07 | NORTH BUILDING 4TH FLOOR, ROOM 4288, VARIABLE FREQUENCY DRIVE, [Y5-VFD-SPF/07] TAG: 00038340, SN: 2120702398 | [10 empty] | \Classifications\Building System Class\D50-Electrical SYS\D5090 - Elec SYS\Variable Frequency Drive - VFD | 1018887
19-Y5 | 19-Y5 Governor George Deukmejian Courthouse | 19-Y5-D5090-100-VFD51 | VARIABLE FREQUENCY DRIVE, VFD-SPF/6-1, NORTH ROOF VFD51 | ABB | 2122200389 | ACH550-VCR-08A8-4 | OM00038341 | Y5-VFD-SPF/6-1 | NORTH ROOF, VARIABLE FREQUENCY DRIVE, [Y5-VFD-SPF/6-1] | [10 empty] | \Classifications\Building System Class\D50-Electrical SYS\D5090 - Elec SYS\Variable Frequency Drive - VFD | 1018888
19-Y5 | 19-Y5 Governor George Deukmejian Courthouse | 19-Y5-D5090-100-VFD52 | VARIABLE FREQUENCY DRIVE, VFD-EF/7-2, NORTH ROOF VFD52 | ABB | 2122200557 | ACH550-VCR-023A-4 | OM00038342 | Y5-VFD-EF/7-2 | NORTH ROOF, VARIABLE FREQUENCY DRIVE, [Y5-VFD-EF/7-2] | [10 empty] | \Classifications\Building System Class\D50-Electrical SYS\D5090 - Elec SYS\Variable Frequency Drive - VFD | 1018889
19-Y5 | 19-Y5 Governor George Deukmejian Courthouse | 19-Y5-D5090-100-VFD53 | VARIABLE FREQUENCY DRIVE, VFD-EF/7-1, NORTH ROOF VFD53 | ABB | 2122200471 | ACH550-VCR-031A-4 | OM00038343 | Y5-VFD-EF/7-1 | NORTH ROOF, VARIABLE FREQUENCY DRIVE, [Y5-VFD-EF/7-1] TAG: 00038343, SN: 2122200471 | [10 empty] | \Classifications\Building System Class\D50-Electrical SYS\D5090 - Elec SYS\Variable Frequency Drive - VFD | 1018890
19-Y5 | 19-Y5 Governor George Deukmejian Courthouse | 19-Y5-D5090-100-VFD54 | VARIABLE FREQUENCY DRIVE, VFD-SPF/6-2, NORTH ROOF VFD54 | ABB | 2122200350 | ACH550-BCR-08A8-4+B058 | OM00038344 | Y5-VFD-SPF/6-2 | NORTH ROOF, VARIABLE FREQUENCY DRIVE, [Y5-VFD-SPF/6-2] TAG: 00038344, SN: 2122200350 | [10 empty] | \Classifications\Building System Class\D50-Electrical SYS\D5090 - Elec SYS\Variable Frequency Drive - VFD | 1018891
19-Y5 | 19-Y5 Governor George Deukmejian Courthouse | 19-Y5-D3031-210-CDR13 | CONDENSING UNIT, CU EL2, S/W ROOF CDR13 | CARRIER | 4511X91132 | 38HDR048-321 | OM00038391 | Y5-CU/EL2 | S/W ROOF, CONDENSING UNIT, [Y5-CU/EL2] - TAG: 00038391, SN: 4511X91132 | [10 empty] | \Classifications\Building System Class\D30-HVAC Systems\D3030 - Cooling SYS\Condensing Unit, Air Cooled - CDR | 1018892
19-Y5 | 19-Y5 Governor George Deukmejian Courthouse | 19-Y5-D3031-210-CDR14 | CONDENSING UNIT, CU EL11, S/E ROOF CDR14 | CARRIER | 3112U34694 | 38AUZB25A0C6A0A0A | OM00038392 | Y5-CU/EL11 | S/E ROOF, CONDENSING UNIT, [Y5-CU/EL11] - TAG: 00038392, SN: 3112U34694 | [10 empty] | \Classifications\Building System Class\D30-HVAC Systems\D3030 - Cooling SYS\Condensing Unit, Air Cooled - CDR | 1018893
19-Y5 | 19-Y5 Governor George Deukmejian Courthouse | 19-Y5-D5090-100-VFD57 | VARIABLE FREQUENCY DRIVE, VFD-HWP/01, BOILER ROOM VFD57 | ABB | 2122200484 | ACH550-VCR-023A-4 | OM00038345 | Y5-VFD-HWP/01 | BOILER ROOM, VARIABLE FREQUENCY DRIVE, [Y5-VFD-HWP/01] TAG: 00038345, SN: 2122200484 | [10 empty] | \Classifications\Building System Class\D50-Electrical SYS\D5090 - Elec SYS\Variable Frequency Drive - VFD | 1018894
19-Y5 | 19-Y5 Governor George Deukmejian Courthouse | 19-Y5-D5090-100-VFD58 | VARIABLE FREQUENCY DRIVE, VFD-HWP/02 VFD58 | ABB | 2122200574 | ACH550-VCR-023A-4 | OM00038346 | Y5-VFD-HWP/02 | BOILER ROOM, VARIABLE FREQUENCY DRIVE, [Y5-VFD-HWP/02] - TAG: 00038346, SN: 2122200574 | [10 empty] | \Classifications\Building System Class\D50-Electrical SYS\D5090 - Elec SYS\Variable Frequency Drive - VFD | 1018895
19-Y5 | 19-Y5 Governor George Deukmejian Courthouse | 19-Y5-D5090-100-VFD59 | VARIABLE FREQUENCY DRIVE, VFD-BF/01, BOILER ROOM VFD59 | ABB | G1117C3573 | ACS320-03U04A1-4 | OM00038347 | Y5-VFD-BF/01 | BOILER ROOM, VARIABLE FREQUENCY DRIVE, [Y5-VFD-BF/01] - TAG: 00038347, SN: G1117C3573 | [10 empty] | \Classifications\Building System Class\D50-Electrical SYS\D5090 - Elec SYS\Variable Frequency Drive - VFD | 1018896
19-Y5 | 19-Y5 Governor George Deukmejian Courthouse | 19-Y5-D5090-100-VFD60 | VARIABLE FREQUENCY DRIVE, VFD-SHWP/01, CHILLER ROOM VFD60 | ABB | 2122200365 | ACH550-VCR-059A-4 | OM00038348 | Y5-VFD-SCHWP/01 | CHILLER ROOM, VARIABLE FREQUENCY DRIVE, [Y5-VFD-SCHWP/01] - TAG: 00038348, SN: 2122200365 | [10 empty] | \Classifications\Building System Class\D50-Electrical SYS\D5090 - Elec SYS\Variable Frequency Drive - VFD | 1018897
19-Y5 | 19-Y5 Governor George Deukmejian Courthouse | 19-Y5-D5090-100-VFD61 | VARIABLE FREQUENCY DRIVE, VFD-CWP/03, CHILLER ROOM VFD61 | ABB | 2122200312 | ACH550-VCR-072A-4 | OM00038349 | Y5-VFD-CWP/03 | CHILLER ROOM, VARIABLE FREQUENCY DRIVE, [Y5-VFD-CWP/03] TAG: 00038349, SN: 2122200312 | [10 empty] | \Classifications\Building System Class\D50-Electrical SYS\D5090 - Elec SYS\Variable Frequency Drive - VFD | 1018898
19-Y5 | 19-Y5 Governor George Deukmejian Courthouse | 19-Y5-D5090-100-VFD62 | VARIABLE FREQUENCY DRIVE, VFD-CWP/02, CHILLER ROOM VFD62 | ABB | 2122200302 | ACH550-VCR-072A-4 | OM00038350 | Y5-VFD-CWP/02 | CHILLER ROOM, VARIABLE FREQUENCY DRIVE, [Y5-VFD-CWP/02] - TAG: 00038350, SN: 2122200302 | [10 empty] | \Classifications\Building System Class\D50-Electrical SYS\D5090 - Elec SYS\Variable Frequency Drive - VFD | 1018899
19-Y5 | 19-Y5 Governor George Deukmejian Courthouse | 19-Y5-D5090-100-VFD63 | VARIABLE FREQUENCY DRIVE, VFD-CWP/01, CHILLER ROOM VFD63 | ABB | 2122200286 | ACH550-VCR-072A-4 | OM00038351 | Y5-VFD-CWP/01 | CHILLER ROOM, VARIABLE FREQUENCY DRIVE, [Y5-VFD-CWP/01] TAG: 00038351, SN: 2122200286 | [10 empty] | \Classifications\Building System Class\D50-Electrical SYS\D5090 - Elec SYS\Variable Frequency Drive - VFD | 1018900
19-Y5 | 19-Y5 Governor George Deukmejian Courthouse | 19-Y5-D5090-100-VFD64 | VARIABLE FREQUENCY DRIVE, VFD-SCHFWP/03, CHILLER ROOM VFD64 | ABB | 2122200373 | ACH550-VCR-059A-4 | OM00038352 | Y5-VFD-SCHWP/03 | CHILLER ROOM, VARIABLE FREQUENCY DRIVE, [Y5-VFD-SCHWP/03] - TAG: 00038352, SN: 21222200373 | [10 empty] | \Classifications\Building System Class\D50-Electrical SYS\D5090 - Elec SYS\Variable Frequency Drive - VFD | 1018901
19-Y5 | 19-Y5 Governor George Deukmejian Courthouse | 19-Y5-D5090-100-VFD65 | VARIABLE FREQUENCY DRIVE, VFD-SCHWP/02, CHILLER ROOM VFD65 | ABB | 2122200358 | ACH550-VCR-059A-4 | OM00038353 | Y5-VFD-SCHWP/02 | CHILLER ROOM, VARIABLE FREQUENCY DRIVE, [Y5-VFD-SCHWP/02] - TAG: 00038353, SN: 2122200358 | [10 empty] | \Classifications\Building System Class\D50-Electrical SYS\D5090 - Elec SYS\Variable Frequency Drive - VFD | 1018902
19-Y5 | 19-Y5 Governor George Deukmejian Courthouse | 19-Y5-D5090-100-VFD66 | VARIABLE FREQUENCY DRIVE, VFD-HRP/01, CHILLER ROOM - VFD66 | ABB | 2122200367 | ACH550-VCR-08A8-4 | OM00038354 | Y5-VFD-HRP/01 | CHILLER ROOM, VARIABLE FREQUENCY DRIVE, [Y5-VFD-HRP/01] - TAG: 00038354, SN: 2122200367 | [10 empty] | \Classifications\Building System Class\D50-Electrical SYS\D5090 - Elec SYS\Variable Frequency Drive - VFD | 1018903
19-Y5 | 19-Y5 Governor George Deukmejian Courthouse | 19-Y5-D5090-100-VFD67 | VARIABLE FREQUENCY DRIVE, VFD-HRP/02, CHILLER ROOM, ASSET TAG: 00038355, SN: 2122200379, MODEL: ACH550-VCR-08A8-4, MFG: ABB | ABB | 2122200379 | ACH550-VCR-08A8-4 | OM00038355 | Y5-VFD-HRP/02 | CHILLER ROOM, VARIABLE FREQUENCY DRIVE, [Y5-VFD-HRP/02] - TAG: 00038355, SN: 2122200379 | [10 empty] | \Classifications\Building System Class\D50-Electrical SYS\D5090 - Elec SYS\Variable Frequency Drive - VFD | 1018904
19-Y5 | 19-Y5 Governor George Deukmejian Courthouse | 19-Y5-D5090-100-VFD68 | VARIABLE FREQUENCY DRIVE, VFD-CHP/1-2, CHILLER ROOM VFD68 | ABB | 2122200401 | ACH550-VCR-038A-4 | OM00038357 | Y5-VFD-CHP/1-2 | CHILLER ROOM, VARIABLE FREQUENCY DRIVE, [Y5-VFD-CHP/1-2] -TAG: 00038357, SN: 2122200401 | [10 empty] | \Classifications\Building System Class\D50-Electrical SYS\D5090 - Elec SYS\Variable Frequency Drive - VFD | 1018905
19-Y5 | 19-Y5 Governor George Deukmejian Courthouse | 19-Y5-D5090-100-VFD69 | VARIABLE FREQUENCY DRIVE, VFD-CHP/1-1, CHILLER ROOM VFD69 | ABB | 2122200385 | ACH550-VCR-038A-4 | OM00038358 | Y5-VFD-CHP/1-1 | CHILLER ROOM, VARIABLE FREQUENCY DRIVE, [Y5-VFD-CHP/1-1] - TAG: 00038358, SN: 2122200385 | [10 empty] | \Classifications\Building System Class\D50-Electrical SYS\D5090 - Elec SYS\Variable Frequency Drive - VFD | 1018906
19-Y5 | 19-Y5 Governor George Deukmejian Courthouse | 19-Y5-D5090-100-VFD70 | VARIABLE FREQUENCY DRIVE, VFD-SPF/B-1, BASEMENT ROOM 600 VFD70 | JOHNSON CONTROLS, INC. | 2120303325 | AYK550-UH-03A-4+K465 | OM00038359 | Y5-VFD-SPF/B-1 | BASEMENT ROOM 600, VARIABLE FREQUENCY DRIVE, [Y5-VFD-SPF/B-1] - TAG: 00038359, SN :2120303325 | [10 empty] | \Classifications\Building System Class\D50-Electrical SYS\D5090 - Elec SYS\Variable Frequency Drive - VFD | 1018907
19-Y5 | 19-Y5 Governor George Deukmejian Courthouse | 19-Y5-D5090-100-VFD71 | VARIABLE FREQUENCY DRIVE, VFD-EF/B-3, JUDGE'S PARKING GARAGE VFD91 | ABB | 2122200391 | ACH550-VCR-038A-4 | OM00038360 | Y5-VFD-EF/B-3 | BASEMENT, JUDGE'S PARKING GARAGE, VARIABLE FREQUENCY DRIVE, [Y5-VFD-EF/B-3] - TAG: 00038360, SN: 2122200391 | [10 empty] | \Classifications\Building System Class\D50-Electrical SYS\D5090 - Elec SYS\Variable Frequency Drive - VFD | 1018908
19-Y5 | 19-Y5 Governor George Deukmejian Courthouse | 19-Y5-D5090-100-VFD72 | VARIABLE FREQUENCY DRIVE, VFD-EF/B-2, JUDGE'S PARKING GARAGE VFD72 | ABB | 2122200423 | ACH550-VCR-012A-4 | OM00038361 | Y5-VFD-EF/B-2 | BASEMENT, JUDGE'S PARKING GARAGE, VARIABLE FREQUENCY DRIVE, [Y5-VFD-EF/B-2] TAG: 00038361, SN: 2122200423 | [10 empty] | \Classifications\Building System Class\D50-Electrical SYS\D5090 - Elec SYS\Variable Frequency Drive - VFD | 1018909
19-Y5 | 19-Y5 Governor George Deukmejian Courthouse | 19-Y5-D5090-100-VFD73 | VARIABLE FREQUENCY DRIVE, VFD-EF/B-1, JUDGE'S PARKING GARAGE VFD73 | ABB | 2122200414 | ACH550-VCR-012A-4 | OM00038362 | Y5-VFD-EF/B-1 | JUDGE'S PARKING GARAGE, VARIABLE FREQUENCY DRIVE, [Y5-VFD-EF/B-1] TAG: 00038362, SN: 2122200414 | [10 empty] | \Classifications\Building System Class\D50-Electrical SYS\D5090 - Elec SYS\Variable Frequency Drive - VFD | 1018910
19-Y5 | 19-Y5 Governor George Deukmejian Courthouse | 19-Y5-D5090-100-VFD74 | VARIABLE FREQUENCY DRIVE, VFD-SF/B-2, BASEMENT ROOM 150 VFD74 | JOHNSON CONTROLS, INC. | 2131402362 | AYK550-UH015A-4+K465 | OM00038363 | Y5-VFD-SF/B-2 | BASEMENT ROOM 150, VARIABLE FREQUENCY DRIVE [Y5-VFD-SF/B-2] TAG: 00038363, SN: 2131402362 | [10 empty] | \Classifications\Building System Class\D50-Electrical SYS\D5090 - Elec SYS\Variable Frequency Drive - VFD | 1018911
19-Y5 | 19-Y5 Governor George Deukmejian Courthouse | 19-Y5-B2034-400-DOH04 | OVERHEAD ROLLUP DOOR, LOADING DOCK DOH04 | MCKEON | SGHO-05011ESR-C00J57 | SGH5011ESR | OM00038366 | Y5-DOH/04 | LOADING DOCK, OVER HEAD ROLLUP DOOR, [Y5-DOH/04] - AG: 00038366, SN: GH0-05011ESR-C00J57 | [10 empty] | \Classifications\Building System Class\B20-General Building Exterior\B2030 - Exterior Doors\Door,Overhead-Shutter,Manual,Elec,Roll-up - DOH | 1018912
19-Y5 | 19-Y5 Governor George Deukmejian Courthouse | 19-Y5-B2034-400-DOH05 | OVERHEAD ROLLUP DOOR, LOADING DOCK, ASSET TAG: 00038367, SN: GH0-05011ESR-C00346, MODEL: SGH5011ESR, MFG: MCKEON | MCKEON | SGHO-05011ESR-C00346 | SGH5011ESR | OM00038367 | Y5-DOH/05 | LOADING DOCK, OVER HEAD ROLLUP DOOR, [Y5-DOH/05] | [10 empty] | \Classifications\Building System Class\B20-General Building Exterior\B2030 - Exterior Doors\Door,Overhead-Shutter,Manual,Elec,Roll-up - DOH | 1018913
19-Y5 | 19-Y5 Governor George Deukmejian Courthouse | 19-Y5-B2033-120-DOR01 | LOADING DOCK ENTRANCE GATE - DOR01 | HY SECURITY | 132910-1321-883 | 222X1ST | OM00038366 | Y5-DOR/01 | LOADING DOCK ENTRANCE GATE, [Y5-DOR/01] - TAG: 00038366, SN: 132910-1321-883 | [10 empty] | \Classifications\Building System Class\B20-General Building Exterior\B2030 - Exterior Doors\Door,Automatic-Sliding,Revolving - DOR | 1018914
19-Y5 | 19-Y5 Governor George Deukmejian Courthouse | 19-Y5-G2023-150-PEG03 | BASEMENT ENTRANCE SWING GATES PEG03 | HY SECURITY | 726262-1318-642 | HRG220-CST | OM00038389 | Y5-PEG/03 | BASEMENT ENTRANCE SWING GATES, [Y5-PEG/03] TAG: 00038389, SN: 726262-1318642 | [10 empty] | \Classifications\Building System Class\G20-Other Systems\G2020 - Parking Lots\Secured Parking Gate - PEG | 1018915
19-Y5 | 19-Y5 Governor George Deukmejian Courthouse | 19-Y5-D5090-100-VFD46 | VARIABLE FREQUENCY DRIVE, VFD-EF/3-1, ROOM 6401 VFD46 | ABB | 2122200345 | ACH550-VCR-06A9-4 | OM00038307 | Y5-VFD-EF/3-1 | PENTHOUSE 3, ROOM 6401, VARIABLE FREQUENCY DRIVE, [Y5-VFD-EF/3-1] ASSET TAG: 2122200345, SN: 2122200345 | [10 empty] | \Classifications\Building System Class\D50-Electrical SYS\D5090 - Elec SYS\Variable Frequency Drive - VFD | 1018916
19-Y5 | 19-Y5 Governor George Deukmejian Courthouse | 19-Y5-D5090-100-VFD55 | Variable Freq Drives VFD55 | JOHNSON CONTROLS | 2120802015 | AYK550-UH-045A-4TK465 | OM00038408 |  | SROOF, AHU 1-3 SF VFD, ASSET TAG: OM00038408, SN: 2120802015 | NA | NA | NA | NA | DNA | DNA | NA | DNA | NA | NA | \Classifications\Building System Class\D50-Electrical SYS\D5090 - Elec SYS\Variable Frequency Drive - VFD | 1018954
19-Y5 | 19-Y5 Governor George Deukmejian Courthouse | 19-Y5-D5090-100-VFD56 | Variable Freq Drives VFD56 | JOHNSON CONTROLS | 2121003610 | AYK550-UH-045A-4TK465 | OM00038407 |  | SROOF, AHU 2-3 SF VFD, ASSET TAG: OM00038407, SN: 2121003610 | NA | NA | NA | NA | DNA | DNA | NA | DNA | NA | NA | \Classifications\Building System Class\D50-Electrical SYS\D5090 - Elec SYS\Variable Frequency Drive - VFD | 1018955
19-Y5 | 19-Y5 Governor George Deukmejian Courthouse | 19-Y5-G2023-160-PEB01 | Security wedge barriers on secured parking entrance off 3rd St | Delta Scientific Corp | 8037-1 | DSC2000EM | OM00038395 | Y5-WBARR | Security wedge barriers on secured parking entrance off 3rd St - Y5-WBARR,OM00038395 | DNA | DNA | DNA | DNA | DNA | DNA | DNA | DNA | DNA | DNA | \Classifications\Building System Class\G20-Other Systems\G2020 - Parking Lots\Security Parking Electric Barrier - PEB | 1019463
19-Y5 | 19-Y5 Governor George Deukmejian Courthouse | 19-Y5-B2010-100-BLD01 | Building Structure | NA | NA | NA | OM00038428 |  |  | NA | NA | NA | NA | NA | NA | NA | NA | NA | NA | \Classifications\Building System Class\B20-General Building Exterior\B2010 - Exterior Walls\Building - BLD | 1019543
19-Y5 | 19-Y5 Governor George Deukmejian Courthouse | 19-Y5-D2093-100-GIN01 | Interceptor, Grease | DNA | DNA | DNA | OM00038429 |  | Grease Trap on 3rd Street | [10 empty] | \Classifications\Building System Class\D20-Plumbing\D2090 - Other Plumbing SYS\Grease Inteceptor - GIN | 1021308
19-Y5 | 19-Y5 Governor George Deukmejian Courthouse | 19-Y5-G2040-100-WFE01 | Water Feature, Exterior | DNA | DNA | DNA | OM00038430 |  | Water Fountains at front exterior | [10 empty] | \Classifications\Building System Class\G20-Other Systems\G2040 - Site Development\Water Feature, Exterior - WFE | 1021310
19-Y5 | 19-Y5 Governor George Deukmejian Courthouse | 19-Y5-D2018-100-DKF01 | Drinking Fountains, all | Haws | DNA | DNA | OM00038431 |  | Drinking fountains on all floors | [10 empty] | \Classifications\Building System Class\D20-Plumbing\D2010 - Plumb Fix\Drink Fountain (Refr Indvl Wtrcooler) - DKF | 1021309
19-Y5 | 19-Y5 Governor George Deukmejian Courthouse | 19-Y5-G2040-100-WFI01 | Water Feature, Interior | DNA | DNA | DNA | OM00038432 |  | Water Fountain in secured courtyard | [10 empty] | \Classifications\Building System Class\G20-Other Systems\G2040 - Site Development\Water Feature, Interior - WFI | 1021311
19-Y5 | 19-Y5 Governor George Deukmejian Courthouse | 19-Y5-B2033-100-TRS | Exit turnstiles in front lobby | Fastlane | DNA | Glassgate 150 | OM00038396 | Y5-EXITTURN | Turnstiles Main Atrium Exit - Tag:OM00038396 | NA | NA | NA | NA | DNA | DNA | DNA | DNA | NA | NA | \Classifications\Building System Class\B20-General Building Exterior\B2030 - Exterior Doors\Turnstiles - TRS | 1021325
19-Y5 | 19-Y5 Governor George Deukmejian Courthouse | 19-Y5-D5030-100-RFM01 | Distributed Antenna System (DAS) | Axell Wireless | DNA | DNA | OM00038417 | Y5-DAS | Tag:OM00038417, Y5-DAS¦ DAS in 5th Floor Communications Rm. 5266 | DNA | DNA | NA | DNA | DNA | DNA | Electric | DNA | NA | NA | \Classifications\Building System Class\D50-Electrical SYS\D5030 - Comm & Security\Radio Frequency Multiplexer - RFM | 1021639
19-Y5 | 19-Y5 Governor George Deukmejian Courthouse | 19-Y5-D5092-250-ELI01 | Lighting Inverter located in 4th Floor Rm. 4268 | DSPM | 071612-1C | DE1-8Kw-277-277 | OM00038399 | Y5-EMLTG | Lighting Inverter located in 4th Floor Rm. 4268 | NA | NA | NA | NA | DNA | DNA | DNA | DNA | NA | NA | \Classifications\Building System Class\D50-Electrical SYS\D5090 - Elec SYS\Emergency Light Inverter - ELI | 1021640
19-Y5 | 19-Y5 Governor George Deukmejian Courthouse | 19-Y5-D5092-250-ELI02 | Lighting Inverter located on 4th floor Rm. 4667 | DSPM | 071612-1D | DE1-8Kw-277-277 | OM00038400 | Y5-EMLTG02 | Lighting Inverter located on 4th floor Rm. 4667 | NA | NA | NA | NA | 277 VAC | DNA | DNA | DNA | NA | NA | \Classifications\Building System Class\D50-Electrical SYS\D5090 - Elec SYS\Emergency Light Inverter - ELI | 1021641
19-Y5 | 19-Y5 Governor George Deukmejian Courthouse | 19-Y5-D5092-250-ELI03 | Lighting Inverter located in LL lockup Rm. 121 | DSPM | 071612-1A | DE1-8Kw-277-277 | OM00038398 | Y5-EMLTG03 | NBasement, Room 121 | NA | NA | NA | NA | DNA | DNA | DNA | DNA | NA | NA | \Classifications\Building System Class\D50-Electrical SYS\D5090 - Elec SYS\Emergency Light Inverter - ELI | 1021642
19-Y5 | 19-Y5 Governor George Deukmejian Courthouse | 19-Y5-D5092-250-ELI04 | Lighting Inverter located in LL lockup Rm. 665 | DSPM | 071612-1B | DE1-8Kw-277-277 | OM00038397 | Y5-EMLTG04 | Lower Level lockup, Lighting Inverter located in LL Rm. 665 | NA | NA | NA | NA | DNA | DNA | DNA | DNA | NA | NA | \Classifications\Building System Class\D50-Electrical SYS\D5090 - Elec SYS\Emergency Light Inverter - ELI | 1021643
19-Y5 | 19-Y5 Governor George Deukmejian Courthouse | 19-Y5-G2057-100-IRC01 | Calsense controller for landscaping drip irrigation | Calsense | 38553 | ET2000e | OM00038368 | Y5-IRRCT01 | Irrigation controller in loading dock | NA | NA | NA | NA | DNA | DNA | DNA | DNA | NA | NA | \Classifications\Building System Class\G20-Other Systems\G2050 - Landscaping\Irrigation Controller - IRC | 1021644
19-Y5 | 19-Y5 Governor George Deukmejian Courthouse | 19-Y5-D2022-260-HWG03 | Hot Water Heater Gas HWG03 | DNA | 1709105232995 | BTH-500A 200 | 0M00038433 | Y5-DWH01 | NB - Boiler Room 0485 - [Y5-DWH01] | [10 empty] | \Classifications\Building System Class\D20-Plumbing\D2020 - Domestic Water\Domestic Water Heater, Gas - HWG | 1022054
19-Y5 | 19-Y5 Governor George Deukmejian Courthouse | 19-Y5-G3063-100-DAT01 | Day Tank | DNA | DNA | DNA | OM00038434 | for Y5-GEN01 | NB-GENERATOR BUS DRIVEWAY 0488 - [Y5-GEN01] | [10 empty] | \Classifications\Building System Class\G30-Site Mechanical Utilities\G3060 - Fuel Distribution\Tank, Fuel Storage Day - DAT | 1022055
19-Y5 | 19-Y5 Governor George Deukmejian Courthouse | 19-Y5-D2040-100-PSQ02 | Pump PSU02 | DNA | DNA | DNA | OM00038435 |  | SB SUMP PUMP ROOM 0545 | [10 empty] | \Classifications\Building System Class\D20-Plumbing\D2040 - Rain Drain\Sump Pump - PSU | 1022056
19-Y5 | 19-Y5 Governor George Deukmejian Courthouse | 19-Y5-D5038-100-DUR01 | DURESS SYSTEM | STOP TECH LTD/CENTURION | C130013 | MODEL# 9248 | 0M00038436 |  | 3rd Floor West IDF | [10 empty] | \Classifications\Building System Class\D50-Electrical SYS\D5030 - Comm & Security\Duress Alarms - DUR | 1022502
19-Y5 | 19-Y5 Governor George Deukmejian Courthouse | 19-Y5-D3032-100-CWT01 | Chilled Water Expansion Tank 1 | DNA | DNA | DNA | OM00038369 | DNA | N Basement, Room 276 | DNA | DNA | DNA | DNA | DNA | DNA | DNA | DNA | DNA | DNA | \Classifications\Building System Class\D30-HVAC Systems\D3030 - Cooling SYS\Chilled Water Expansion Tank - CWT | 1022558
19-Y5 | 19-Y5 Governor George Deukmejian Courthouse | 19-Y5-D3020-100-HET01 | Hot Water Expansion Tank 1 | DNA | DNA | DNA | 0M000384437 |  | N BASEMENT, ROOM 276 | DNA | DNA | DNA | DNA | DNA | DNA | DNA | DNA | DNA | DNA | \Classifications\Building System Class\D30-HVAC Systems\D3020 - Heat SYS\Heater Water Expansion Tank - HET | 1022559
19-Y5 | 19-Y5 Governor George Deukmejian Courthouse | 19-Y5-D3020-100-HET02 | Hot Water Expansion Tank 2 | DNA | DNA | DNA | OM00038440 |  | N BASEMENT, BOILER ROOM | DNA | DNA | DNA | DNA | DNA | DNA | DNA | DNA |  | DNA | \Classifications\Building System Class\D30-HVAC Systems\D3020 - Heat SYS\Heater Water Expansion Tank - HET | 1022560
19-Y5 | 19-Y5 Governor George Deukmejian Courthouse | 19-Y5-G3060-320-DFP01 | Fuel Pump | SIMPLEX INC | DNA | COMPACT AUTOMATIC FUEL PORT | OM00038413 |  | LOADING DOCK | [6 empty] | DNA |  |  |  | \Classifications\Building System Class\G30-Site Mechanical Utilities\G3060 - Fuel Distribution\Pump, Fuel, Diesel Fuel Transfer Pump - DFP | 1022645
19-Y5 | 19-Y5 Governor George Deukmejian Courthouse | 19-Y5-G3063-100-AST01 | Above Ground Storage Tank | RCI TECHNOLOGIES | DNA | FRS660 | OM00038387 |  | LOADING DOCK | NA | NA | NA | NA | NA | NA | Diesel | NA | NA | NA | \Classifications\Building System Class\G30-Site Mechanical Utilities\G3060 - Fuel Distribution\Tank, Fuel Storage, Above Ground - AST | 1022644
19-Y5 | 19-Y5 Governor George Deukmejian Courthouse | 19-Y5-D3031-210-CDR15 | CONDENSING UNIT, CU-UPS1 | DNA | DNA | DNA | OM00038442 | Y5-CU/UPS1 | SOUTH ROOF, CONDENSING UNIT SERVING UPS ROOM BASEMENT - TAG: 00038442, SN - DNA | [10 empty] | \Classifications\Building System Class\D30-HVAC Systems\D3030 - Cooling SYS\Condensing Unit (Air and/or Water) - CDR | 1022894
20-F1 | 20-F1 New Madera Courthouse | 20-F1-D2023-100-BFP03 | 2" Irrigation Water Backflow Preventer BFP03 - Test attached to Notes & Docs | Wilkins ZURN Company | 3755740 | 975XL2 RP 2 inch | OM00042517 | ID#:1 | West of Courthouse on South "H" Street | NA | NA | NA | NA | NA | NA | NA | NA | NA | NA | \Classifications\Building System Class\D20-Plumbing\D2020 - Domestic Water\Backflow Preventer - BFP | 1019286
20-F1 | 20-F1 New Madera Courthouse | 20-F1-D2023-100-BFP02 | 6" Domestic Water Backflow Preventer - Test attached to Notes & Docs | Wilkins ZURN Company | X25372 | 375A RP 6" | OM00042516 | ID#:2 | Domestic Backflow RP 6" -West of Courthouse on South "H" Street | NA | NA | NA | NA | NA | NA | NA | NA | NA | NA | \Classifications\Building System Class\D20-Plumbing\D2020 - Domestic Water\Backflow Preventer - BFP | 1019287
20-F1 | 20-F1 New Madera Courthouse | 20-F1-D2023-100-BFP04 | 3/4" Fire Bypass Backflow, on BFP01 | Wilkins | 3706163 | 975XLD RPDA 3/4" | OM00039855 | ID#:3 | "H" Street, Backflow - Fire RPDA 3/4" | NA | NA | NA | NA | NA | NA | NA | NA | NA | NA | \Classifications\Building System Class\D20-Plumbing\D2020 - Domestic Water\Backflow Preventer - BFP | 1019288
20-F1 | 20-F1 New Madera Courthouse | 20-F1-D2023-100-BFP01 | 8" Fire Water Backflow Preventer BFP01 - Test attached to Notes & Docs | Wilkins ZURN Company | Y08776 | 375ADA RPDA 8" | OM00042515 | ID#:4 | Backflow - Fire 8" - West of Courthouse on South "H" Street | NA | NA | NA | NA | NA | NA | NA | NA | NA | NA | \Classifications\Building System Class\D20-Plumbing\D2020 - Domestic Water\Backflow Preventer - BFP | 1019289
20-F1 | 20-F1 New Madera Courthouse | 20-F1-D4022-210-JPM01 | Fire Protection Jockey Pump JFP-1 | AC Fire Pump ITT Industries | W1305021751 | 8FD4F20 | OM00042958 |  | Fire Pump Room | NA | NA | NA | (1) 1.5 Hp | 480 | DNA | NA | 3 | NA | NA | \Classifications\Building System Class\D40-Fire Protection SYS\D4020 - Stand Pipe\Jockey Pump - JPM | 1019782
20-F1 | 20-F1 New Madera Courthouse | 20-F1-D5092-210-GEN01 | Standby Power Diesel Generator Set | Caterpillar (CAT) | AFN04416 | Model SR4B, 750ekW, 938KVA, 60 Hz, 1800 rpm, 480 Volts | OM00042514 | Permit #C-8570-1-0 | Southeast of Sallyport, Parralel to Sallyport Ramp S03 | NA | NA | NA | NA | 480 | DNA | Diesel | 3 | NA | NA | \Classifications\Building System Class\D50-Electrical SYS\D5090 - Elec SYS\Emergency Generator - GEN | 1019783
20-F1 | 20-F1 New Madera Courthouse | 20-F1-D1010-100-ELE01 | Elevator, Electric ELE01 State ID# 167447 | Otis Elevator Company | 18801337 | AAA21310AD | OM00042626 | State ID# 167447 | 1st Floor, Lobby 103 | NA | NA | NA | NA | 480 | DNA | Electric | 3 | NA | NA | \Classifications\Building System Class\D10-Conveyance Systems\D1010 - Elevator\Elevator,Electric,Pass/Freight - ELE | 1019784
20-F1 | 20-F1 New Madera Courthouse | 20-F1-D2023-100-BFP05 | 3/4" Chilled Water System Make-up Water Backflow Preventer BFP05 | Watts | 9899 | LF909QTRPZ 1" | OM00042933 | ID#:5 | Roof South | NA | NA | NA | NA | NA | NA | NA | NA | NA | NA | \Classifications\Building System Class\D20-Plumbing\D2020 - Domestic Water\Backflow Preventer - BFP | 1019785
20-F1 | 20-F1 New Madera Courthouse | 20-F1-B2010-100-BLD01 | Building Structure | NA | NA | NA | OM00043023 |  | Building | NA | NA | NA | NA | NA | NA | NA | NA | NA | NA | \Classifications\Building System Class\B20-General Building Exterior\B2010 - Exterior Walls\Building - BLD | 1019786
20-F1 | 20-F1 New Madera Courthouse | 20-F1-D1010-100-ELE02 | Elevator, Electric ELE02 State ID# 167448 | Otis Elevator Company | 20451337 | AAA21310AD | OM00042627 | State ID# 167448 | 1st Floor, Lobby 103 | NA | NA | NA | NA | 480 | DNA | Electric | 3 | NA |  | \Classifications\Building System Class\D10-Conveyance Systems\D1010 - Elevator\Elevator,Electric,Pass/Freight - ELE | 1019787
20-F1 | 20-F1 New Madera Courthouse | 20-F1-D1010-100-ELE03 | Elevator, Electric ELE03 State ID# 167449 | Otis Elevator Company | 201333213 | AAA2131AD | OM00042650 | State ID# 167449 | Basement, Corridor B04 | NA | NA | NA | 31 | 480 | DNA | Electric | 3 | NA | NA | \Classifications\Building System Class\D10-Conveyance Systems\D1010 - Elevator\Elevator,Electric,Pass/Freight - ELE | 1019788
20-F1 | 20-F1 New Madera Courthouse | 20-F1-D1010-100-ELE04 | Elevator, Electric ELE04 State ID# 167450 | Otis Elevator Company | 21333214 | AAA21310AD | OM00042625 | State ID# 167450 | Basement, Corridor B05 | NA | NA | NA | NA | 480 | DNA | Electric | 3 | NA | NA | \Classifications\Building System Class\D10-Conveyance Systems\D1010 - Elevator\Elevator,Electric,Pass/Freight - ELE | 1019789
20-F1 | 20-F1 New Madera Courthouse | 20-F1-D1010-100-ELE05 | Elevator, Electric ELE05 State ID# 167332 | Otis Elevator Company | 20621338 | AAA213110AD | OM00042649 | State ID# 167332 | Secured Judges Parking B00 | NA | NA | NA | 25 | 480 | DNA | Electric | 3 | NA | NA | \Classifications\Building System Class\D10-Conveyance Systems\D1010 - Elevator\Elevator,Electric,Pass/Freight - ELE | 1019790
20-F1 | 20-F1 New Madera Courthouse | 20-F1-B2033-120-DOR01 | H St. ADA Double Door Entrance/Exit | Horton | UNABLE TO IDENTIFY | UNABLE TO IDENTIFY | OM00042521 |  | 1st Flr. Employee Entrance/Exit | NA | NA | NA | NA | NA | NA | NA | NA | NA | NA | \Classifications\Building System Class\B20-General Building Exterior\B2030 - Exterior Doors\Door,Automatic-Sliding,Revolving - DOR | 1019791
20-F1 | 20-F1 New Madera Courthouse | 20-F1-B2033-120-DOR02 | H St. ADA Single Door Entrance/Exit | Horton | UNABLE TO IDENTIFY | UNABLE TO IDENTIFY | OM00042522 |  | 1st Flr. Employee Entrance/Exit | NA | NA | NA | NA | NA | NA | NA | NA | NA | NA | \Classifications\Building System Class\B20-General Building Exterior\B2030 - Exterior Doors\Door,Automatic-Sliding,Revolving - DOR | 1019792
20-F1 | 20-F1 New Madera Courthouse | 20-F1-B2034-400-DOH01 | Secured Judge's Parking Rollup Door Entrance | Cookson | C006016 | SGH5011E | OM00042890 |  | Basement Secured Judge's Parking Entrance | NA | NA | NA | 1/2 hp | 120 | 5 | Electric | 1 | NA | NA | \Classifications\Building System Class\B20-General Building Exterior\B2030 - Exterior Doors\Door,Overhead-Shutter,Manual,Elec,Roll-up - DOH | 1019793
20-F1 | 20-F1 New Madera Courthouse | 20-F1-B2034-400-DOH02 | Secured Judge's Parking Rollup Door Exit | Cookson | C006015 | SGH5011E | OM00042889 |  | Basement Secured Judge's Parking Exit | NA | NA | NA | 1/2 hp | 120 | 5 | Electric | 1 | NA | NA | \Classifications\Building System Class\B20-General Building Exterior\B2030 - Exterior Doors\Door,Overhead-Shutter,Manual,Elec,Roll-up - DOH | 1019794
20-F1 | 20-F1 New Madera Courthouse | 20-F1-B2034-400-DOH03 | Sallyport Overhead Roll-Up Doors Exterior Entrance | Cookson | C00134 | SGH5023ESL | OM00042900 |  | 7th Street, Sally Port 1st. Flr. Exterior Entrance | NA | NA | NA | 1/2 Hp | 211 | 1.3A | NA | 3 | NA | NA | \Classifications\Building System Class\B20-General Building Exterior\B2030 - Exterior Doors\Door,Overhead-Shutter,Manual,Elec,Roll-up - DOH | 1019795
20-F1 | 20-F1 New Madera Courthouse | 20-F1-B2034-400-DOH04 | Sallyport Overhead Roll-Up Doors Interior Entrance | Cookson | C00112 | SGH5023ESL | OM00042899 |  | Sally Port Basement Interior Entrance | NA | NA | NA | 1/2 Hp | 210 | 1.3A | Electric | 3 | NA | NA | \Classifications\Building System Class\B20-General Building Exterior\B2030 - Exterior Doors\Door,Overhead-Shutter,Manual,Elec,Roll-up - DOH | 1019796
20-F1 | 20-F1 New Madera Courthouse | 20-F1-B2034-400-DOH05 | Sallyport Overhead Roll-Up Doors Interior Exit | Cookson | C00114 | SGH5023ESL | OM00042898 |  | Sally Port Basement Interior Exit | NA | NA | NA | 1/2 Hp | 208 | 1.3A | Electric | 3 | NA | NA | \Classifications\Building System Class\B20-General Building Exterior\B2030 - Exterior Doors\Door,Overhead-Shutter,Manual,Elec,Roll-up - DOH | 1019797
20-F1 | 20-F1 New Madera Courthouse | 20-F1-B2034-400-DOH06 | Sallyport Overhead Roll-Up Doors Exterior Exit | Cookson | C00135 | SGH5023ESL | OM00042897 |  | "H" Street, Sally Port 1st. Flr. Exterior Exit | NA | NA | NA | 1/2 Hp | 208 | 1.3A | Electric | 3 | NA | NA | \Classifications\Building System Class\B20-General Building Exterior\B2030 - Exterior Doors\Door,Overhead-Shutter,Manual,Elec,Roll-up - DOH | 1019798
20-F1 | 20-F1 New Madera Courthouse | 20-F1-B3010-100-RUF01 | Roofing Systems | Sika, Sarnafil | NA | NA | OM00043022 |  | Roof | NA | NA | NA | NA | NA | NA | NA | NA | NA | NA | \Classifications\Building System Class\B30-Roofing\B3010 - Roof Types\Roof - RUF | 1019799
20-F1 | 20-F1 New Madera Courthouse | 20-F1-C1020-110-FRD17 | Basement Elevator MTL #1 Fire Doors | Stiles | 151336 | WHI | OM00042886 |  | Basement Elevator #1 | NA | NA | NA | NA | NA | NA | NA | NA | NA | NA | \Classifications\Building System Class\C10-General Building Interior\C1020 - Fire Doors\Fire Doors - FRD | 1019800
20-F1 | 20-F1 New Madera Courthouse | 20-F1-C1020-110-FRD18 | Basement Elevator #5 Fire Door | Stiles | 151335 | WHI | OM00042863 |  | Basement Elevator #5 | NA | NA | NA | NA | NA | NA | NA | NA | NA | NA | \Classifications\Building System Class\C10-General Building Interior\C1020 - Fire Doors\Fire Doors - FRD | 1019801
20-F1 | 20-F1 New Madera Courthouse | 20-F1-C1020-110-FRD04 | Front Main ADA Entrance/Exit Double Fire Doors | Horton | NA | NA | OM00042903 |  | 1st. Flr. Main Entrance | NA | NA | NA | NA | NA | NA | NA | NA | NA | NA | \Classifications\Building System Class\C10-General Building Interior\C1020 - Fire Doors\Fire Doors - FRD | 1019802
20-F1 | 20-F1 New Madera Courthouse | 20-F1-C1020-110-FRD05 | 1st. Flr. Elevator #5 Fire Door | Stiles | 150973 | WHI | OM00042629 |  | 1st Flr. Elevator #5 | NA | NA | NA | NA | NA | NA | NA | NA | NA | NA | \Classifications\Building System Class\C10-General Building Interior\C1020 - Fire Doors\Fire Doors - FRD | 1019803
20-F1 | 20-F1 New Madera Courthouse | 20-F1-C1020-110-FRD06 | 2nd. Flr S. Stairwell Fire Door | VT Industries | 89618 | WHI | OM00042907 |  | 2nd. Flr. Stairwell 2 S. | NA | NA | NA | NA | NA | NA | NA | NA | NA | NA | \Classifications\Building System Class\C10-General Building Interior\C1020 - Fire Doors\Fire Doors - FRD | 1019804
20-F1 | 20-F1 New Madera Courthouse | 20-F1-C1020-110-FRD07 | 2nd. Flr. N. Stairwell Fire Door | VT Industries | 2159 | UNABLE TO IDENTIFY | OM00042906 |  | 2nd. Flr. Stairwell 1 N. | NA | NA | NA | NA | NA | NA | NA | NA | NA | NA | \Classifications\Building System Class\C10-General Building Interior\C1020 - Fire Doors\Fire Doors - FRD | 1019805
20-F1 | 20-F1 New Madera Courthouse | 20-F1-C1020-110-FRD08 | 2nd. Flr. Elevator #5 Fire Door | Stiles | 151317 | WHI | OM00042628 |  | 2nd. Flr. Elevator #5 | NA | NA | NA | NA | NA | NA | NA | NA | NA | NA | \Classifications\Building System Class\C10-General Building Interior\C1020 - Fire Doors\Fire Doors - FRD | 1019806
20-F1 | 20-F1 New Madera Courthouse | 20-F1-C1020-110-FRD09 | 3rd. Flr. S. Stairwell Fire Door | VT Industries | 89621 | WHI | OM00042908 |  | 2nd Flr. Stairwell 2 S. | NA | NA | NA | NA | NA | NA | NA | NA | NA | NA | \Classifications\Building System Class\C10-General Building Interior\C1020 - Fire Doors\Fire Doors - FRD | 1019807
20-F1 | 20-F1 New Madera Courthouse | 20-F1-C1020-110-FRD10 | 3rd. Flr. N. Stairwell Fire Door | VT Industries | 2165 | WHI | OM00042911 |  | 3rd. Flr. Stairwell 1 N. | NA | NA | NA | NA | NA | NA | NA | NA | NA | NA | \Classifications\Building System Class\C10-General Building Interior\C1020 - Fire Doors\Fire Doors - FRD | 1019808
20-F1 | 20-F1 New Madera Courthouse | 20-F1-C1020-110-FRD11 | 3rd. Flr. Elevator #5 Fire Door | Stiles | 151596 | WHI | OM00042968 |  | 3rd Flr. Elevator #5 | NA | NA | NA | NA | NA | NA | NA | NA | NA | NA | \Classifications\Building System Class\C10-General Building Interior\C1020 - Fire Doors\Fire Doors - FRD | 1019809
20-F1 | 20-F1 New Madera Courthouse | 20-F1-D5037-710-FAP01 | Main Fire Alarm Control Panel | Notifier | NA | NFS-3030 | OM00042873 |  | Main Electrical Room B63 | NA | NA | NA | NA | 120 | NA | Electric | 1 | NA | NA | \Classifications\Building System Class\D50-Electrical SYS\D5030 - Comm & Security\Fire Alarm Panel - FAP | 1019820
20-F1 | 20-F1 New Madera Courthouse | 20-F1-C1020-110-FRD12 | 4th Flr. S. Stairwell Fire Door | VT Industries | 2016 | WHI | OM00042917 |  | 4th Flr. Stairwell 2 S. | NA | NA | NA | NA | NA | NA | NA | NA | NA | NA | \Classifications\Building System Class\C10-General Building Interior\C1020 - Fire Doors\Fire Doors - FRD | 1019821
20-F1 | 20-F1 New Madera Courthouse | 20-F1-C1020-110-FRD13 | 4th Flr. N. Stairwell Fire Door | VT Industries | 2158 | WHI | OM00042912 |  | 4th Flr. Stairwell 1 N. | NA | NA | NA | NA | NA | NA | NA | NA | NA | NA | \Classifications\Building System Class\C10-General Building Interior\C1020 - Fire Doors\Fire Doors - FRD | 1019822
20-F1 | 20-F1 New Madera Courthouse | 20-F1-C1020-110-FRD14 | 4th Flr. Double Fire Door in S. Corridor | Stiles | 008606 | OM00042915 | OM00042915 |  | 4th Flr. South Hallway | NA | NA | NA | NA | NA | NA | NA | NA | NA | NA | \Classifications\Building System Class\C10-General Building Interior\C1020 - Fire Doors\Fire Doors - FRD | 1019824
20-F1 | 20-F1 New Madera Courthouse | 20-F1-C1020-110-FRD15 | 4th Flr. Double Fire Door in N. Corridor | Stiles | 008604 | WHI | OM00042914 |  | 4th Flr. North Hallway | NA | NA | NA | NA | NA | NA | NA | NA | NA | NA | \Classifications\Building System Class\C10-General Building Interior\C1020 - Fire Doors\Fire Doors - FRD | 1019825
20-F1 | 20-F1 New Madera Courthouse | 20-F1-C1020-110-FRD16 | 4th Flr. Elevator #5 Fire Door | Stiles | 161579 | WHI | OM00042918 |  | 4th Flr. Elevator #5 | NA | NA | NA | NA | NA | NA | NA | NA | NA | NA | \Classifications\Building System Class\C10-General Building Interior\C1020 - Fire Doors\Fire Doors - FRD | 1019826
20-F1 | 20-F1 New Madera Courthouse | 20-F1-C1020-110-FRD01 | Fire Rollup Overhead Door for Traffic | Cookson | NO ACCESS | NO ACCESS | OM00042904 |  | 1st. Flr. Traffic Window | NA | NA | NA | NA | NA | NA | NA | NA | NA | NA | \Classifications\Building System Class\C10-General Building Interior\C1020 - Fire Doors\Fire Doors - FRD | 1019827
20-F1 | 20-F1 New Madera Courthouse | 20-F1-C1020-110-FRD02 | Fire Rollup Overhead Door for Criminal | Cookson | NO ACCESS | NO ACCESS | OM00042905 |  | 2nd Flr. Criminal Window | NA | NA | NA | NA | NA | NA | NA | NA | NA | NA | \Classifications\Building System Class\C10-General Building Interior\C1020 - Fire Doors\Fire Doors - FRD | 1019828
20-F1 | 20-F1 New Madera Courthouse | 20-F1-C1020-110-FRD03 | Fire Rollup Overhead Door for Juvenile | Cookson | NO ACCESS | NO ACCESS | OM00042910 |  | 3rd. Flor Juvenile Window | NA | NA | NA | NA | NA | NA | NA | NA | NA | NA | \Classifications\Building System Class\C10-General Building Interior\C1020 - Fire Doors\Fire Doors - FRD | 1019830
20-F1 | 20-F1 New Madera Courthouse | 20-F1-D2023-310-HWP01 | Hot Water Circulation Pump CP-1 | ITT Ferguson Enterprises, Inc. | 1BL017LF | PL-45B 1BL002 | OM00042862 |  | Water Heater Room | NA | NA | NA | (1) 1/6 HP | 115 | 2.1 | Electric | 1 | NA | NA | \Classifications\Building System Class\D20-Plumbing\D2020 - Domestic Water\Domestic Hot Water Circulating Pump - HWP | 1019831
20-F1 | 20-F1 New Madera Courthouse | 20-F1-D2023-310-WBS01 | Domestic Cold Water Booster System | SyncroFlo (Pumps: Baldor Reliance Industrial Motor) | (Pump #1 S#F1310252174) (Pump #2 S#F1310252084) | Controller: 22DL74-VFD (Pumps: JMM3219T) | OM00042960 |  | Pump Room | NA | NA | NA | (2) 7.5 HP | 480 | 18.8-17.4 |  | 3 | NA | NA | \Classifications\Building System Class\D20-Plumbing\D2020 - Domestic Water\Domestic Water Booster System - WBS | 1019833
20-F1 | 20-F1 New Madera Courthouse | 20-F1-D2022-260-HWG01 | Domestic Water Heater Gas GWH-1 | A.O. Smith | 1431M000340 | BTH-250A | OM00042861 |  | Water Heater Room | NA | NA | NA | NA | 120 | NA | Natural Gas | 1 | 250,000 | NA | \Classifications\Building System Class\D20-Plumbing\D2020 - Domestic Water\Domestic Water Heater, Gas - HWG | 1019837
20-F1 | 20-F1 New Madera Courthouse | 20-F1-D2040-100-PSU01 | Sump Pumps SP-1 & 2 | HOMA Weil Aquatronics | 14-01014 | AMX434-193/5,5T/C FM | OM00042893 |  | Open Space @ Electrical Room | NA | NA | NA | NA | 480 | 14.8 | Electric | 3 | NA | NA | \Classifications\Building System Class\D20-Plumbing\D2040 - Rain Drain\Sump Pump - PSU | 1019838
20-F1 | 20-F1 New Madera Courthouse | 20-F1-D2040-100-PSU02 | Sump Pumps SP-3 & 4 | HOMA Weil Aquatronics | 291876 | TP70V20/4/3/C | OM00042519 |  | Sallyport North wall of parking | NA | NA | NA | (2) 1.5 HP | 480 | 2.8 | Electric | 3 | NA | NA | \Classifications\Building System Class\D20-Plumbing\D2040 - Rain Drain\Sump Pump - PSU | 1019844
20-F1 | 20-F1 New Madera Courthouse | 20-F1-D3044-125-PHW01 | Hot Water Pump HWP-1 | Taco | F130723439 | EJMM3615T/G | OM00042928 |  | Roof Southwest | NA | NA | NA | (1) 5Hp | 460 | 13.9 |  | 3 | NA | NA | \Classifications\Building System Class\D30-HVAC Systems\D3040 - Distribution SYS\Hot Water Pump - PHW | 1019845
20-F1 | 20-F1 New Madera Courthouse | 20-F1-D3044-125-PHW02 | Hot Water Pump HWP-2 | Taco | F1307234344 | EJMM3615T/G | OM00042929 |  | Roof Southwest | NA | NA | NA | (1) 5Hp | 460 | 13.9 | NA | 3 | NA | NA | \Classifications\Building System Class\D30-HVAC Systems\D3040 - Distribution SYS\Hot Water Pump - PHW | 1019846
20-F1 | 20-F1 New Madera Courthouse | 20-F1-D4010-150-FMS05 | Combination Fire Riser 2nd. Flr. | Transbay Fire Protection | NA | VSK | OM00039857 |  | 2nd Flr. South Stairwell | NA | NA | NA | NA | NA | NA | NA |  | NA | NA | \Classifications\Building System Class\D40-Fire Protection SYS\D4010 - Sprinkler SYS\Fire Systems, stand pipes - FMS | 1019849
20-F1 | 20-F1 New Madera Courthouse | 20-F1-D4010-150-FMS06 | Combination Fire Riser 3rd. Flr. | Transbay Fire Protection | NA | VSK | OM00039856 |  | 3rd Flr. South Stairwell | NA | NA | NA | NA | NA | NA | NA |  | NA | NA | \Classifications\Building System Class\D40-Fire Protection SYS\D4010 - Sprinkler SYS\Fire Systems, stand pipes - FMS | 1019850
20-F1 | 20-F1 New Madera Courthouse | 20-F1-D3044-125-PHW03 | Hot Water Pump HWP-3 | Taco | F1307234354 | EJMM3615T/G | OM00042930 |  | Roof Southwest | NA | NA | NA | (1) 5Hp | 460 | 13.9 | Electric | 3 | NA | NA | \Classifications\Building System Class\D30-HVAC Systems\D3040 - Distribution SYS\Hot Water Pump - PHW | 1019856
20-F1 | 20-F1 New Madera Courthouse | 20-F1-D3031-140-CLR01 | Air-Cooled Chiller CH-1 | Arctic Cool | AC1308163 | ACA220BT3512F | OM00042922 |  | Roof South | NA | NA | R-134a | NA | 460 | 487 | Electric | 3 | NA | NA | \Classifications\Building System Class\D30-HVAC Systems\D3030 - Cooling SYS\Chiller, Air Cooled - CLR | 1019858
20-F1 | 20-F1 New Madera Courthouse | 20-F1-D3031-140-CLR02 | Air-Cooled Chiller CH-2 | Arctic Cool | AC1308164 | ACA220BT3512F | OM00042923 |  | Roof South | NA | NA | R-134a | NA | 460 | 487 | Electric | 3 | NA | NA | \Classifications\Building System Class\D30-HVAC Systems\D3030 - Cooling SYS\Chiller, Air Cooled - CLR | 1019859
20-F1 | 20-F1 New Madera Courthouse | 20-F1-D3031-100-PCH01 | Chilled Water Pump CHWP-1 | Taco | Z1201160771 | EJMM2334T/G | OM00042924 |  | Roof Southwest | NA | NA | NA | (1) 20Hp | 460 | 48.4 | Electric | 3 | NA | NA | \Classifications\Building System Class\D30-HVAC Systems\D3030 - Cooling SYS\Chilled Water Pump - PCH | 1019861
20-F1 | 20-F1 New Madera Courthouse | 20-F1-D3031-100-PCH02 | Chilled Water Pump CHWP-2 | Taco | Z1201160751 | EJMM2334T/G | OM00042925 |  | Roof Southwest | NA | NA | NA | (1) 20Hp | 460 | 48.4 | Electric | 3 | NA | NA | \Classifications\Building System Class\D30-HVAC Systems\D3030 - Cooling SYS\Chilled Water Pump - PCH | 1019862
20-F1 | 20-F1 New Madera Courthouse | 20-F1-D3031-100-PCH03 | Chilled Water Pump CHWP-3 | Taco | F13011250 | EJMM37HT/G | OM00042926 |  | Roof Southwest | NA | NA | NA | (1) 10Hp | 460 | 25.4 | Electric | 3 | NA | NA | \Classifications\Building System Class\D30-HVAC Systems\D3030 - Cooling SYS\Chilled Water Pump - PCH | 1019863
20-F1 | 20-F1 New Madera Courthouse | 20-F1-D3031-100-PCH04 | Chilled Water Pump CHWP-4 | Taco | F1310093095 | EJMM37HT/G | OM00042927 |  | Roof Southwest | NA | NA | NA | (1) 10Hp | 460 | 25.4 | Electric | 3 | NA | NA | \Classifications\Building System Class\D30-HVAC Systems\D3030 - Cooling SYS\Chilled Water Pump - PCH | 1019865
20-F1 | 20-F1 New Madera Courthouse | 20-F1-D3031-210-CDR01 | Air Cooled VRF Unit CU-1 | Mitsubishi Electric | 3XW00342 /23W00143 | PUHY-P120YKMU-A | OM00042656 |  | Roof Southeast Corner | NA | NA | R-410A | NA | 460 | 35 | Electric | 3 | NA | NA | \Classifications\Building System Class\D30-HVAC Systems\D3030 - Cooling SYS\Condensing Unit, Air Cooled - CDR | 1019868
20-F1 | 20-F1 New Madera Courthouse | 20-F1-D3031-210-CDR02 | Air Cooled VRF Unit CU-2 | Mitsubishi Electric | 3XW00342 /23W00143 | PUHY-P120YKMU-A | OM00042654 |  | Roof Southwest Corner | NA | NA | R-410A | NA | 460 | 35 | Electric | 3 | NA | NA | \Classifications\Building System Class\D30-HVAC Systems\D3030 - Cooling SYS\Condensing Unit, Air Cooled - CDR | 1019869
20-F1 | 20-F1 New Madera Courthouse | 20-F1-D3031-210-CDR03 | Air Cooled VRF Unit CU-3 | Mitsubishi Electric | 3XW00344 | PUHY-P72YKMU-A | OM00042655 |  | Roof Southwest Corner | NA | NA | R-410A | NA | 460 | 35 | Electric | 3 | NA | NA | \Classifications\Building System Class\D30-HVAC Systems\D3030 - Cooling SYS\Condensing Unit, Air Cooled - CDR | 1019870
20-F1 | 20-F1 New Madera Courthouse | 20-F1-D3041-110-AHU01 | Air Handler Unit AHU-1 | Energy Labs | 1304-6750-1 | C115142-FC-I | OM00042919 |  | Roof Eastside | NA | Pre-Filters: (20) 24"X24"X2" and (9) 12"x 24"x 2" MERV 6 Secondary Filters: (20)- 24" X 24" X 12" and (9) 12" x 24" x 12" MERV 13 | NA | (4) Supply 15Hp, (4) Return 10 Hp | 460 | Supply: 18.1 A Return: 14.1A | Electric | 3 | NA | NA | \Classifications\Building System Class\D30-HVAC Systems\D3040 - Distribution SYS\Air Handling Unit - AHU | 1019871
20-F1 | 20-F1 New Madera Courthouse | 20-F1-D3041-110-AHU02 | Air Handler Unit AHU-2 | Energy Labs | 1304-6750-2 | C115142-FC-I | OM00042653 |  | Roof Westside | NA | Pre-Filters: (20) 24"X24"X2" and (9) 12"x 24"x 2" MERV 6 Secondary Filters: (20)- 24" X 24" X 12" and (9) 12" x 24" x 12" MERV 13 | NA | (4) Supply 15Hp, (4) Return 10 Hp | 460 | Supply: 18.1 A Return: 14.1A | Electric | 3 | NA | NA | \Classifications\Building System Class\D30-HVAC Systems\D3040 - Distribution SYS\Air Handling Unit - AHU | 1019872
20-F1 | 20-F1 New Madera Courthouse | 20-F1-D3041-110-AHU03 | Air Handler Unit AHU-3 | Energy Labs | 1304-6750-3 | C8476-FCH-I | OM00042921 |  | Roof Southeast | NA | OSA Intake Pre-Filter: (3)-24"X24"X2" & (3)-24"X12"X2 MERV 7 OSA Final Filter (3)-24"X24"X12" (3)-24"X12"X12" MERV 13 Exhaust Air Pre-Filter: (4)-24"X24"X2" (2)-24"X12"X2" MERV 7 | NA | (1) Supply 10Hp, (1) Return 7.5Hp | 460 | Supply: 12 A Return: 9.4 A | Electric | 3 | NA | NA | \Classifications\Building System Class\D30-HVAC Systems\D3040 - Distribution SYS\Air Handling Unit - AHU | 1019874
20-F1 | 20-F1 New Madera Courthouse | 20-F1-D3041-110-AHU04 | Air Handler Unit AHU-4 | Energy Labs | 1304-6750-4 | C5353-FC-I | OM00042962 |  | Sallyport Roof Above S01A Sallyport Tunnel | NA | Pre-Filters: (4)-24"X24"X2" MERV 8 Final Filters: (4)-24"X24"X2" MERV 13 | NA | NA | 460 | DNA | Electric | 3 | NA | NA | \Classifications\Building System Class\D30-HVAC Systems\D3040 - Distribution SYS\Air Handling Unit - AHU | 1019875
20-F1 | 20-F1 New Madera Courthouse | 20-F1-D3040-120-FCU01 | VRF Fan Coil Unit AC-1-1 | Mitsubishi | 38A01824D | PLFY-P36NBMU-E | OM00042936 |  | Floor 1, Security/AV/IT Room | NA | NA | NA | NA | 208/230 | DNA | Electric | 1 | NA | NA | \Classifications\Building System Class\D30-HVAC Systems\D3040 - Distribution SYS\Fan Coil Unit - FCU | 1019878
20-F1 | 20-F1 New Madera Courthouse | 20-F1-D3040-120-FCU02 | VRF Fan Coil Unit AC-1-2 | Mitsubishi | 38M0106D | PLFY-P15NCMU-E | OM00042934 |  | Floor 1, Electrical Room | NA | (1) Polypropylene Honeycomb | NA | NA | 208/230 | DNA | Electric | 1 | NA | NA | \Classifications\Building System Class\D30-HVAC Systems\D3040 - Distribution SYS\Fan Coil Unit - FCU | 1019879
20-F1 | 20-F1 New Madera Courthouse | 20-F1-D3040-120-FCU03 | VRF Fan Coil Unit AC-1-3 | Mitsubishi | 37A01713D | PLFY-P36NBMU-E | OM00042633 |  | Floor 1, Security/AV/IT Room | NA | (1) Polypropylene Honeycomb MERV 10 PAC-SH59KF-E | NA | NA | 208/230 | < 15 | Electric | 1 | NA | NA | \Classifications\Building System Class\D30-HVAC Systems\D3040 - Distribution SYS\Fan Coil Unit - FCU | 1019880
20-F1 | 20-F1 New Madera Courthouse | 20-F1-D3040-120-FCU04 | VRF Fan Coil Unit AC-1-4 | Mitsubishi | 25M00126 | PLFY-P15NCMU-E | OM00042634 |  | Floor 1 - Electrical Room | NA | (1) Polypropylene Honeycomb | NA | NA | 208/230 | DNA | Electric | 1 | NA | NA | \Classifications\Building System Class\D30-HVAC Systems\D3040 - Distribution SYS\Fan Coil Unit - FCU | 1019881
20-F1 | 20-F1 New Madera Courthouse | 20-F1-D3040-120-FCU05 | VRF Fan Coil Unit AC-1-5 | Mitsubishi | 11W0340 | PEFY-P48NMHU-E | OM00042935 |  | Floor 1 Server Room | NA | (2) Long Life Filters PAC-KE89LAF | NA | NA | 208/230 | < 15 | Electric | 1 | NA | NA | \Classifications\Building System Class\D30-HVAC Systems\D3040 - Distribution SYS\Fan Coil Unit - FCU | 1019882
20-F1 | 20-F1 New Madera Courthouse | 20-F1-D3040-120-FCU06 | VRF Fan Coil Unit AC-2-1 | Mitsubishi | 38A01820D | PLFY-P36NBMU-E | OM00042940 |  | Floor 2, Security/AV/IT Room | NA | (1) Polypropylene Honeycomb MERV 10 PAC-SH59KF-E | NA | NA | 208/230 | DNA | Electric | 1 | NA | NA | \Classifications\Building System Class\D30-HVAC Systems\D3040 - Distribution SYS\Fan Coil Unit - FCU | 1019883
20-F1 | 20-F1 New Madera Courthouse | 20-F1-D3040-120-FCU07 | VRF Fan Coil Unit AC-2-2 | Mitsubishi | 38M01057 | PLFY-P15NCMU-E | OM00042939 |  | Floor 2, Electrical Room | NA | (1) Polypropylene Honeycomb | NA | NA | 208/230 | DNA | Electric | 1 | NA | NA | \Classifications\Building System Class\D30-HVAC Systems\D3040 - Distribution SYS\Fan Coil Unit - FCU | 1019884
20-F1 | 20-F1 New Madera Courthouse | 20-F1-D3040-120-FCU08 | VRF Fan Coil Unit AC-2-3 | Mitsubishi | 37A01715B | PLFY-P36NBMU-E | OM00042937 |  | Floor 2 - Security/AV/IT Room | NA | (1) Polypropylene Honeycomb MERV 10 PAC-SH59KF-E | NA | NA | 208/230 | DNA | Electric | 1 | NA | NA | \Classifications\Building System Class\D30-HVAC Systems\D3040 - Distribution SYS\Fan Coil Unit - FCU | 1019885
20-F1 | 20-F1 New Madera Courthouse | 20-F1-D3040-120-FCU09 | VRF Fan Coil Unit AC-2-4 | Mitsubishi | 3XM01096 | PLFY-P15NCMU-E | OM00042938 |  | Floor 2, Electrical Room | NA | (1) Polypropylene Honeycomb | NA | NA | 208/230 | DNA | Electric | Electric | NA | NA | \Classifications\Building System Class\D30-HVAC Systems\D3040 - Distribution SYS\Fan Coil Unit - FCU | 1019886
20-F1 | 20-F1 New Madera Courthouse | 20-F1-D3040-120-FCU10 | VRF Fan Coil Unit AC-3-1 | Mitsubishi | 38A01822D | PLFY-P36NBMU-E | OM00042909 |  | Floor 3, Security/AV/IT Room | NA | (1) Polypropylene Honeycomb MERV 10 PAC-SH59KF-E | NA | NA | 208/230 | DNA | Electric | 1 | NA | NA | \Classifications\Building System Class\D30-HVAC Systems\D3040 - Distribution SYS\Fan Coil Unit - FCU | 1019887
20-F1 | 20-F1 New Madera Courthouse | 20-F1-D3040-120-FCU11 | VRF Fan Coil Unit AC-3-2 | Mitsubishi | 2ZM00820 | PLFY-P15NCMU-E | OM00042944 |  | Floor 3 ,Electrical Room | NA | (1) Polypropylene Honeycomb | NA | NA | 208/230 | DNA | Electric | 1 | NA | NA | \Classifications\Building System Class\D30-HVAC Systems\D3040 - Distribution SYS\Fan Coil Unit - FCU | 1019889
20-F1 | 20-F1 New Madera Courthouse | 20-F1-D3040-120-FCU12 | VRF Fan Coil Unit AC-3-3 | Mitsubishi | 37A01779D | PLFY-P36NBMU-E | OM00042967 |  | Floor 3, Security/AV/IT Room | NA | NA | NA | NA | 208/230 | DNA | Electric | 1 | NA | NA | \Classifications\Building System Class\D30-HVAC Systems\D3040 - Distribution SYS\Fan Coil Unit - FCU | 1019891
20-F1 | 20-F1 New Madera Courthouse | 20-F1-D3040-120-FCU13 | VRF Fan Coil Unit AC-3-4 | Mitsubishi | 25M00137 | PLFY-P15NCMU-E | OM00042965 |  | Floor 3 Electrical Room | NA | (1) Polypropylene Honeycomb | NA | NA | 208/230 | DNA | Electric | 1 | NA | NA | \Classifications\Building System Class\D30-HVAC Systems\D3040 - Distribution SYS\Fan Coil Unit - FCU | 1019896
20-F1 | 20-F1 New Madera Courthouse | 20-F1-D3040-120-FCU14 | VRF Fan Coil Unit AC-4-1 | Mitsubishi | 37A01781D | PLFY-P36NBMU-E | OM00042916 |  | Floor 4, Security/AV/IT Room | NA | (1) Polypropylene Honeycomb MERV 10 PAC-SH59KF-E | NA | NA | 208/230 | DNA | Electric | 1 | NA | NA | \Classifications\Building System Class\D30-HVAC Systems\D3040 - Distribution SYS\Fan Coil Unit - FCU | 1019897
20-F1 | 20-F1 New Madera Courthouse | 20-F1-D3040-120-FCU15 | VRF Fan Coil Unit AC-4-2 | Mitsubishi | 25M00143 | PLFY-P15NCMU-E | OM00042943 |  | Floor 4, Electrical Room | NA | (1) Polypropylene Honeycomb | NA | NA | 208/230 | DNA | Electric | 1 | NA | NA | \Classifications\Building System Class\D30-HVAC Systems\D3040 - Distribution SYS\Fan Coil Unit - FCU | 1019898
20-F1 | 20-F1 New Madera Courthouse | 20-F1-D3040-120-FCU16 | VRF Fan Coil Unit AC-4-3 | Mitsubishi | 3YA02039A | PLFY-P36NBMU-E | OM00042942 |  | Floor 4, Security/AV/IT Room | NA | (1) Polypropylene Honeycomb MERV 10 PAC-SH59KF-E | NA | NA | 208/230 | DNA | Electric | 1 | NA | NA | \Classifications\Building System Class\D30-HVAC Systems\D3040 - Distribution SYS\Fan Coil Unit - FCU | 1019899
20-F1 | 20-F1 New Madera Courthouse | 20-F1-D3040-120-FCU17 | VRF Fan Coil Unit AC-4-4 | Mitsubishi | 2Z00816 | PLFY-P15NCMU-E | OM00042941 |  | Floor 4, Electrical Room | NA | (1) Polypropylene Honeycomb | NA | NA | 208/230 | DNA | Electric | 1 | NA | NA | \Classifications\Building System Class\D30-HVAC Systems\D3040 - Distribution SYS\Fan Coil Unit - FCU | 1019900
20-F1 | 20-F1 New Madera Courthouse | 20-F1-D3040-120-FCU18 | VRF Fan Coil Unit AC-B-1 | Mitsubishi | 35W00971 | PLFY-P72NMHSU-E | OM00042894 |  | MDF Room | NA | 4" Merv 13 Filters FBH4-4 (2) 24 X 24 X 4 | NA | NA | 208/230 | DNA | Electric | 1 | NA | NA | \Classifications\Building System Class\D30-HVAC Systems\D3040 - Distribution SYS\Fan Coil Unit - FCU | 1019901
20-F1 | 20-F1 New Madera Courthouse | 20-F1-D3040-120-FCU19 | VRF Fan Coil Unit AC-B-2 | Mitsubishi | 37A01756D | PLFY-P18NBMU-E | OM00042891 |  | Basement, Electrical Room | NA | (1) Polypropylene Honeycomb MERV 10 PAC-SH59KF-E | NA | NA | 208/230 | < 15 A | Electric | 1 | NA | NA | \Classifications\Building System Class\D30-HVAC Systems\D3040 - Distribution SYS\Fan Coil Unit - FCU | 1019902
20-F1 | 20-F1 New Madera Courthouse | 20-F1-D3042-220-EFN01 | Exhaust Fan EF-1 | Greenheck | 13509361 | Gb-220-20-X | OM00042920 |  | Roof Northeast | (1) AX28 | NA | NA | (1) 2Hp | 460 | DNA | Electric | 3 | NA | NA | \Classifications\Building System Class\D30-HVAC Systems\D3040 - Distribution SYS\Supply/Exhaust/Return fans- FAN | 1019903
20-F1 | 20-F1 New Madera Courthouse | 20-F1-D3042-220-EFN02 | Exhaust Fan EF-2 | Greenheck | 13509362 | Gb-220-20-X | OM00042652 |  | Roof Northwest | (1) AX28 | NA | NA | (1) 2Hp | 460 | DNA | Electric | 3 | NA | NA | \Classifications\Building System Class\D30-HVAC Systems\D3040 - Distribution SYS\Supply/Exhaust/Return fans- FAN | 1019904
20-F1 | 20-F1 New Madera Courthouse | 20-F1-D3042-220-EFN03 | Exhaust Fan EF-3 | Greenheck | 13509363 | Gb-220-20-X | OM00042882 |  | Roof Southeast | (1) AX28 | NA | NA | (1) 2Hp | 460 | DNA | Electric | 3 | NA | NA | \Classifications\Building System Class\D30-HVAC Systems\D3040 - Distribution SYS\Supply/Exhaust/Return fans- FAN | 1019905
20-F1 | 20-F1 New Madera Courthouse | 20-F1-D3042-220-EFN04 | Exhaust Fan EF-4 | Greenheck | 13460016 | BSQ-220-20-X | OM00042895 |  | Secured Judges Parking Area | (1) AP58 | NA | NA | (1) 2Hp | 460 | DNA | Electric | 3 | NA | NA | \Classifications\Building System Class\D30-HVAC Systems\D3040 - Distribution SYS\Supply/Exhaust/Return fans- FAN | 1019906
20-F1 | 20-F1 New Madera Courthouse | 20-F1-D3042-220-EFN05 | Exhaust Fan EF-5 | Greenheck | 13509729 | BSQ-220-20-X | OM00042901 |  | Sallyport Southeast | (1) AP58 | NA | NA | (1) 2Hp | 460 | DNA | Electric | 3 | NA | NA | \Classifications\Building System Class\D30-HVAC Systems\D3040 - Distribution SYS\Supply/Exhaust/Return fans- FAN | 1019907
20-F1 | 20-F1 New Madera Courthouse | 20-F1-D3042-220-EFN06 | Exhaust Fan EF-6 | Greenheck | 13509364 | Cube-141-3-X | OM00042963 |  | Sallyport Roof @ Ramp | NA | NA | NA | (1) 1/3Hp | 120 | DNA | Electric | 1 | NA | NA | \Classifications\Building System Class\D30-HVAC Systems\D3040 - Distribution SYS\Supply/Exhaust/Return fans- FAN | 1019908
20-F1 | 20-F1 New Madera Courthouse | 20-F1-D3042-220-EFN07 | Exhaust Fan EF-7 | Greenheck | 13509730 | BSQ-140-3-X | OM00042896 |  | Sallyport Roof @ Ramp | (1) 3L460 | NA | NA | (1) 1/3Hp | 120 | DNA | Electric | 1 | NA | NA | \Classifications\Building System Class\D30-HVAC Systems\D3040 - Distribution SYS\Supply/Exhaust/Return fans- FAN | 1019909
20-F1 | 20-F1 New Madera Courthouse | 20-F1-D3042-220-EFN08 | Exhaust Fan EF-8 | Greenheck | 13510581 | 20-TCF-9-HBM-1-X | OM00042648 |  | Atrium Roof | (2) A54 | NA | NA | (1) 3Hp | 460 | DNA | Electric | 3 | NA | NA | \Classifications\Building System Class\D30-HVAC Systems\D3040 - Distribution SYS\Supply/Exhaust/Return fans- FAN | 1019910
20-F1 | 20-F1 New Madera Courthouse | 20-F1-D3042-240-SEF01 | Smoke Exhaust Fan SEF-1 | Greenheck | 13510583 | 54-TCF-9-HBM-1-X | OM00042645 |  | Roof South | (5) B136 | NA | NA | (1) 40Hp | 460 | DNA | Electric | 3 | NA | NA | \Classifications\Building System Class\D30-HVAC Systems\D3040 - Distribution SYS\Supply/Exhaust/Return fans- FAN | 1019911
20-F1 | 20-F1 New Madera Courthouse | 20-F1-D3042-240-SEF02 | Smoke Exhaust Fan SEF-2 | Greenheck | 13510582 | 54-TCF-9-HBM-1-X | OM00042646 |  | Roof South | (5) B136 | NA | NA | (1) 40Hp | 460 | DNA | Electric | 3 | NA | NA | \Classifications\Building System Class\D30-HVAC Systems\D3040 - Distribution SYS\Supply/Exhaust/Return fans- FAN | 1019912
20-F1 | 20-F1 New Madera Courthouse | 20-F1-D3050-210-PKU01 | Elevator Packaged AC unit AC-R1 | Liebert | Y13KH50097 | ET0607RA00TA007 | OM00042651 |  | Elevator Control Room R-01 | NA | (1) 21"X36.25"X2" Merv 7 Filters | R-407c | NA | 480 | DNA | Electric | 3 | NA | NA | \Classifications\Building System Class\D30-HVAC Systems\D3050 - Package SYS\Package Unit - PKU | 1019913
20-F1 | 20-F1 New Madera Courthouse | 20-F1-D3050-210-PKU02 | Elevator Packaged AC unit AC-R2 | Liebert | Y13KH50098 | ET0367RA00TA007 | OM00042884 |  | Elevator Control Room R-02 | NA | (1) 16"X32.5X2" Merv 7 Filters | R-407c | NA | 480 | DNA | Electric | 3 | NA | NA | \Classifications\Building System Class\D30-HVAC Systems\D3050 - Package SYS\Package Unit - PKU | 1019914
20-F1 | 20-F1 New Madera Courthouse | 20-F1-D3050-210-PKU03 | Elevator Packaged AC unit AC-R3 | Liebert | Y13KH50099 | ET0607RA00TA007 | OM00042883 |  | Elevator Control Room R-02 | NA | (1) 16"X32.5X2" Merv 7 Filters | R-407c | NA | 480 | DNA | Electric | 3 | NA | NA | \Classifications\Building System Class\D30-HVAC Systems\D3050 - Package SYS\Package Unit - PKU | 1019915
20-F1 | 20-F1 New Madera Courthouse | 20-F1-D3068-100-BAS01 | Building Automation System | Distech | 00186-234-871-965 | Dell, OPTIPLEX, D07D | OM00042885 |  | SERVICE OFFICE BASEMEN,Room B12 Building Maintenance/AGC | NA | NA | NA | NA | NA | NA | NA | NA | NA | NA | \Classifications\Building System Class\D30-HVAC Systems\D3060 - Control & Inst Air\Building Automation System - BAS | 1019916
20-F1 | 20-F1 New Madera Courthouse | 20-F1-D4010-150-FMS01 | Fire Sprinkler System FMS01 | Transbay Fire Protection, Inc. | NA | unable to identify | OM00042623 |  | Fire Pump Room | NA | NA | NA | NA | NA | NA | NA | NA | NA | NA | \Classifications\Building System Class\D40-Fire Protection SYS\D4010 - Sprinkler SYS\Fire Systems, stand pipes - FMS | 1019917
20-F1 | 20-F1 New Madera Courthouse | 20-F1-D3021-130-BLR02 | Hot Water Boiler B-2 | Raypak | 1308363298 | H7-1505a | OM00042931 |  | Roof Southwest | NA | NA | NA | NA | 120 | NA | Natural Gas | 1 | 1500000 | 1470000 | \Classifications\Building System Class\D30-HVAC Systems\D3020 - Heat SYS\Boiler,Hot Water,Oil/Gas/Comb. - BLR | 1019918
20-F1 | 20-F1 New Madera Courthouse | 20-F1-D3021-130-BLR01 | Hot Water Boiler B-1 | Raypak | 1308363299 | H7-1505a | OM00042932 |  | Roof Southwest | NA | NA | NA | NA | 120 | NA | Natural Gas | 1 | 1500000 | 1470000 | \Classifications\Building System Class\D30-HVAC Systems\D3020 - Heat SYS\Boiler,Hot Water,Oil/Gas/Comb. - BLR | 1019919
20-F1 | 20-F1 New Madera Courthouse | 20-F1-D4010-150-FMS02 | Combination Fire Riser LV-0 | Transbay Fire Protection | NA | VSR | OM00042622 |  | Stair 6 | NA | NA | NA | NA | NA | NA | NA | NA | NA | NA | \Classifications\Building System Class\D40-Fire Protection SYS\D4010 - Sprinkler SYS\Fire Systems, stand pipes - FMS | 1019920
20-F1 | 20-F1 New Madera Courthouse | 20-F1-D4010-150-FMS03 | Combination Fire Riser LV-1-3 | Transbay Fire Protection | NA | VSR | OM00042621 |  | Floor 1 Stair 6 | NA | NA | NA | NA | NA | NA | NA | NA | NA | NA | \Classifications\Building System Class\D40-Fire Protection SYS\D4010 - Sprinkler SYS\Fire Systems, stand pipes - FMS | 1019921
20-F1 | 20-F1 New Madera Courthouse | 20-F1-D4010-150-FMS04 | Combination Fire Riser LV-4 | Transbay Fire Protection | NA | UNABLE TO IDENTIFY | OM00042624 |  | Floor 4 Stair 6 | NA | NA | NA | NA | NA | NA | NA | NA | NA | NA | \Classifications\Building System Class\D40-Fire Protection SYS\D4010 - Sprinkler SYS\Fire Systems, stand pipes - FMS | 1019922
20-F1 | 20-F1 New Madera Courthouse | 20-F1-D4022-210-FSG01 | Fire Protection Main Pump FP-1 | AC Fire Pump ITT Industries | 13-066972-01-01/OK88 | 8x6x18F 8100 Series | OM00042957 |  | Fire Pump Room | NA | NA | NA | (1) 100 HP | 480 | NA | Electric | 3 | NA | NA | \Classifications\Building System Class\D40-Fire Protection SYS\D4020 - Stand Pipe\Pump,Fire,Electric Motor Driven - FSG | 1019923
20-F1 | 20-F1 New Madera Courthouse | 20-F1-D4031-100-FEX33 | Portable Hand Held Fire Extinguisher | Amerex | 99037 | B 402 | OM00043017 |  | All Floors | NA | NA | NA | NA | NA | NA | NA | NA | NA | NA | \Classifications\Building System Class\D40-Fire Protection SYS\D4030 - FIRE SPEC\Fire Extinguisher - FEX | 1019924
20-F1 | 20-F1 New Madera Courthouse | 20-F1-D5010-200-ESD01 | Main Switchboard S1 | Square-D | G-754108 | QED-3R 4000A | OM00042865 |  | Southside of Building Exterior | NA | NA | NA | NA | 480 | 4000A 3P 4W | Electric | 3 | NA | NA | \Classifications\Building System Class\D50-Electrical SYS\D5010 - Elec Service & Dist\Electical Service and Distribution - ESD | 1019925
20-F1 | 20-F1 New Madera Courthouse | 20-F1-D5010-200-ESD02 | Main Switchboard S2 | Square-D | NA | QED-3R 4000A | OM00042864 |  | Southside of Building Exterior | NA | NA | NA | NA | 480 | 200A 3P 4W | Electric | 3 | NA | NA | \Classifications\Building System Class\D50-Electrical SYS\D5010 - Elec Service & Dist\Electical Service and Distribution - ESD | 1019926
20-F1 | 20-F1 New Madera Courthouse | 20-F1-D5010-200-ESD03 | Main Switchboard MSB1 | Square-D | NA | QED-NEMA 1 4000A | OM00042874 |  | Electrical Room B63 | NA | NA | NA | NA | 480 | 4000A 3P 4W | Electric | 3 | NA | NA | \Classifications\Building System Class\D50-Electrical SYS\D5010 - Elec Service & Dist\Electical Service and Distribution - ESD | 1019927
20-F1 | 20-F1 New Madera Courthouse | 20-F1-D5010-234-ATS01 | Automatic Tranfer Switch ATS-LSHB | Caterpillar (CAT) | UNABLE TO IDENTIFY | CTS Series Open Transition | OM00042876 |  | Main Electrical Room B63 | NA | NA | NA | NA | 480 | 600A, 4 Pole | Electric | 3 | NA | NA | \Classifications\Building System Class\D50-Electrical SYS\D5010 - Elec Service & Dist\Automatic Transfer Switch - ATS | 1019928
20-F1 | 20-F1 New Madera Courthouse | 20-F1-D5010-234-ATS02 | Automatic Tranfer Switch ATS-EHB | Caterpillar (CAT) | UNABLE TO IDENTIFY | CTS Series Open Transition | OM00042875 |  | Main Electrical Room B63 | NA | NA | NA | NA | 480 | 600A, 4 Pole | Electric | 3 | NA | NA | \Classifications\Building System Class\D50-Electrical SYS\D5010 - Elec Service & Dist\Automatic Transfer Switch - ATS | 1019929
20-F1 | 20-F1 New Madera Courthouse | 20-F1-D5010-234-ATS03 | Automatic Tranfer Switch ATS-SHR | Caterpillar (CAT) | CANNOT REMOVE LID | CTS Series Open Transition | OM00042647 |  | Roof South | NA | NA | NA | NA | 480 | 200A, 4 Pole | Electric | 3 | NA | NA | \Classifications\Building System Class\D50-Electrical SYS\D5010 - Elec Service & Dist\Automatic Transfer Switch - ATS | 1019930
20-F1 | 20-F1 New Madera Courthouse | 20-F1-D5010-234-ATS04 | Fire Pump ATS | Firetol | 987305-01RE | FTA 950-AM150B | OM00042959 |  | Fire Pump Room | NA | NA | NA | NA | 480 | DNA | NA | 3 | NA | NA | \Classifications\Building System Class\D50-Electrical SYS\D5010 - Elec Service & Dist\Automatic Transfer Switch - ATS | 1019931
20-F1 | 20-F1 New Madera Courthouse | 20-F1-D5010-200-ESD06 | Distribution Panel EDPH | Square-D | 31047 | 316-C04 QED Switchboards | OM00042513 |  | Southeast of Sallyport, Parralel to Sallyport Ramp S03 | NA | NA | NA | NA | 480 | 1000A 3P 4W | Electric | 3 | NA | NA | \Classifications\Building System Class\D50-Electrical SYS\D5010 - Elec Service & Dist\Electical Service and Distribution - ESD | 1019932
20-F1 | 20-F1 New Madera Courthouse | 20-F1-D5010-200-ESD07 | Distribution Panel LSDPHB | Square-D | NA | QED Switchboards | OM00042878 |  | Main Electrical Room B63 | NA | NA | NA | NA | 480 | 600A 3P 4W | Electric | 3 | NA | NA | \Classifications\Building System Class\D50-Electrical SYS\D5010 - Elec Service & Dist\Electical Service and Distribution - ESD | 1019933
20-F1 | 20-F1 New Madera Courthouse | 20-F1-D5010-200-ESD08 | Distribution Panel LSDPH4 | Square-D | NA | QED Switchboards | OM00042913 |  | Floor 4 West Electrical Room 462 | NA | NA | NA | NA | 480 | 400A 3P 4W | Electric | 3 | NA | NA | \Classifications\Building System Class\D50-Electrical SYS\D5010 - Elec Service & Dist\Electical Service and Distribution - ESD | 1019934
20-F1 | 20-F1 New Madera Courthouse | 20-F1-D5010-200-ESD04 | Distribution Panel EDPHB | Square-D | E1 | HL4286TSHL | OM00042877 |  | Main Electrical Room B63 | NA | NA | NA | NA | 480 | 600A 3P 4W | Electric | 3 | NA | NA | \Classifications\Building System Class\D50-Electrical SYS\D5010 - Elec Service & Dist\Electical Service and Distribution - ESD | 1019935
20-F1 | 20-F1 New Madera Courthouse | 20-F1-D5010-200-ESD05 | Distribution Panel DPH4 | Square-D | 31047316-008 | QED Switchboards | OM00042964 |  | Floor 4 East Electrical Room 463 | NA | NA | NA | NA | 480 | 600A 3P 4W | Electric | 3 | NA | Na | \Classifications\Building System Class\D50-Electrical SYS\D5010 - Elec Service & Dist\Electical Service and Distribution - ESD | 1019936
20-F1 | 20-F1 New Madera Courthouse | 20-F1-D5011-240-TRN01 | Transformer TBA | Square-D | 2122013004A | EE112T3HISNLP | OM00042879 |  | Main Electrical Room B63 | NA | NA | NA | NA | 480 | 112.5 KVA IG K-13 Rated | Electric | 3 | NA | NA | \Classifications\Building System Class\D50-Electrical SYS\D5010 - Elec Service & Dist\Transformer - TRN | 1019937
20-F1 | 20-F1 New Madera Courthouse | 20-F1-D5011-240-TRN02 | Transformer T1A | Square-D | 2091913020A | EE75T3HISNLP | OM00042636 |  | Floor 1 East Electrical Room 163 | NA | NA | NA | NA | 480 | 75 KVA IG K-13 Rated | Electric | 3 | NA | NA | \Classifications\Building System Class\D50-Electrical SYS\D5010 - Elec Service & Dist\Transformer - TRN | 1019938
20-F1 | 20-F1 New Madera Courthouse | 20-F1-D5011-240-TRN03 | Transformer T1B | Square-D | 2092313019A | EE75T3HISNLP | OM00042635 |  | Floor 1 West Electrical Room 162 | NA | NA | NA | NA | 480 | 75 KVA IG K-13 Rated | Electric | 3 | NA | NA | \Classifications\Building System Class\D50-Electrical SYS\D5010 - Elec Service & Dist\Transformer - TRN | 1019939
20-F1 | 20-F1 New Madera Courthouse | 20-F1-D5011-240-TRN04 | Transformer T2A | Square-D | 2100713025A | EE75T3HISNLP | OM00042639 |  | Floor 2 East Electrical Room 263 | NA | NA | NA | NA | 480 | 75 KVA IG K-13 Rated | Electric | 3 | NA | NA | \Classifications\Building System Class\D50-Electrical SYS\D5010 - Elec Service & Dist\Transformer - TRN | 1019940
20-F1 | 20-F1 New Madera Courthouse | 20-F1-D5011-240-TRN05 | Transformer T2B | Square-D | 2091913017A | EE75T3HISNLP | OM00042638 |  | Floor 2 West Electrical Room 262 | NA | NA | NA | NA | 480 | 75 KVA IG K-13 Rated | Electric | 3 | NA | NA | \Classifications\Building System Class\D50-Electrical SYS\D5010 - Elec Service & Dist\Transformer - TRN | 1019941
20-F1 | 20-F1 New Madera Courthouse | 20-F1-D5011-240-TRN06 | Transformer T3A | Square-D | 2093013010A | EE75T3HISNLP | OM00042643 |  | Floor 3 East Electrical Room 363 | NA | NA | NA | NA | 480 | 75 KVA IG K-13 Rated | Electric | 3 | NA | NA | \Classifications\Building System Class\D50-Electrical SYS\D5010 - Elec Service & Dist\Transformer - TRN | 1019942
20-F1 | 20-F1 New Madera Courthouse | 20-F1-D5011-240-TRN07 | Transformer T3B | Square-D | 2091313004A | EE75T3HISNLP | OM00042620 |  | Floor 3 West Electrical Room 362 | NA | NA | NA | NA | 480 | 75 KVA IG K-13 Rated | Electric | 3 | NA | NA | \Classifications\Building System Class\D50-Electrical SYS\D5010 - Elec Service & Dist\Transformer - TRN | 1019943
20-F1 | 20-F1 New Madera Courthouse | 20-F1-D5011-240-TRN08 | Transformer T4A | Square-D | 2100513009A | EE75T3HISNLP | OM00042642 |  | Floor 4 East Electrical Room 463 | NA | NA | NA | NA | 480 | 75 KVA IG K-13 Rated | Electric | 3 | NA | NA | \Classifications\Building System Class\D50-Electrical SYS\D5010 - Elec Service & Dist\Transformer - TRN | 1019944
20-F1 | 20-F1 New Madera Courthouse | 20-F1-D5011-240-TRN09 | Transformer T4B | Square-D | 2101113005A | EE75T3HISNLP | OM00042524 |  | Floor 4 West Electrical Room 462 | NA | NA | NA | NA | 480 | 75 KVA IG K-13 Rated | Electric | 3 | NA | NA | \Classifications\Building System Class\D50-Electrical SYS\D5010 - Elec Service & Dist\Transformer - TRN | 1019945
20-F1 | 20-F1 New Madera Courthouse | 20-F1-D5011-240-TRN10 | Transformer ETBA | Square-D | 2121913005A | EE112T3HISNLP | OM00042880 |  | Main Electrical Room B63 | NA | NA | NA | NA | 480 | 112.5 KVA IG K-13 Rated | Electric | 3 | NA | NA | \Classifications\Building System Class\D50-Electrical SYS\D5010 - Elec Service & Dist\Transformer - TRN | 1019946
20-F1 | 20-F1 New Madera Courthouse | 20-F1-D5011-240-TRN11 | Transformer ET2A | Square-D | 2100413027A | EE75T3HISNLP | OM00042640 |  | Floor 2 East Electrical Room 263 | NA | NA | NA | NA | 480 | 75 KVA IG K-13 Rated | Electric | 3 | NA | NA | \Classifications\Building System Class\D50-Electrical SYS\D5010 - Elec Service & Dist\Transformer - TRN | 1019947
20-F1 | 20-F1 New Madera Courthouse | 20-F1-D5011-240-TRN12 | Transformer ET2B | Square-D | 2092713004A | EE75T3HISNLP | OM00042637 |  | Floor 2 West Electrical Room 262 | NA | NA | NA | NA | 480 | 75 KVA IG K-13 Rated | Electric | 3 | NA | NA | \Classifications\Building System Class\D50-Electrical SYS\D5010 - Elec Service & Dist\Transformer - TRN | 1019948
20-F1 | 20-F1 New Madera Courthouse | 20-F1-D5011-240-TRN13 | Transformer ET4A | Square-D | 2100513008A | EE75T3HISNLP | OM00042641 |  | Floor 4 East Electrical Room 463 | NA | NA | NA | NA | 480 | 75 KVA IG K-13 Rated | Electric | 3 | NA | NA | \Classifications\Building System Class\D50-Electrical SYS\D5010 - Elec Service & Dist\Transformer - TRN | 1019949
20-F1 | 20-F1 New Madera Courthouse | 20-F1-D5011-240-TRN14 | Transformer ET4B | Square-D | 2092713009A | EE75T3HISNLP | OM00042523 |  | Floor 4 West Electrical Room 462 | NA | NA | NA | NA | 480 | 75 KVA IG K-13 Rated | Electric | 3 | NA | NA | \Classifications\Building System Class\D50-Electrical SYS\D5010 - Elec Service & Dist\Transformer - TRN | 1019950
20-F1 | 20-F1 New Madera Courthouse | 20-F1-D5011-240-TRN15 | Transformer LSTBA | Square-D | 1051713050 | EE15T3H | OM00042881 |  | Floor 4 Main Electrical Room B63 | NA | NA | NA | NA | 480 | 15 KVA IG K-13 Rated | Electric | 3 | NA | NA | \Classifications\Building System Class\D50-Electrical SYS\D5010 - Elec Service & Dist\Transformer - TRN | 1019951
20-F1 | 20-F1 New Madera Courthouse | 20-F1-D5011-240-TRN16 | Transformer LST3A | Square-D | 103071426 | EE15T3H | OM00042644 |  | Floor 3 East Electrical Room 363 | NA | NA | NA | NA | 480 | 15 KVA IG K-13 Rated | Electric | DNA | NA | NA | \Classifications\Building System Class\D50-Electrical SYS\D5010 - Elec Service & Dist\Transformer - TRN | 1019952
20-F1 | 20-F1 New Madera Courthouse | 20-F1-D5011-240-TRN17 | Transformer LST3B | Square-D | 1111813392 | EE15T3H | OM00042966 |  | Floor 3 West Electrical Room 362 | NA | NA | NA | NA | 480 | 15 KVA IG K-13 Rated | Electric | 3 | NA | NA | \Classifications\Building System Class\D50-Electrical SYS\D5010 - Elec Service & Dist\Transformer - TRN | 1019953
20-F1 | 20-F1 New Madera Courthouse | 20-F1-D5092-250-EML344 | Emergency Exit Lights | Emersi Lite | Multiple | BAP2L21R | OM00043018 |  | Throughout | NA | NA | NA | NA | NA | NA | NA | NA | NA | NA | \Classifications\Building System Class\D50-Electrical SYS\D5090 - Elec SYS\Emergency And Exit Lighting - EML | 1019954
20-F1 | 20-F1 New Madera Courthouse | 20-F1-G2023-150-PEG01 | Generator Area Gate | Doorking, INC. | 6460 | 9100-080 | OM00042887 |  | Exterior 7th & H St. Generator Yard | NA | NA | NA | NA | 120 | NA | NA | NA | NA | NA | \Classifications\Building System Class\G20-Other Systems\G2020 - Parking Lots\Secured Parking Gate - PEG | 1019955
20-F1 | 20-F1 New Madera Courthouse | 20-F1-D2030-410-PMS01 | Sewage Ejector Pumps SE-1 & 2 | HOMA Weil Aquatronics | 14-01011 | AMX334-184/4DFM | OM00042892 |  | Open Space @ Electrical Room | NA | NA | NA | (2) 4 HP | 480 | 11.8 | Electric | 3 | NA | NA | \Classifications\Building System Class\D20-Plumbing\D2030 - Sani Waste\Sewage Ejector Pump - PMS | 1019956
20-F1 | 20-F1 New Madera Courthouse | 20-F1-D2030-410-PMS02 | Sewage Ejector Pumps SE-3 & 4 | HOMA Weil Aquatronics | 292983 | TP70V20/4/3/C | OM00042518 |  | Sallyport North wall of parking | NA | NA | NA | (2) 1.5 HP | 480 | 2.8 | Electric | 3 | NA | NA | \Classifications\Building System Class\D20-Plumbing\D2030 - Sani Waste\Sewage Ejector Pump - PMS | 1019957
20-F1 | 20-F1 New Madera Courthouse | 20-F1-G2050-200-LSC01 | Landscape | NA | NA | NA | OM00043020 |  | Exterior of Building | NA | NA | NA | NA | NA | NA | NA | NA | NA | NA | \Classifications\Building System Class\G20-Other Systems\G2050 - Landscaping\Landscaping - LSC | 1019958
20-F1 | 20-F1 New Madera Courthouse | 20-F1-D5092-250-ELT61 | Exteroir Lighting | NA | NA | NA | OM00043019 |  | Exterior of Building | NA | NA | NA | NA | NA | NA | NA | NA | NA | NA | \Classifications\Building System Class\D50-Electrical SYS\D5090 - Elec SYS\Exterior Lighting - ELT | 1019959
20-F1 | 20-F1 New Madera Courthouse | 20-F1-G2049-300-HSC01 | Hardscape | NA | NA | NA | OM00043021 |  | Throughout | NA | NA | NA | NA | NA | NA | NA | NA | NA | NA | \Classifications\Building System Class\G20-Other Systems\G2040 - Site Development\Hardscape - HSC | 1019960
20-F1 | 20-F1 New Madera Courthouse | 20-F1-G2023-150-PEG02 | Judges Parking Lot Gate | Doorking, INC. | 159 | 9210-081 | OM00042888 |  | H St. Judges Parking Gate | NA | NA | NA | NA | 120 | DNA | Electric | DNA | NA | NA | \Classifications\Building System Class\G20-Other Systems\G2020 - Parking Lots\Secured Parking Gate - PEG | 1019961
20-F1 | 20-F1 New Madera Courthouse | 20-F1-C1020-110-FRD19 | Fire Rollup Overhead Door for Juvenile | Cookson | NO ACCESS | NO ACCESS | OM00042910 |  | 3rd. Flor Juvenile Window | NA | NA | NA | NA | NA | NA | NA | NA | NA | NA | \Classifications\Building System Class\C10-General Building Interior\C1020 - Fire Doors\Fire Doors - FRD | 1021622
20-F2 | 20-F2 New Madera Courthouse Parking Garage | 20-F2-D1010-100-ELE01 | Parking Garage Elevator - Hydralic State ID#167457 | Otis | 211-1331306 | ABA212410 | OM00039854 | State ID# 167457 | 1st. Flr. Behind elevator | NA | NA | NA | 40 | 480 | 53 | Electric | 3 | NA | NA | \Classifications\Building System Class\D10-Conveyance Systems\D1010 - Elevator\Elevator,Electric,Pass/Freight - ELE | 1019851
20-F2 | 20-F2 New Madera Courthouse Parking Garage | 20-F2-D3042-220-EFN01 | Exhaust Fan PEF-1 | Greenheck | 13509365 | CWB-131-4-X | OM00042983 |  | Elevator Equipment Room 101 | (1) 3L200R | NA | NA | 1/4 | 115 | 5.8 | Electric | 1 | NA | NA | \Classifications\Building System Class\D30-HVAC Systems\D3040 - Distribution SYS\Supply/Exhaust/Return fans- FAN | 1021312
20-F2 | 20-F2 New Madera Courthouse Parking Garage | 20-F2-D3050-250-ACU01 | Split System - DX Split Fan Coil PAC-1 / Outdoor Condenser PCU-1 | Mitsubishi Electric | 3XA08521A/3YU05086A | PKA-A12HA4 / PUY-A12NHA4 | OM00042982 |  | Electrical Room 102 | NA | NA | R-410A | NA | 208 | NA | Electric | 1 | 1,190 | 12,000 | \Classifications\Building System Class\D30-HVAC Systems\D3050 - Package SYS\Air Conditioning,Split System - ACU | 1021313
20-F2 | 20-F2 New Madera Courthouse Parking Garage | 20-F2-D4031-100-FEX12 | Hand Held Fire Extinguisher | Amerex | A37795644 | B402 | OM00043005 |  | All floors | NA | NA | NA | NA | NA | NA | NA | NA | NA | NA | \Classifications\Building System Class\D40-Fire Protection SYS\D4030 - FIRE SPEC\Fire Extinguisher - FEX | 1021314
20-F2 | 20-F2 New Madera Courthouse Parking Garage | 20-F2-D5092-250-EML36 | Emergency Lighting | Emersi Lite | BASVX1R-4X-2CKT | UNABLE TO IDENTIFY | OM00043006 |  | All floors | NA | NA | NA | NA | NA | NA | Electric | NA | NA | NA | \Classifications\Building System Class\D50-Electrical SYS\D5090 - Elec SYS\Emergency And Exit Lighting - EML | 1021315
20-F2 | 20-F2 New Madera Courthouse Parking Garage | 20-F2-D5092-250-ELT05 | Exterior Lights | NA | Y-5 LED | NA | OM00043007 |  | All floors | NA | NA | NA | NA | NA | NA |  | NA | NA |  | \Classifications\Building System Class\D50-Electrical SYS\D5090 - Elec SYS\Exterior Lighting - ELT | 1021316
20-F2 | 20-F2 New Madera Courthouse Parking Garage | 20-F2-B2010-100-BLD01 | Building Structure | NA | NA | NA | OM00043010 |  | All floors | NA | NA | NA | NA | NA | NA | NA | NA | NA | NA | \Classifications\Building System Class\B20-General Building Exterior\B2010 - Exterior Walls\Building - BLD | 1021317
20-F2 | 20-F2 New Madera Courthouse Parking Garage | 20-F2-B2034-400-DOH01 | Rollup Gates Exit | Cookson | C 00198 | SGH5023ESR | OM00042985 |  | 1st Floor | NA | NA | NA | 1/2 | 208 | 1.3 | Electric | 3 | NA | NA | \Classifications\Building System Class\B20-General Building Exterior\B2030 - Exterior Doors\Door,Overhead-Shutter,Manual,Elec,Roll-up - DOH | 1021319
20-F2 | 20-F2 New Madera Courthouse Parking Garage | 20-F2-G2050-200-LSC01 | Landscaping | NA | NA | NA | OM00043008 |  | Throughout | NA | NA | NA | NA | NA | NA | NA | NA | NA | NA | \Classifications\Building System Class\G20-Other Systems\G2050 - Landscaping\Landscaping - LSC | 1021323
20-F2 | 20-F2 New Madera Courthouse Parking Garage | 20-F2-B2034-400-DOH02 | Rollup Gates Entrance | Cookson | C 00074 | SGH5023ESL | OM00042984 |  | 1st Floor | NA | NA | NA | 1/2 | 208 | 1.3 | Electric | 3 | NA | NA | \Classifications\Building System Class\B20-General Building Exterior\B2030 - Exterior Doors\Door,Overhead-Shutter,Manual,Elec,Roll-up - DOH | 1021318
20-F2 | 20-F2 New Madera Courthouse Parking Garage | 20-F2-D5092-100-UPS01 | UPS 24KVA | Online Power | PVO866 | Powerwave | OM00042988 |  | Electrical Room #102 | NA | NA | NA | NA | 480 | DNA | Electric and lead-sulfuric acid | 3 | NA | NA | \Classifications\Building System Class\D50-Electrical SYS\D5090 - Elec SYS\Uninterruptible Power System - UPS | 1021320
20-F2 | 20-F2 New Madera Courthouse Parking Garage | 20-F2-D5011-240-TRN01 | Transformer 45KVA TXF | Square D | 1120613011 | EE45T3HCU | OM00042987 |  | Electrical Room #102 | NA | NA | NA | NA | 480 208/120 | 125 | Electric | 3 | NA | NA | \Classifications\Building System Class\D50-Electrical SYS\D5010 - Elec Service & Dist\Transformer - TRN | 1021321
20-F2 | 20-F2 New Madera Courthouse Parking Garage | 20-F2-D5010-200-ESD01 | Switchboard DET "DPHPS" | Square D | 14032 | 12310473161690001 | OM00042986 |  | Electrical Room #102 | NA | NA | NA | NA | 408/277 | 400 | Electric | 3 | NA | NA | \Classifications\Building System Class\D50-Electrical SYS\D5010 - Elec Service & Dist\Electical Service and Distribution - ESD | 1021322
20-F2 | 20-F2 New Madera Courthouse Parking Garage | 20-F2-G2049-300-HSC01 | Hardscape | NA | NA | NA | OM00043009 |  | Throughout | NA | NA | NA | NA | NA | NA | NA | NA | NA | NA | \Classifications\Building System Class\G20-Other Systems\G2040 - Site Development\Hardscape - HSC | 1021324
20-F2 | 20-F2 Main Courthouse Parking Garage | 20-F2-D4035-100-FEX13 | Portable Handheld | Amerex | NA | PRO 5- TCM-8 | OM00039858 |  | Behind elevator | NA | NA | NA | NA | NA | NA | NA | NA |  |  | \Classifications\Building System Class\D40-Fire Protection SYS\D4030 - FIRE SPEC\Fire Extinguisher - FEX | 1022901
23-A1 | 23-A1 County Courthouse | 23-A1-D1010-100-ELE01 | Elevator,Electric,Pass/Freight - ELE01 | Atlas | 2463078 | 32A1242 | OM00018222 | State ID# 027562 | Roof (Main) | NA | DNA | NA | 25 | DNA | 1165 | Electrical | 3 | NA | NA | \Classifications\Building System Class\D10-Conveyance Systems\D1010 - Elevator\Elevator,Electric,Pass/Freight - ELE | EQ-1005725
23-A1 | 23-A1 County Courthouse | 23-A1-D2022-260-HWG01 | Domestic Water Heater, Gas - HWG01 | State Industries, Inc. | F98972538 | CD552-20RS973 | OM00018248 | DNA | Floor 1, Fan Room - Ground floor | NA | DNA | NA | DNA | 208 | DNA | Gas | 1 | NA | NA | \Classifications\Building System Class\D20-Plumbing\D2020 - Domestic Water\Domestic Water Heater, Gas - HWG | EQ-1005726
23-A1 | 23-A1 County Courthouse | 23-A1-D3021-140-BLR01 | Boiler,Steam,Oil/Gas/Comb. - BLR01 | Burnham | 7590498 | PF513 | OM00018234 |  | Boiler Room | NA | DNA | NA | .75 | 208 | 5.5 | Natural Gas | 3 | 2655000 | 2,575,000 | \Classifications\Building System Class\D30-HVAC Systems\D3020 - Heat SYS\Boiler,Hot Water,Oil/Gas/Comb. - BLR | EQ-1005727
23-A1 | 23-A1 County Courthouse | 23-A1-D3021-140-BLR02 | Boiler,Steam,Oil/Gas/Comb. - BLR02 | Burnham | 7590502 | PF513 | OM00018235 |  | Boiler Room | NA | DNA | NA | .75 | 208 | 5.5 | Natural Gas | 3 | 2655000 | 2,575,000 | \Classifications\Building System Class\D30-HVAC Systems\D3020 - Heat SYS\Boiler,Hot Water,Oil/Gas/Comb. - BLR | EQ-1005728
23-A1 | 23-A1 County Courthouse | 23-A1-D2040-100-PSU03 | Sump Pump - PSU03 | Dayton | DNA | 8XU93 | OM00018236 | DNA | Boiler Room | NA | DNA | NA | 1/3 hp | 208 | 115 | Electrical | 1 | NA | NA | \Classifications\Building System Class\D20-Plumbing\D2040 - Rain Drain\Sump Pump - PSU | EQ-1005731
23-A1 | 23-A1 County Courthouse | 23-A1-D2040-100-PSU04 | Sump Pump - PSU04 | Little Giant | 07L1051088 | TSW-SP | OM00018237 | DNA | Basement, Boiler Room | NA | DNA | NA | 1 | 120 | DNA | Electrical | 1 | NA | NA | \Classifications\Building System Class\D20-Plumbing\D2040 - Rain Drain\Sump Pump - PSU | EQ-1005732
23-A1 | 23-A1 County Courthouse | 23-A1-D2040-100-PSU05 | Sump Pump - PSU05 | Little Giant | 08G1050730 | TSW-SP | OM00018238 | DNA | Basement Boiler Room | NA | DNA | NA | 1 | 120 | DNA | Electrical | 1 | NA | NA | \Classifications\Building System Class\D20-Plumbing\D2040 - Rain Drain\Sump Pump - PSU | EQ-1005733
23-A1 | 23-A1 County Courthouse | 23-A1-D3030-110-CTW01 | Cooling Tower - CTW01 | RSD | 7343 | Mod# 040 | OM00018230 |  | Chiller Mechanical Pit | NA | DNA | NA | 1 | 230/460 | 128 | Electrical | 3 | NA | NA | \Classifications\Building System Class\D30-HVAC Systems\D3030 - Cooling SYS\Cooling Tower - CTW | EQ-1005734
23-A1 | 23-A1 County Courthouse | 23-A1-D3030-110-CTW02 | Cooling Tower - CTW02 | RSD | 7342 | Mod# 040 | OM00018231 |  | Chiller Mechanical Pit | NA | DNA | DNA | 1 | 230/460 | 128 | Electrical | 3 | NA | NA | \Classifications\Building System Class\D30-HVAC Systems\D3030 - Cooling SYS\Cooling Tower - CTW | EQ-1005735
23-A1 | 23-A1 County Courthouse | 23-A1-D3042-210-FAN01 | Bath-Room Exhaust FAN01 | GE | 2F186 | 5K2C4D23 | OM00018219 |  | Roof (Main) | NA | DNA | R-22 | NA | 208/230 | NA | Electrical | 3 | DNA | DNA | \Classifications\Building System Class\D30-HVAC Systems\D3040 - Distribution SYS\Fan,Axial - FAN | EQ-1005739
23-A1 | 23-A1 County Courthouse | 23-A1-D3041-230-RFN01 | Supply Fan-RFN01 | Trane | 1-4540 | B1-21 | OM00018225 | DNA | Roof (Central) | (1) B-95 | DNA | NA | 1.5 | 230 | 6 | Electrical | 3 | NA | NA | \Classifications\Building System Class\D30-HVAC Systems\D3040 - Distribution SYS\Supply/Exhaust/Return fans- FAN | EQ-1005740
23-A1 | 23-A1 County Courthouse | 23-A1-D3041-110-AHU01 | Air Handling Unit - AHU01 | Western Blower | 72786 | Size 11 | OM00018247 |  | Fan Room | (5) DNA | 20x25x2 | NA | 25 | 208/230 | DNA | Electrical | 3 | DNA | DNA | \Classifications\Building System Class\D30-HVAC Systems\D3040 - Distribution SYS\Air Handling Unit - AHU | EQ-1005741
23-A1 | 23-A1 County Courthouse | 23-A1-D3041-110-AHU02 | Air Handling Unit - AHU02 | Western Blower | 72787 | Size 8 | OM00018246 |  | Fan Room | (5) DNA | 20x25x2 | NA | 15 | 208/230 | DNA | Electrical | 3 | DNA | DNA | \Classifications\Building System Class\D30-HVAC Systems\D3040 - Distribution SYS\Air Handling Unit - AHU | EQ-1005742
23-A1 | 23-A1 County Courthouse | 23-A1-D3050-210-PKU01 | Package Unit- PKU01 | Bryant | 4485G73-174 | 579DP048080 | OM00018217 | DNA | Roof (Main) | NA | 20x25x2 -(x2) | R-22 | NA | 230 | DNA | Natural Gas | 3 | 80,000 | 61,600 | \Classifications\Building System Class\D30-HVAC Systems\D3050 - Package SYS\Package Unit - PKU | EQ-1005743
23-A1 | 23-A1 County Courthouse | 23-A1-D3050-210-PKU02 | Package Unit- PKU02 | Bryant | 1885G22-163 | 579DP090148 | OM00018218 | DNA | Roof (Main) | A-45 | 20x25x2 -(x2) | R-22 | NA | 230 | DNA | Natural Gas | 3 | 86,000 | 116,800 | \Classifications\Building System Class\D30-HVAC Systems\D3050 - Package SYS\Package Unit - PKU | EQ-1005744
23-A1 | 23-A1 County Courthouse | 23-A1-D3050-250-ACU06 | Air Conditioning,Split System - ACU06 | Trane | P3743AAAH | TTA240B300CA | OM00018224 |  | Roof (Central) | NA | NA | R-22 | NA | 230 | DNA | Electrical | 3 | NA | 246000 | \Classifications\Building System Class\D30-HVAC Systems\D3050 - Package SYS\Air Conditioning,Split System - ACU | EQ-1005745
23-A1 | 23-A1 County Courthouse | 23-A1-D3031-100-PCH01 | Chilled Water Pump - PCH01 | Baldor | 37F614T853 | EM3313T | OM00032123 |  | Fan Room | NA | DNA | NA | 5 | 230 | DNA | Electrical | 3 | NA | NA | \Classifications\Building System Class\D30-HVAC Systems\D3030 - Cooling SYS\Chilled Water Pump - PCH | EQ-1005746
23-A1 | 23-A1 County Courthouse | 23-A1-D3050-250-ACU01 | Air Conditioning,Split System - ACU01 | Fujitsu | EBN008068 | ACU36CLX | OM00018226 |  | ROOF (1ST FLOOR) | NA | NA | R-410A | NA | 208/230 | NA | Electrical | 1 | DNA | DNA | \Classifications\Building System Class\D30-HVAC Systems\D3050 - Package SYS\Air Conditioning,Split System - ACU | EQ-1005748
23-A1 | 23-A1 County Courthouse | 23-A1-D3050-250-ACU02 | Air Conditioning,Split System - ACU02 | Fujitsu | EBN008070 | ACU36CLX | OM00018227 |  | ROOF (1ST FLOOR) | NA | NA | R-410A | NA | 208/230 | NA | Electrical | 1 | DNA | DNA | \Classifications\Building System Class\D30-HVAC Systems\D3050 - Package SYS\Air Conditioning,Split System - ACU | EQ-1005749
23-A1 | 23-A1 County Courthouse | 23-A1-D3050-250-ACU05 | Air Conditioning,Split System - ACU05 | Trane | M501575FF | TTA072C300A0 | OM00018220 |  | CENTER OF ROOF | NA | DNA | R-410A | NA | 208/230 | DNA | Electrical | 3 | DNA | DNA | \Classifications\Building System Class\D30-HVAC Systems\D3050 - Package SYS\Air Conditioning,Split System - ACU | EQ-1005751
23-A1 | 23-A1 County Courthouse | 23-A1-D3050-250-ACU04 | Air Conditioning,Split System - ACU04 | Mitsubishi Electric | 3000307 | MU17TN | OM00018244 |  | IT Security Camera Room | NA | NA | R-22 | NA | 208/230 | NA | Electrical | 1 | DNA | DNA | \Classifications\Building System Class\D30-HVAC Systems\D3050 - Package SYS\Air Conditioning,Split System - ACU | EQ-1005755
23-A1 | 23-A1 County Courthouse | 23-A1-D4031-100-FEX26 | Fire Extinguisher - FEX22 | Amerex | NA | A456 | OM00019501 |  | All | NA | NA | NA | NA | NA | NA | NA | NA | NA | NA | \Classifications\Building System Class\D40-Fire Protection SYS\D4030 - FIRE SPEC\Fire Extinguisher - FEX | EQ-1005756
23-A1 | 23-A1 County Courthouse | 23-A1-D2017-100-SHW01 | Eye Washes & Emergency Showers - SHW01 | Haws | DNA | DNA | OM00019503 | DNA | Basement, Boiler Room | NA | DNA | NA | DNA | NA | NA | NA | NA | NA | NA | \Classifications\Building System Class\D20-Plumbing\D2010 - Plumb Fix\Showers - SHW | EQ-1005757
23-A1 | 23-A1 County Courthouse | 23-A1-B2010-100-BLD01 | Building Structure | NA | NA | NA | OM00032394 |  | NA | NA | NA | NA | NA | NA | NA | NA | NA | NA | NA | \Classifications\Building System Class\B20-General Building Exterior\B2010 - Exterior Walls\Building - BLD | EQ-1007290
23-A1 | 23-A1 County Courthouse | 23-A1-B3010-100-RUF01 | Roof - RUF01 | NA | NA | NA | OM00019505 |  | NA | NA | NA | NA | NA | NA | NA | NA | NA | NA | NA | \Classifications\Building System Class\B30-Roofing\B3010 - Roof Types\Roof - RUF | EQ-1007467
23-A1 | 23-A1 County Courthouse | 23-A1-D4010-150-FMS01 | System Extinguishing, Wet Pipe - FMS01 | DNA | DNA | DNA | OM00032078 | DNA |  |  |  | NA |  | NA |  | NA | NA | NA | NA | \Classifications\Building System Class\D40-Fire Protection SYS\D4010 - Sprinkler SYS\Fire Systems, stand pipes - FMS | EQ-1007680
23-A1 | 23-A1 County Courthouse | 23-A1-D3055-260-WAC04 | Window Air Conditioner- WAC04 | Friedrich | LGFR07051 | YS09L10-E | OM00019511 | DNA | Office | NA | NA | R-22 | DNA | 120 | 7.4 | Electric | 1 | 9200 | DNA | \Classifications\Building System Class\D30-HVAC Systems\D3050 - Package SYS\Window Air Conditioner- WAC | 1009195
23-A1 | 23-A1 County Courthouse | 23-A1-D3055-260-WAC05 | Window Air Conditioner- WAC05 | AMANA | DNA | AH123A35MA | OM00019525 | DNA | Office | NA | NA | R-22 | DNA | 120 | DNA | Electric | 1 | DNA | DNA | \Classifications\Building System Class\D30-HVAC Systems\D3050 - Package SYS\Window Air Conditioner- WAC | 1009196
23-A1 | 23-A1 County Courthouse | 23-A1-D3055-260-WAC06 | Window Air Conditioner- WAC06 | Friedrick | LCCK00780 | ZQ07A10B | OM00019526 | DNA | Chamber E Admin Office | NA | NA | R-22 | DNA | 120 | 6 | Electric | 1 | DNA | 7000 | \Classifications\Building System Class\D30-HVAC Systems\D3050 - Package SYS\Window Air Conditioner- WAC | 1009197
23-A1 | 23-A1 County Courthouse | 23-A1-D3055-260-WAC07 | Window Air Conditioner- WAC07 | Westinghouse | AHB148721 | AC058H7A1 | OM00019527 | DNA | Judges Chambers E | NA | NA | R-22 | DNA | 120 | 6.6 | Electric | 1 | DNA | 5050 | \Classifications\Building System Class\D30-HVAC Systems\D3050 - Package SYS\Window Air Conditioner- WAC | 1009198
23-A1 | 23-A1 County Courthouse | 23-A1-D3055-260-WAC08 | Window Air Conditioner- WAC08 | Friedrick | LGJR05882 | EQ08L11A-A | OM00019528 | DNA | Judges Chambers E | NA | NA | R-22 | DNA | 120 | 11.2 | Electric | 1 | DNA | 7700 | \Classifications\Building System Class\D30-HVAC Systems\D3050 - Package SYS\Window Air Conditioner- WAC | 1009199
23-A1 | 23-A1 County Courthouse | 23-A1-D3055-260-WAC09 | Window Air Conditioner- WAC09 | Frigidare | KK7063931 | FAC105P1A1 | OM00019529 | DNA | Manager's Office | NA | NA | R-22 | DNA | 120 | 15 | Electric | 1 | DNA | 10000 | \Classifications\Building System Class\D30-HVAC Systems\D3050 - Package SYS\Window Air Conditioner- WAC | 1009200
23-A1 | 23-A1 County Courthouse | 23-A1-D4024-100-FHS04 | Other Stand Pipe and Hose Systems-FHS04 | DNA | DNA | DNA | OM00019537 | DNA | Exterior & Roof | NA | NA | NA | NA | NA | NA | NA | NA | NA | NA | \Classifications\Building System Class\D40-Fire Protection SYS\D4020 - Stand Pipe\Other Stand Pipe Hose Systems - FHS | 1009201
23-A1 | 23-A1 County Courthouse | 23-A1-D5010-200-ESD01 | Main Electrical Panel - SBR01 | Zinsco | DNA | 241998 | OM00019509 |  | Electrical Room | NA | NA | NA | NA | 120/208 | 1200 | Electric | 3 | NA | NA | \Classifications\Building System Class\D50-Electrical SYS\D5010 - Elec Service & Dist\Electical Service and Distribution - ESD | 1009202
23-A1 | 23-A1 County Courthouse | 23-A1-D5037-710-FAP01 | Fire Alarm Panel - FAP01 | Notifier | 11203 | MD4112-24VDC | OM00019506 | DNA | Hallway | NA | NA | NA | NA | 24 | DNA | Electric | 1 | NA | NA | \Classifications\Building System Class\D50-Electrical SYS\D5030 - Comm & Security\Fire Alarm Panel - FAP | 1009203
23-A1 | 23-A1 County Courthouse | 23-A1-D5092-250-EML12 | Exit signs EML12 | DNA | 388087 | LQMSW3G | OM00019502 | NA | THROUGHOUT | NA | NA | NA | NA | 115 | NA | Electric | 1 | NA | NA | \Classifications\Building System Class\D50-Electrical SYS\D5090 - Elec SYS\Emergency And Exit Lighting - EML | 1009204
23-A1 | 23-A1 County Courthouse | 23-A1-D2090-650-WSR01 | Water Softener - WSR01 | ECO Water Systems | DNA | DNA | OM00019507 | DNA | Boiler Room | NA | NA | NA | NA | 120 | DNA | Electric | 1 | NA | NA | \Classifications\Building System Class\D20-Plumbing\D2090 - Other Plumbing SYS\Water Softener - WSR | 1009205
23-A1 | 23-A1 County Courthouse | 23-A1-D5010-110-EMT01 | Electric Meter Readings - EMT01 | Asea Brown Boveri | 1628053 | A1D | OM00019530 |  | Electrical Room | NA | NA | NA | NA | DNA | 1200 | Electric | 3 | NA | NA | \Classifications\Building System Class\D50-Electrical SYS\D5010 - Elec Service & Dist\Electric Meter Readings - EMT | 1009206
23-A1 | 23-A1 County Courthouse | 23-A1-D3012-120-GMR01 | Gas Meter - GMR01 | American Meters | 44824703 | AL-1400 | OM00019531 |  | Exterior | NA | NA | NA | NA | NA | NA | NA | NA | NA | NA | \Classifications\Building System Class\D30-HVAC Systems\D3010 - Energy Supply\Gas Meter Readings - GMR | 1009207
23-A1 | 23-A1 County Courthouse | 23-A1-D2020-130-WMR01 | Water Meter Readings - WMR01 | DNA | DNA | DNA | OM00019532 | DNA | Exterior | NA | NA | NA | NA | NA | NA | NA | NA | NA | NA | \Classifications\Building System Class\D20-Plumbing\D2020 - Domestic Water\Water Meter Readings - WMR | 1009208
23-A1 | 23-A1 County Courthouse | 23-A1-D5092-250-ELT16 | Exterior Lighting - ELT16 | DNA | DNA | DNA | OM00019534 | DNA | Exterior | NA | NA | NA | NA | DNA | DNA | Electric | DNA | NA | NA | \Classifications\Building System Class\D50-Electrical SYS\D5090 - Elec SYS\Exterior Lighting - ELT | 1009209
23-A1 | 23-A1 County Courthouse | 23-A1-D2023-100-BFP01 | Backflow Preventer - BFP01 Water supply for boiler system. | Watts | B26877 | 009-M3QT B22677 | OM00019508 | ID#:1 | Boiler Room | NA | NA | NA | NA | NA | NA | NA | NA | NA | NA | \Classifications\Building System Class\D20-Plumbing\D2020 - Domestic Water\Backflow Preventer - BFP | 1009226
23-A1 | 23-A1 County Courthouse | 23-A1-D2023-100-BFP02 | Backflow Preventer - BFP02 Water supply for chilled water loop. | Watts | A99981 | 009-M3QT B22677 | OM00019504 | ID#:2 | Fan Room | NA | NA | NA | NA | NA | NA | NA | NA | NA | NA | \Classifications\Building System Class\D20-Plumbing\D2020 - Domestic Water\Backflow Preventer - BFP | 1009227
23-A1 | 23-A1 County Courthouse | 23-A1-D3055-260-WAC01 | Window Air Conditioner- WAC01 | AMANA | 2011570000205- | AH123A35MA | OM00018249 | DNA | Conference Room | NA | NA | R-22 | DNA | 120 | DNA | Electric | 1 | DNA | DNA | \Classifications\Building System Class\D30-HVAC Systems\D3050 - Package SYS\Window Air Conditioner- WAC | 1010133
23-A1 | 23-A1 County Courthouse | 23-A1-D3055-260-WAC02 | Window Air Conditioner- WAC02 | AMANA | 2011570000000- | AH123A35MA | OM00018250 | DNA | Office | NA | NA | R-22 | DNA | 120 | DNA | Electric | 1 | DNA | DNA | \Classifications\Building System Class\D30-HVAC Systems\D3050 - Package SYS\Window Air Conditioner- WAC | 1010134
23-A1 | 23-A1 County Courthouse | 23-A1-D3055-260-WAC03 | Window Air Conditioner- WAC03 | Carrier | 51QDB208151 | 27-104 | OM00018251 | DNA | Floor 2, Court Room C | NA | NA | R-22 | DNA | 120 | DNA | Electric | 1 | DNA | DNA | \Classifications\Building System Class\D30-HVAC Systems\D3050 - Package SYS\Window Air Conditioner- WAC | 1010135
23-A1 | 23-A1 County Courthouse | 23-A1-D2023-100-CTY03 | Backflow Prevention BFP03 Water supply sprinklers | Watts | 121247 | 800 1-1/2 inch | OM00032113 | ID#:4 | SW corner of building | [10 empty] | \Classifications\Building System Class\D20-Plumbing\D2020 - Domestic Water\Backflow Preventer - BFP | 1011645
23-A1 | 23-A1 County Courthouse | 23-A1-D3055-260-WAC10 | Window Air Conditioner- WAC10 | AMANA | 206125944 | MC14A1TA2 | OM00020253 |  | Stairwell | NA | NA | R-22 | DNA | 120 | 12 | electric | 1 | DNA | 13800 | \Classifications\Building System Class\D30-HVAC Systems\D3050 - Package SYS\Window Air Conditioner- WAC | 1013572
23-A1 | 23-A1 County Courthouse | 23-A1-D3055-260-WAC11 | Window Air Conditioner- WAC11 | AMANA | 503783922 | MH12A3BP235 | OM00020252 |  | Self Help | NA | NA | R-22 | DNA | 208-230 | 14.2 | electric | 1 | DNA | 11400 | \Classifications\Building System Class\D30-HVAC Systems\D3050 - Package SYS\Window Air Conditioner- WAC | 1013573
23-A1 | 23-A1 County Courthouse | 23-A1-D2023-100-BFP05 | Backflow Preventer - BFP05 Fire Sprinkler Backflow | Wilkins | P06129 | 450DA | OM00032077 |  | Northwest Corner File Room | NA | NA | NA | NA | NA | NA | NA | NA | NA | NA | \Classifications\Building System Class\D20-Plumbing\D2020 - Domestic Water\Backflow Preventer - BFP | 1014733
23-A1 | 23-A1 County Courthouse | 23-A1-D2023-100-BFP04 | Backflow Preventer - BFP04 Domestic water backflow | Wilkins | Q06826 | 475 | OM00032124 | ID#:3 06826 | SW Corner of Building | NA | NA | NA | NA | NA | NA | NA | NA | NA | NA | \Classifications\Building System Class\D20-Plumbing\D2020 - Domestic Water\Backflow Preventer - BFP | 1014734
23-A1 | 23-A1 County Courthouse | 23-A1-D3031-100-PCH04 | Condenser Water Pump PCH04 | Dayton | A10030691 | LTAF21TB | OM00032080 |  | Ground Floor | NA | NA | NA | DNA | 208 | 9.4 | Electric | 1 | NA | NA | \Classifications\Building System Class\D30-HVAC Systems\D3030 - Cooling SYS\Chilled Water Pump - PCH | 1018918
23-A1 | 23-A1 County Courthouse | 23-A1-D3031-100-PCH05 | Condenser Water Pump PCH05 | Dayton | A10030689 | LTAF21TB | OM00020254 |  | Ground Floor | NA | NA | NA | DNA | 208 | 9.4 | Electric | 1 | NA | NA | \Classifications\Building System Class\D30-HVAC Systems\D3030 - Cooling SYS\Chilled Water Pump - PCH | 1018919
23-A1 | 23-A1 County Courthouse | 23-A1-D3041-110-AHU10 | Air Handling Unit AHU10 | Trane | DNA | 21 | OM00020251 |  | Building 1 Roof | DNA | DNA | NA | 3 | 240 | 6.2 | Electric | 3 | NA | NA | \Classifications\Building System Class\D30-HVAC Systems\D3040 - Distribution SYS\Air Handling Unit - AHU | 1018920
23-A1 | 23-A1 County Courthouse | 23-A1-D3031-130-CLR03 | Chiller, Water Cooled/Condenserless - CLR03 | Carrier | 4315Q23029 | 3OMPW04054A02015 | OM00019517 |  | Exterior Chiller Pit | NA | NA | R-410A | NA | 208 | 75.1A | Electric | 3 | NA | NA | \Classifications\Building System Class\D30-HVAC Systems\D3030 - Cooling SYS\Chiller, Water Cooled - CLR | 1020343
23-A1 | 23-A1 County Courthouse | 23-A1-D3031-130-CLR04 | Chiller, Water Cooled/Condenserless - CLR04 | Carrier | 4315Q23035 | 30MPW04054A02015 | OM00019516 |  | Exterior Chiller Pit | NA | NA | R-410A | NA | 208 | 75.1A | Electric | 3 |  |  | \Classifications\Building System Class\D30-HVAC Systems\D3030 - Cooling SYS\Chiller, Water Cooled - CLR | 1020344
23-A1 | 23-A1 County Courthouse | 23-A1-D2023-100-BFP06 | Fire Sprinkler Backflow Preventer - BFP06 | Wilkins | 43420567 | 25 | OM00019518 |  | Basement File Room | NA | NA | NA | NA | NA | NA | NA | NA | NA | NA | \Classifications\Building System Class\D20-Plumbing\D2020 - Domestic Water\Backflow Preventer - BFP | 1020345
23-A1 | 23-A1 County Courthouse | 23-A1-E1099-100-PSE01 | Utility Scaffolding PSE01 | Biljax | NA | Pro-jax | OM00019500 |  | 1st Floor - Chiller Pit | NA | 16 x 25 x 2 pleat | NA | NA | NA | NA | NA | NA | NA | NA | \Classifications\Building System Class\E10-Equipment\E1090 - Other Equipment\Portable, Scaffolding - PSE | 1021342
23-B1 | 23-B1 Ft. Bragg Justice Center | 23-B1-B2010-100-BLD01 | Building | [16 empty] | \Classifications\Building System Class\B20-General Building Exterior\B2010 - Exterior Walls\Building - BLD | 1011695
24-A1 | 24-A1 Old Court | 24-A1-D3050-210-PKU02 | HVAC Package Unit #2 | American Standard | 912100845L | YSC072E3RLA000000C | OM00003090 | HVAC #1 | Roof | 1- AX32 | 4-16X25X2 | R-410A | NA | 208/230 | 36.5 | Electric and natural gas | 3 | 80,000 | 64,000 | \Classifications\Building System Class\D30-HVAC Systems\D3050 - Package SYS\Package Unit - PKU | EQ-1003966
24-A1 | 24-A1 Old Court | 24-A1-D3050-210-PKU03 | HVAC Package Unit #3 | American Standard | 913100406L | YSC072E3RLA000000C | OM00003091 | HVAC #2 | Roof | 1- AX32 | 4-16X25X2 | R-410A | NA | 208/230 | 36.5 | Natural gas and electric | 3 | 80,000 | 64,000 | \Classifications\Building System Class\D30-HVAC Systems\D3050 - Package SYS\Package Unit - PKU | EQ-1003967
24-A1 | 24-A1 Old Court | 24-A1-D2040-100-PSU01 | Sump Pump | Baldor | F195 | VL 1307A | OM00000165 | SP #1 | Basement | NA | NA | NA | 3/4 | 115/230 | 10.8 | Electrical | 1 Ph, 60Hz | NA | NA | \Classifications\Building System Class\D20-Plumbing\D2040 - Rain Drain\Sump Pump - PSU | EQ-1003973
24-A1 | 24-A1 Old Court | 24-A1-D5092-250-EML22 | LIGHT, EMERGENCY, HARDWIRED SYSTEM EML22 | SIMKAR |  |  | OM00029154 |  | Thoughout |  |  |  | NA | NA | NA | Electrical | NA | NA | NA | \Classifications\Building System Class\D50-Electrical SYS\D5090 - Elec SYS\Emergency And Exit Lighting - EML | EQ-1004596
24-A1 | 24-A1 Old Court | 24-A1-D4031-100-FEX09 | Portable, Hand Held, Fire Extinguisher FEX09 | Amerex | ZX-23182 | B402 | OM00037490 |  | Multiple | NA | NA | NA | NA | NA | NA | NA | NA | NA | NA | \Classifications\Building System Class\D40-Fire Protection SYS\D4030 - FIRE SPEC\Fire Extinguisher - FEX | EQ-1004598
24-A1 | 24-A1 Old Court | 24-A1-D3031-210-CDR04 | Condenser Unit 04 | Bryant | 2808E14944 | 180ANA060-B | OM00003088 |  | BACK OF OLD COURTHOUSE | D/D | 16x25x2 | R-410A | NA | 208/230 | 50 | Electric | 1 | NA | NA | \Classifications\Building System Class\D30-HVAC Systems\D3030 - Cooling SYS\Condensing Unit (Air and/or Water) - CDR | EQ-1005237
24-A1 | 24-A1 Old Court | 24-A1-D3031-210-CDR01 | Condenser Unit 01 | Bryant | 2108E08339 | 180ANA036-B | OM00003085 |  | BACK OF OLD COURTHOUSE | D/D | 16x25x2 | R-410A | NA | 208/230 | 30 | Electrical | 1 | NA | NA | \Classifications\Building System Class\D30-HVAC Systems\D3030 - Cooling SYS\Condensing Unit (Air and/or Water) - CDR | EQ-1005238
24-A1 | 24-A1 Old Court | 24-A1-D3031-210-CDR03 | Condenser Unit 03 | Bryant | 2708E18773 | 180ANA036-B | OM00003087 |  | BACK OF OLD COURTHOUSE | D/D | 16x25x2 | R-410A | NA | 208/230 | 30 | Electrical | 1 | NA | NA | \Classifications\Building System Class\D30-HVAC Systems\D3030 - Cooling SYS\Condensing Unit (Air and/or Water) - CDR | EQ-1005239
24-A1 | 24-A1 Old Court | 24-A1-D3031-210-CDR02 | Condenser Unit 02 | Bryant | 2708E18783 | 180ANA036-B | OM00003086 |  | BACK OF OLD COURTHOUSE | d/d | 16x25x2 | R-410A | NA | 208/230 | 30 | Electrical | 1 | NA | NA | \Classifications\Building System Class\D30-HVAC Systems\D3030 - Cooling SYS\Condensing Unit (Air and/or Water) - CDR | EQ-1005240
24-A1 | 24-A1 Old Court | 24-A1-B2010-100-BLD01 | Building Structure | NA | NA | NA | OM00029213 |  | NA | NA | NA | NA | NA | NA | NA | NA | NA | NA | NA | \Classifications\Building System Class\B20-General Building Exterior\B2010 - Exterior Walls\Building - BLD | EQ-1007291
24-A1 | 24-A1 Old Court | 24-A1-B3010-100-RUF01 | Roofing Systems | NA | NA | NA | OM00029171 |  | NA | NA | NA | NA | NA | NA | NA | NA | NA | NA | NA | \Classifications\Building System Class\B30-Roofing\B3010 - Roof Types\Roof - RUF | EQ-1007468
24-A1 | 24-A1 Old Court | 24-A1-D2023-100-CTY01 | Domestic Water Backflow Assembly | Febco | J000306 | LF825YA | OM00029155 |  | Back of Courthouse by Parking Lot | NA | NA | NA | NA | NA | NA | NA | NA | NA | NA | \Classifications\Building System Class\D20-Plumbing\D2020 - Domestic Water\Backflow Preventer - BFP | 1010546
24-A1 | 24-A1 Old Court | 24-A1-D2022-100-HWE01 | Dom Hot Water Heater HWE01 | AO Smith | 0809J009043 | EJCT 20 200 | OM00029157 | Water Heater | Chambers #9 CLOSET | NA | NA | NA | NA | 120 | WATTS 2500 | Electrical | 1 | 150 | NA | \Classifications\Building System Class\D20-Plumbing\D2020 - Domestic Water\Domestic Water Heater, Electric - HWE | 1010612
24-A1 | 24-A1 Old Court | 24-A1-D2022-100-HWE02 | Do Hot Water 30 Gallons HWE02 | BRADFORD | FE119466924 | M230l7DS-INAPP | OM00029156 | Water Heater | Janitor's closet - room #13 | NA | NA | NA | NA | 120 | WATTS 3000 | Electrical | 1 | NA |  | \Classifications\Building System Class\D20-Plumbing\D2020 - Domestic Water\Domestic Water Heater, Electric - HWE | 1010613
24-A1 | 24-A1 Old Court | 24-A1-D3050-210-PKU01 | HVAC Package Unit #1 | American Standard | 909100424L | YSC092E3ELA0K000000D | OM00003132 |  | Roof | 1- AX32 | 4-20X25X2 | R-410A | NA | 208/230 | 36.5 | Electric and natural gas | 3 | 120,000 | 96,000 | \Classifications\Building System Class\D30-HVAC Systems\D3050 - Package SYS\Package Unit - PKU | 1010819
24-A1 | 24-A1 Old Court | 24-A1-D3050-210-PKU04 | HVAC Package Unit #4 | American Standard | 912100409L | YSC072E3ELA0M000000000000C | OM00003092 |  | Roof | 1- AX32 | 4-16X25X2 | R-410A | NA | 208/230 | 36.5 | Electric and natural gas | 3 | 80,000 | 64,000 | \Classifications\Building System Class\D30-HVAC Systems\D3050 - Package SYS\Package Unit - PKU | 1010820
24-A1 | 24-A1 Old Court | 24-A1-D3050-210-PKU05 | HVAC Package Unit #5 | American Standard | 912100051L | YSC072E3ELA0M000000000000C | OM00003093 |  | Roof | 1- AX32 | 4-16X25X2 | R-410A | NA | 208/230 | 36.5 | Electric and natural gas | 3 | NA | NA | \Classifications\Building System Class\D30-HVAC Systems\D3050 - Package SYS\Package Unit - PKU | 1010821
24-A1 | 24-A1 Old Court | 24-A1-D3050-210-PKU06 | HVAC Package Unit #6 | American Standard | 846102023L | YSC048ELA0P000000B | OM00003094 |  | Roof | NA | 2-20X30X1 | R-410A | NA | 208/230 | 36.5 | Electric and natural gas | 3 | 60,000 | 48,000 | \Classifications\Building System Class\D30-HVAC Systems\D3050 - Package SYS\Package Unit - PKU | 1010822
24-A1 | 24-A1 Old Court | 24-A1-D3050-210-PKU07 | HVAC Package Unit #7 | American Standard | 911101279L | YSC072E3RLA000000C | OM00003095 |  | Roof | 1- AX32 | 4-16X25X2 | R-410A | NA | 208/230 | 36.5 | Electric and natural gas | 3 | 80,000 | 64,000 | \Classifications\Building System Class\D30-HVAC Systems\D3050 - Package SYS\Package Unit - PKU | 1010823
24-A1 | 24-A1 Old Court | 24-A1-D3050-210-PKU08 | HVAC Package Unit #8 | American Standard | 912100456L | YSC072E3RLA000000C | OM00003096 |  | Roof | 1- AX32 | 4-16X25X2 | R-410A | NA | 208/230 | 36.5 | Electric and natural gas | 3 | 80,000 | 64,000 | \Classifications\Building System Class\D30-HVAC Systems\D3050 - Package SYS\Package Unit - PKU | 1010824
24-A1 | 24-A1 Old Court | 24-A1-D3050-310-HPU01 | HEAT PUMP - Air Cooled | DAIKIN | E002094 | RX18FVJU | OM00003089 |  | Back of Old Courthouse | NA | NA | R-410A | NA | 208/230 | 20 | Electrical | 1 | NA | NA | \Classifications\Building System Class\D30-HVAC Systems\D3050 - Package SYS\Heat Pump,Air Cooled - HPU | 1010825
24-A1 | 24-A1 Old Court | 24-A1-D4010-150-FMS01 | System Extinguishing,Wet Pipe - SEW | Hydraulic |  |  | OM00029161 |  | Closet by Conference Room | [10 empty] | \Classifications\Building System Class\D40-Fire Protection SYS\D4010 - Sprinkler SYS\Fire Systems, stand pipes - FMS | 1011057
24-A1 | 24-A1 Old Court | 24-A1-D5010-200-ESD01 | Switchboard | Zinsco |  |  | OM00029163 |  | DNA | NA | NA | NA | NA | 480 | DNA | Electric | DNA | NA | NA | \Classifications\Building System Class\D50-Electrical SYS\D5010 - Elec Service & Dist\Electical Service and Distribution - ESD | 1011058
24-A1 | 24-A1 Old Court | 24-A1-D5037-710-FAP01 | Fire Alarm Panel - FAP | Siemens |  | FS 250 | OM00029160 |  | Closet by Conference Room | NA | NA | NA | NA | 120 | DNA | Electrical | DNA | 150 | NA | \Classifications\Building System Class\D50-Electrical SYS\D5030 - Comm & Security\Fire Alarm Panel - FAP | 1011059
24-A1 | 24-A1 Old Court | 24-A1-G2050-200-LSC01 | LANDSCAPING | NA | NA | NA | OM00029207 |  | Exterior Landscape | NA | NA | NA | NA | NA | NA | NA | NA | NA | NA | \Classifications\Building System Class\G20-Other Systems\G2050 - Landscaping\Landscaping - LSC | 1012065
24-A1 | 24-A1 Old Court | 24-A1-D5092-250-ELT07 | EXTERIOR LIGHTING | MULTIPLE | MULTIPLE | MULTIPLE | OM00029209 |  | Throughout Exterior | NA | NA | NA | NA | NA | NA | Electric | NA | NA | NA | \Classifications\Building System Class\D50-Electrical SYS\D5090 - Elec SYS\Exterior Lighting - ELT | 1012066
24-A1 | 24-A1 Old Court | 24-A1-G2049-300-HSC01 | HARDSCAPE | NA | NA | NA | OM00029208 |  | NA | NA | NA | NA | NA | NA | NA | NA | NA | NA | NA | \Classifications\Building System Class\G20-Other Systems\G2040 - Site Development\Hardscape - HSC | 1012067
24-A1 | 24-A1 Old Court | 24-A1-D2023-100-CTY02 | Landscape Backflow | WILKINS | Z37859 | 575 3' | OM00029172 |  | NA | NA | NA | NA | NA | NA | NA | NA | NA | NA | NA | \Classifications\Building System Class\D20-Plumbing\D2020 - Domestic Water\Backflow Preventer - BFP | 1014882
24-A1 | 24-A1 Old Court | 24-A1-D2023-100-CTY03 | FIRE BACKFLOW PREVENTER | WILKINS | U15477 | 350A 6' | OM00029173 |  | Exterior | [10 empty] | \Classifications\Building System Class\D20-Plumbing\D2020 - Domestic Water\Backflow Preventer - BFP | 1014883
24-A1 | 24-A1 Old Court | 24-A1-G2023-150-PEG01 | Judges Parkinglot Gate | Chamberlain Elite | 2712N3444 | SL3000ULDC3 | OM00029215 |  | Judges Parkinglot | NA | NA | NA | 5 | 110 | 4 | Electric | 1 | NA | NA | \Classifications\Building System Class\G20-Other Systems\G2020 - Parking Lots\Secured Parking Gate - PEG | 1015683
24-A1 | 24-A1 Old Court | 24-A1-D5038-810-ITA02 | Intrusion Alarm System | GE | GCQ!AL01BNXV2 | Networx NX-8V2 | OM00037489 | OM00029159 | Admin. Electrical Closet | NA | NA | NA |  | NA | NA | Electric |  |  |  | \Classifications\Building System Class\D50-Electrical SYS\D5030 - Comm & Security\Intrusion Alarm - ITA | 1015812
24-A1 | 24-A1 Old Court | 24-A1-D3050-122-FAH01 | Forced Air Heater to Condenser01 | Bryant | 2208A01513 | 355CAV060100 | OM00039396 |  | Admin Area above ceiling tile over front Admins desk | NA | (1) 20x25x2 | NA | 1 | 110 | 13.8 | Gas | 1 | 120000 | 40000 | \Classifications\Building System Class\D30-HVAC Systems\D3050 - Package SYS\Forced Air Heater,Oil/Gas fired - FAH | 1018032
24-A1 | 24-A1 Old Court | 24-A1-D3050-122-FAH04 | Forced Air Heater to Condenser04 | Bryant | 16068A009 | 355CAV042060 | OM00039395 |  | Above ceiling tile in HR Office | NA | (1) 16x25x2 | NA | 1/2 | 110 | 9.0 | Gas | 1 | 120000 | 24000 | \Classifications\Building System Class\D30-HVAC Systems\D3050 - Package SYS\Forced Air Heater,Oil/Gas fired - FAH | 1018035
24-A1 | 24-A1 Old Court | 24-A1-D3050-122-FAH02 | Forced Air Heater to Condenser02 | Bryant | 2308A04763 | 355CAV042060 | OM00039394 |  | Admin Area above ceiling tile over storage closet | NA | (1) 16x25x2 | NA | 1/2 | 110 | 9.0 | Gas | 1 | 120000 | 24000 | \Classifications\Building System Class\D30-HVAC Systems\D3050 - Package SYS\Forced Air Heater,Oil/Gas fired - FAH | 1018033
24-A1 | 24-A1 Old Court | 24-A1-D3050-122-FAH03 | Forced Air Heater to Condenser03 | Bryant | 2808A02342 | 355CAV042060 | OM00039393 |  | Over ceiling tile at Admin entrance | NA | (1) 16x25x2 | NA | 1/2 | 110 | 9.0 | Gas | 1 | 120000 | 24000 | \Classifications\Building System Class\D30-HVAC Systems\D3050 - Package SYS\Forced Air Heater,Oil/Gas fired - FAH | 1018034
24-A8 | 24-A8 New Downtown Merced Courthouse | 24-A8-D4010-150-FMS01 | Fire Sprinkler Sytsem | Notifier | DNA | RP-1001 | OM00037275 | DNA | Recieving | NA | NA | NA | NA | NA | NA | NA | NA | NA | NA | \Classifications\Building System Class\D40-Fire Protection SYS\D4010 - Sprinkler SYS\Fire Systems, stand pipes - FMS | EQ-1003979
24-A8 | 24-A8 New Downtown Merced Courthouse | 24-A8-D5092-250-EML57 | Emergency Exit Lights | Edge-Lit Exits | Lrp 1 gw 120/277 el n | LRP EL N | OM00029170 |  | Throughout Building | NA | NA | NA | NA | DNA | DNA | Electrical | DNA | NA | NA | \Classifications\Building System Class\D50-Electrical SYS\D5090 - Elec SYS\Emergency And Exit Lighting - EML | EQ-1003980
24-A8 | 24-A8 New Downtown Merced Courthouse | 24-A8-D2023-100-CTY03 | Fire System Backflow Assembly BFP03 City of Merced does testing | REG | 66248 | Fire System Bypass - 3/4inch | OM00029224 | BKFL01349 | SW Corner of property | NA | NA | NA | NA | NA | NA | NA | NA | NA | NA | \Classifications\Building System Class\D20-Plumbing\D2020 - Domestic Water\Backflow Preventer - BFP | EQ-1003981
24-A8 | 24-A8 New Downtown Merced Courthouse | 24-A8-D2023-100-CTY02 | Landscaping, Irrigation Backflow Assembly BFP02 City of Merced does testing | WILKINS | 2376225 | Irrigation - 2inch Type:RP 975 XL | OM00029222 | BKFL01348 | SE Corner of Property Line | NA | NA | NA | NA | NA | NA | NA | NA | NA | NA | \Classifications\Building System Class\D20-Plumbing\D2020 - Domestic Water\Backflow Preventer - BFP | EQ-1003982
24-A8 | 24-A8 New Downtown Merced Courthouse | 24-A8-D2023-100-CTY01 | Domestic Water Backflow Assembly BFP01 City of Merced does testing | AMES | 11632 0304 | Domestic - 4inch 4000 SS | OM00029223 | BKFL01347 | SE Corner of Property Line | NA | NA | NA | NA | NA | NA | NA | NA | NA | NA | \Classifications\Building System Class\D20-Plumbing\D2020 - Domestic Water\Backflow Preventer - BFP | EQ-1003983
24-A8 | 24-A8 New Downtown Merced Courthouse | 24-A8-D3050-210-PKU01 | Package Unit #1 | McQuay | FBOU06030084002 | RPS115CLW | OM00000185 | AHU # 1 | Roof of Courthouse | (5) BX140, (3) BX70 | Pre-(16) 24x24x2, (8) 12x24x2, Boxed-(16) 24x24x12, (8) 12x24x12 | R-22 | DNA | 460/60 Hz | 15 | Electric | 3 | NA | NA | \Classifications\Building System Class\D30-HVAC Systems\D3050 - Package SYS\Package Unit - PKU | EQ-1003988
24-A8 | 24-A8 New Downtown Merced Courthouse | 24-A8-D3050-210-PKU02 | Package Unit #2 | McQuay | FBOU06030084102 | RPS115CLW | OM00000186 | AHU # 2 | Roof of Courthouse | (5) BX140, (3) BX70 | Pre-(16)24x24x2, (8)12x24x2, Boxed-(16) 24x24x12, (8) 12x24x12 | R-22 | DNA | 460 | 15AMP 60HZ | Electric | 3 | NA | NA | \Classifications\Building System Class\D30-HVAC Systems\D3050 - Package SYS\Package Unit - PKU | EQ-1003989
24-A8 | 24-A8 New Downtown Merced Courthouse | 24-A8-D3021-130-BLR01 | Gas Fired Hot Water Boiler | Bryant Heating & Cooling Systems | 93916 | AB250-W-FDG-LX | OM00000187 | Boiler | Roof | NA | NA | NA | DNA | 480 | DNA | Natural Gas | 3PH, 60Hz | 2,500,000 | 2,087,000 | \Classifications\Building System Class\D30-HVAC Systems\D3020 - Heat SYS\Boiler,Hot Water,Oil/Gas/Comb. - BLR | EQ-1003991
24-A8 | 24-A8 New Downtown Merced Courthouse | 24-A8-D3044-125-PHW03 | Boiler Pump PHW03 | Bell and Gossett | CO 14278-01 B60 | 80 BF 6 | OM00029168 | Boiler Pumps | Roof | NA | NA | NA | 1 1/2 | 208/460 | 4.8/2.4 | NA | 3 | NA | NA | \Classifications\Building System Class\D30-HVAC Systems\D3040 - Distribution SYS\Hot Water Pump - PHW | EQ-1003992
24-A8 | 24-A8 New Downtown Merced Courthouse | 24-A8-D2022-260-HWG01 | Dom Hot Water Heater | Lochinvar | BM7081689 | PNR200-100 | OM00000181 | Water Heater | Mechanical Room | NA | NA | NA | 1.5 | 208/460 | 4.8/2.4 | NA | 3 | NA | NA | \Classifications\Building System Class\D20-Plumbing\D2020 - Domestic Water\Domestic Water Heater, Gas - HWG | EQ-1003993
24-A8 | 24-A8 New Downtown Merced Courthouse | 24-A8-D2023-310-HWP01 | Dom Hot Water Circulation Pump HWP01 | Bell & Gossett | 102210 | SERIES HV G01 | OM00029153 | Water Circ Pump | Mechanical Room | NA | NA | NA | DNA | 115 | 30 | NA | 1Ph, 60Hz | NA | NA | \Classifications\Building System Class\D20-Plumbing\D2020 - Domestic Water\Domestic Hot Water Circulating Pump - HWP | EQ-1003994
24-A8 | 24-A8 New Downtown Merced Courthouse | 24-A8-D1010-100-ELE02 | Elevator #2 Conveyance # 146146 | ThyssenKrupp | EU8811 | TAL-20 | OM00004202 | State ID# 146146 | FLOOR 1 | NA | NA | NA | 20 | 480 | 28.4 | hydraulic | 3 | NA | NA | \Classifications\Building System Class\D10-Conveyance Systems\D1010 - Elevator\Elevator,Electric,Pass/Freight - ELE | EQ-1003996
24-A8 | 24-A8 New Downtown Merced Courthouse | 24-A8-D1010-100-ELE03 | Elevator #3 Conveyance # 146147 | ThyssenKrupp | EU8812 | TAL-20 | OM00004201 | State ID# 146147 | FLOOR 1, ELEVATOR ROOM | NA | NA | NA | 20 | 480 | 28.4 | hydraulic | 3 | NA | NA | \Classifications\Building System Class\D10-Conveyance Systems\D1010 - Elevator\Elevator,Electric,Pass/Freight - ELE | EQ-1003997
24-A8 | 24-A8 New Downtown Merced Courthouse | 24-A8-D1010-100-ELE04 | Elevator #4 Conveyance # 146148 | ThyssenKrupp | EU8813 | TAL-20 | OM00004204 | State ID# 146148 | FLOOR 1, Elevator Room | NA | NA | NA | 20 | 480 | 28.4 | Hydraulic | 3 | NA | NA | \Classifications\Building System Class\D10-Conveyance Systems\D1010 - Elevator\Elevator,Electric,Pass/Freight - ELE | EQ-1003998
24-A8 | 24-A8 New Downtown Merced Courthouse | 24-A8-D3042-220-EFN01 | Exhaust Fan (aluminum cover) | Greenheck | 06c190145 | cube-220hp-50-x | OM00000184 | Exhaust Fan # 1 | Roof South West | AP-30 2ea | DNA | NA | 5hp | 460 | 10.2amp 60hz | NA | 3ph | NA | NA | \Classifications\Building System Class\D30-HVAC Systems\D3040 - Distribution SYS\Supply/Exhaust/Return fans- FAN | EQ-1003999
24-A8 | 24-A8 New Downtown Merced Courthouse | 24-A8-D3042-220-EFN02 | Exhaust Fan (aluminum cover) | Greenheck | 06C19016 | CUBE-220HP-30-X | OM00000183 | Exhaust Fan # 2 | Roof South East | AP-30 2EA | DNA | NA | 5 | 460 | 10.2amp 60hz | NA | 3PH | NA | NA | \Classifications\Building System Class\D30-HVAC Systems\D3040 - Distribution SYS\Supply/Exhaust/Return fans- FAN | EQ-1004000
24-A8 | 24-A8 New Downtown Merced Courthouse | 24-A8-D5092-210-GEN01 | Emergency Generator GEN01 | Caterpillar | OLY 00000CD4P01138 | D50P4 | OM00000192 | Generator | Generator Pad | DNA | P604996 | NA | 71 | 480/277 | 75 A | Diesel | 3 | NA | NA | \Classifications\Building System Class\D50-Electrical SYS\D5090 - Elec SYS\Emergency Generator - GEN | EQ-1004001
24-A8 | 24-A8 New Downtown Merced Courthouse | 24-A8-D4031-100-FEX24 | Fire Extinguishers FEX24 | Amerex | YS-321527 | B402 | OM00037481 |  | 1st & 2nd floor | NA | NA | NA | NA | NA | NA | NA | NA | NA | NA | \Classifications\Building System Class\D40-Fire Protection SYS\D4030 - FIRE SPEC\Fire Extinguisher - FEX | EQ-1004002
24-A8 | 24-A8 New Downtown Merced Courthouse | 24-A8-D1010-100-ELE01 | Elevator #1 Conveyance # 146145 | ThyssenKrupp | EU8810 | TAL-20 | OM00004203 | State ID# 146145 | DNA | NA | NA | NA | NA | 480 | DNA | hydraulic | DNA | NA | NA | \Classifications\Building System Class\D10-Conveyance Systems\D1010 - Elevator\Elevator,Electric,Pass/Freight - ELE | EQ-1004625
24-A8 | 24-A8 New Downtown Merced Courthouse | 24-A8-B2010-100-BLD01 | Building Structure | NA | NA | NA | OM00029177 | NA | NA | NA | NA | NA | NA | NA | NA | NA | NA | NA | NA | \Classifications\Building System Class\B20-General Building Exterior\B2010 - Exterior Walls\Building - BLD | EQ-1007292
24-A8 | 24-A8 New Downtown Merced Courthouse | 24-A8-B3010-100-RUF01 | Roofing System 60m PVC | NA | NA | NA | OM00029178 |  | NA | NA | NA | NA | NA | NA | NA | NA | NA | NA | NA | \Classifications\Building System Class\B30-Roofing\B3010 - Roof Types\Roof - RUF | EQ-1007469
24-A8 | 24-A8 New Downtown Merced Courthouse | 24-A8-D5037-710-FAP01 | Fire Alarm Panel - FAP | Honey Well | XMI5027 | E3 Series | OM00029166 | DNA | Next to Room 1407 | NA | NA | NA | 1/8 | DNA | 3.5 | Electric | 1 | NA | NA | \Classifications\Building System Class\D50-Electrical SYS\D5030 - Comm & Security\Fire Alarm Panel - FAP | 1009832
24-A8 | 24-A8 New Downtown Merced Courthouse | 24-A8-D3044-125-PHW02 | Pump, Hot Water - PHW (D3025-126-PHW) | Bell and Gossett | Co14279-01 B60 | 1510 BF 7.875 | OM00029167 | Water Circ Pump | Boiler Platform | NA | NA | NA | 5 | 230/460 | 12.90/6.50 | NA | 3 | NA | NA | \Classifications\Building System Class\D30-HVAC Systems\D3040 - Distribution SYS\Hot Water Pump - PHW | 1009922
24-A8 | 24-A8 New Downtown Merced Courthouse | 24-A8-D2023-100-CTY04 | Fire System Backflow Assembly BFP04 City of Merced does testing | AMES | 6144803 | 6 inch 4000 SS | OM00029164 | BKFL01350 | SW Corner of Property | NA | NA | NA | NA | NA | NA | NA | NA | NA | NA | \Classifications\Building System Class\D20-Plumbing\D2020 - Domestic Water\Backflow Preventer - BFP | 1010108
24-A8 | 24-A8 New Downtown Merced Courthouse | 24-A8-C1020-110-FRD01 | Fire Door | Fire Door | 4002128 | DNA | OM00029183 |  | Holding Cell | DNA | DNA | DNA | DNA | 115 | DNA | No Fuel | DNA | DNA | DNA | \Classifications\Building System Class\C10-General Building Interior\C1020 - Fire Doors\Fire Doors - FRD | 1012068
24-A8 | 24-A8 New Downtown Merced Courthouse | 24-A8-C1020-110-FRD02 | Fire Door | Fire Door | 4002127 | DNA | OM00029184 |  | Basement | DNA | DNA | DNA | DNA | 115 | DNA | No Fuel | DNA | DNA | DNA | \Classifications\Building System Class\C10-General Building Interior\C1020 - Fire Doors\Fire Doors - FRD | 1012069
24-A8 | 24-A8 New Downtown Merced Courthouse | 24-A8-D2023-310-WBS01 | DOMESTIC WATER BOOSTER PUMP'S | FLOWTHERM | FAB06-054 | 70M-02 | OM00029174 |  | DNA | NA | NA | NA | DNA | DNA | DNA | DNA | DNA | NA | NA | \Classifications\Building System Class\D20-Plumbing\D2020 - Domestic Water\Domestic Water Booster System - WBS | 1012070
24-A8 | 24-A8 New Downtown Merced Courthouse | 24-A8-D2023-310-WBS02 | LANDSCAPING BOOSTER PUMP | RAIN BIRD | DNA | DNA | OM00029181 |  | DNA | NA | NA | NA | DNA | 208/120 AC | DNA | DNA | DNA | NA | NA | \Classifications\Building System Class\D20-Plumbing\D2020 - Domestic Water\Domestic Water Booster System - WBS | 1012071
24-A8 | 24-A8 New Downtown Merced Courthouse | 24-A8-D3020-100-HET01 | Expansion Tank | Bell & Gossett | 138673 | B300 | OM00029188 |  | roof top | DNA | DNA | DNA | DNA | DNA | DNA | No Fuel | DNA | DNA | DNA | \Classifications\Building System Class\D30-HVAC Systems\D3020 - Heat SYS\Heater Water Expansion Tank - HET | 1012074
24-A8 | 24-A8 New Downtown Merced Courthouse | 24-A8-D3020-100-HET02 | EXPANSION TANK | BELL & GOSSETT | 138362 | MBY536304F12001 | OM00029186 |  | ROOF TOP | DNA | DNA | DNA | DNA | DNA | DNA | No Fuel | DNA | DNA | DNA | \Classifications\Building System Class\D30-HVAC Systems\D3020 - Heat SYS\Heater Water Expansion Tank - HET | 1012075
24-A8 | 24-A8 New Downtown Merced Courthouse | 24-A8-D3050-250-ACU01 | Fan Coil Unit / Condenser | MCQUAY | TLNU 06 04 00002 | LAH 005 ADH | OM00039357 |  | Rooftop North East | A 37 | 1 20X24X2 | R-22 | DNA | 208/230 | DNA | Electrical | 3 PH | NA | NA | \Classifications\Building System Class\D30-HVAC Systems\D3050 - Package SYS\Air Conditioning,Split System - ACU | 1012077
24-A8 | 24-A8 New Downtown Merced Courthouse | 24-A8-D4013-114-FAC01 | COMPRESSOR FIRE S | GE COM MOTORS | XY3140669 | ILAA-10-M100X | OM00029191 |  | Fire Riser Room | NA | NA | NA | 1/5 | 120 60HZ | DNA | Electrical | 1PH | NA | NA | \Classifications\Building System Class\D40-Fire Protection SYS\D4010 - Sprinkler SYS\Air Compressor (Dry) Used w/ Fire S - FAC | 1012079
24-A8 | 24-A8 New Downtown Merced Courthouse | 24-A8-D5010-200-ESD02 | SWITCHING BOARD FOR GENERATOR POWER Main Electrical Panel | CUTLER & HAMMER | DNA | SSR07054 | OM00029193 | HRM | DNA | NA | DNA | NA | DNA | Other | 1200 | Electrical | 3PH | NA | NA | \Classifications\Building System Class\D50-Electrical SYS\D5010 - Elec Service & Dist\Electical Service and Distribution - ESD | 1012081
24-A8 | 24-A8 New Downtown Merced Courthouse | 24-A8-D5010-234-ATS01 | AUTOMATIC TRANSFER SWITCH | ASCO | DNA | DNA | OM00029192 |  | Exterior | NA | NA | NA | DNA | 480 | DNA | Electrical | 3 | NA | NA | \Classifications\Building System Class\D50-Electrical SYS\D5010 - Elec Service & Dist\Automatic Transfer Switch - ATS | 1012082
24-A8 | 24-A8 New Downtown Merced Courthouse | 24-A8-G2023-150-PEG01 | GAT | EAGLE CONTERL SYSTEMS INC | EAGLE D27645 | EAGLE-200-1HP | OM00029200 |  | Exterior East Gate | NA | NA | NA | 1 | 110 | 5 | Electrical | 1 | NA | NA | \Classifications\Building System Class\G20-Other Systems\G2020 - Parking Lots\Secured Parking Gate - PEG | 1012089
24-A8 | 24-A8 New Downtown Merced Courthouse | 24-A8-G2023-150-PEG02 | GAT | VIKING ACCESS SYSTEMS | 0311-313-14780 | F-1 | OM00029197 |  | Exterior South Side | NA | NA | NA | 1 | 120 |  | Electrical | 1 PH 60HZ |  |  | \Classifications\Building System Class\G20-Other Systems\G2020 - Parking Lots\Secured Parking Gate - PEG | 1012090
24-A8 | 24-A8 New Downtown Merced Courthouse | 24-A8-G2023-150-PEG03 | GAT | EAGLE CONTROL SYSTOM INC | EAGLE D27644 | EAGLE-200-1HP | OM00029199 |  | Exterior West Gate | NA | NA | NA | 1 | 120 | 5.0 | Electrical | 1 |  |  | \Classifications\Building System Class\G20-Other Systems\G2020 - Parking Lots\Secured Parking Gate - PEG | 1012091
24-A8 | 24-A8 New Downtown Merced Courthouse | 24-A8-G2050-200-LSC01 | LANDSCAPING | NA | NA | NA | OM00029211 |  | Exterior Landscape | NA | NA | NA | NA | NA | NA | NA | NA | NA | NA | \Classifications\Building System Class\G20-Other Systems\G2050 - Landscaping\Landscaping - LSC | 1012095
24-A8 | 24-A8 New Downtown Merced Courthouse | 24-A8-D5092-250-ELT20 | EXTERIOR LIGHTING | MULTIPLE | MULTIPLE | MULTIPLE | OM00029212 |  | DNA | NA | NA | NA | DNA | DNA | DNA | Electrical | DNA | NA | NA | \Classifications\Building System Class\D50-Electrical SYS\D5090 - Elec SYS\Exterior Lighting - ELT | 1012096
24-A8 | 24-A8 New Downtown Merced Courthouse | 24-A8-G2049-300-HSC01 | HARDSCAPE | NA | NA | NA | OM00029210 |  | NA | NA | NA | NA | NA | NA | NA | NA | NA | NA | NA | \Classifications\Building System Class\G20-Other Systems\G2040 - Site Development\Hardscape - HSC | 1012097
24-A8 | 24-A8 New Downtown Merced Courthouse | 24-A8-D2023-100-BFP01 | Boiler Backflow | WILKINS/ZURN | DNA | 975XL 1 1/2 | OM00029179 |  | Roof top | [10 empty] | \Classifications\Building System Class\D20-Plumbing\D2020 - Domestic Water\Backflow Preventer - BFP | 1014887
24-A8 | 24-A8 New Downtown Merced Courthouse | 24-A8-D5038-810-ITA07 | Intrusion Alarm System | GE |  | Networx NX-8V2 | OM00037486 |  | Central Control | NA | NA | NA |  | NA | NA | Electric |  |  |  | \Classifications\Building System Class\D50-Electrical SYS\D5030 - Comm & Security\Intrusion Alarm - ITA | 1015855
24-A8 | 24-A8 New Downtown Merced Courthouse | 24-A8-C1020-110-FRD03 | Jury Assembly Fire Door #1 | Marshfield |  | UBC7-2 | OM00037483 |  | Jury Assembly Room | NA | NA | NA |  | NA | NA | NA |  |  |  | \Classifications\Building System Class\C10-General Building Interior\C1020 - Fire Doors\Fire Doors - FRD | 1015857
24-A8 | 24-A8 New Downtown Merced Courthouse | 24-A8-C1020-110-FRD04 | Jury Assembly Fire Door #2 | Marshfield |  | UBC7-2 | OM00037484 |  | Jury Assembly Room | NA | NA | NA |  | NA | NA | NA |  |  |  | \Classifications\Building System Class\C10-General Building Interior\C1020 - Fire Doors\Fire Doors - FRD | 1015858
24-A8 | 24-A8 New Downtown Merced Courthouse | 24-A8-D3020-100-HET03 | Domestic hot water expansion tank | Bell & Gossett | 1BN002 | PT-12 | OM00037482 |  | Mechanical Room | NA | NA | NA |  | NA |  | NA |  |  |  | \Classifications\Building System Class\D30-HVAC Systems\D3020 - Heat SYS\Heater Water Expansion Tank - HET | 1015860
24-A8 | 24-A8 New Downtown Merced Courthouse | 24-A8-G2023-150-PEG05 | Sally Port Gate | VIKING ACCESS SYSTEMS | DNA | F-1 | OM00037274 | OM00029198 | South West | NA | NA | NA | 1 | 120 | DNA | Electric |  | NA | NA | \Classifications\Building System Class\G20-Other Systems\G2020 - Parking Lots\Secured Parking Gate - PEG | 1016867
24-A8 | 24-A8 New Downtown Merced Courthouse | 24-A8-D2040-100-PSU03 | Two (2) Pump System | Bell & Gossett | A0748904 | 2EC0311L | OM00037273 |  | DNA | NA | NA | NA | DNA | DNA | DNA | Electric |  | NA | NA | \Classifications\Building System Class\D20-Plumbing\D2040 - Rain Drain\Sump Pump - PSU | 1016868
24-A8 | 24-A8 New Downtown Merced Courthouse | 24-A8-D3068-100-BAS02 | BAS | SIEMENS | NA | NA | OM00039358 | OM00029169 | 1st Flr. Mech. Office | NA | NA | NA | NA | NA | NA | Electric |  | NA | NA | \Classifications\Building System Class\D30-HVAC Systems\D3060 - Control & Inst Air\Building Automation System - BAS | 1018036
24-A8 | 24-A8 New Downtown Merced Courthouse | 24-A8-D3050-250-ACU02 | Heat Pump / Condenser for | Mitsubishi Electric | 3YU03527A | PUZ-A36NHA4 | OM00029221 |  | South West outside of Sergeants Office and Control Room | NA |  | R-410A | 1 | 230 | 30 | Electric | 1 | NA | NA | \Classifications\Building System Class\D30-HVAC Systems\D3050 - Package SYS\Air Conditioning,Split System - ACU | 1018498
24-G1 | 24-G1 New Los Banos Courthouse | 24-G1-D5092-210-GEN01 | Emergency Generator GEN01 | Iveco | 9906865 | F3AE9685A-E | OM00045084 | N-9179-1-0 | East Side of Grounds in Generator Area | NA | NA | NA | 449 | 408 | NA | Diesel | NA | NA | NA | \Classifications\Building System Class\D50-Electrical SYS\D5090 - Elec SYS\Emergency Generator - GEN | 1020511
24-G1 | 24-G1 New Los Banos Courthouse | 24-G1-D3041-110-AHU01 | AC-1 - Air Handler | AAON | 201510-BNWW04776 | RN-050-3-0-EA09-EJL | OM00045057 |  | 2nd Flr Mezanine (Lower Roof) | NA | (24) 12X24X2 PLEATED (24) 12X24X4 PLEATED | R-410A | 10 & 7.5 | 460 | 150 | Electric | 3 | NA | NA | \Classifications\Building System Class\D30-HVAC Systems\D3040 - Distribution SYS\Air Handling Unit - AHU | 1021519
24-G1 | 24-G1 New Los Banos Courthouse | 24-G1-D3050-250-ACU01 | SCU-1 - Split System | LG | 502KCLH0GP36 | LUU247HV | OM00045059 |  | N.E. Corner of Upper Roof |  |  | R-410A |  | 280/230 | 30 | Electric | 1 |  |  | \Classifications\Building System Class\D30-HVAC Systems\D3050 - Package SYS\Air Conditioning,Split System - ACU | 1021521
24-G1 | 24-G1 New Los Banos Courthouse | 24-G1-D3050-250-ACU02 | SCU-2 - Split System | LG | 502KCKJ0GP41 | LUU247HV | OM00045060 |  | N.E. Corner of Upper Roof |  |  | R-410A |  | 208/230 | 30 | Electric | 1 |  |  | \Classifications\Building System Class\D30-HVAC Systems\D3050 - Package SYS\Air Conditioning,Split System - ACU | 1021522
24-G1 | 24-G1 New Los Banos Courthouse | 24-G1-D3021-130-BLR01 | Boiler #1 | Patterson-Kelly | W635-15-12131 | C-750 | OM00045078 |  | Northwest side of grounds in boiler area | NA | NA | NA | NA | 120 | DNA | Gas | DNA | 750,000 | 712,500 | \Classifications\Building System Class\D30-HVAC Systems\D3020 - Heat SYS\Boiler,Hot Water,Oil/Gas/Comb. - BLR | 1021525
24-G1 | 24-G1 New Los Banos Courthouse | 24-G1-D3021-130-BLR02 | Boiler #2 | Patterson-Kelly | W635-15-12132 | C-750 | OM00045079 |  | Northwest side of grounds in boiler area | NA | NA | NA | NA | 120 | DNA | Gas | DNA | 750,000 | 712,500 | \Classifications\Building System Class\D30-HVAC Systems\D3020 - Heat SYS\Boiler,Hot Water,Oil/Gas/Comb. - BLR | 1021526
24-G1 | 24-G1 New Los Banos Courthouse | 24-G1-D3041-110-AHU02 | AC-2 - Air Handler | AAON | 201510-BNWW04777 | RN-050-3-0-EA09-EJK | OM00045058 |  | 2nd Flr Mezanine (Lower Roof) | NA | (24) 12X24X2 PLEATED (24) 12X24X4 PLEATED | R-410A | 10 & 7.5 | 460 | 150 | Electric | 3 | NA | NA | \Classifications\Building System Class\D30-HVAC Systems\D3040 - Distribution SYS\Air Handling Unit - AHU | 1021520
24-G1 | 24-G1 New Los Banos Courthouse | 24-G1-D3050-250-ACU03 | SCU-3 - Split System | LG | 505KAGS1E311 | LSU360HV3 | OM00045061 |  | N.E. Corner of Upper Roof |  |  | R-410A |  | 208/230 | 25 | Electric | 1 |  |  | \Classifications\Building System Class\D30-HVAC Systems\D3050 - Package SYS\Air Conditioning,Split System - ACU | 1021523
24-G1 | 24-G1 New Los Banos Courthouse | 24-G1-D3050-250-ACU04 | SCU-4 - Split System | LG | 506KAPB0F088 | LSU180HSV4 | OM00045062 |  | S.W. Corner of Upper Roof |  |  | R-410A |  | 208/230 | 25 | Electric | 1 |  |  | \Classifications\Building System Class\D30-HVAC Systems\D3050 - Package SYS\Air Conditioning,Split System - ACU | 1021524
24-G1 | 24-G1 New Los Banos Courthouse | 24-G1-D3044-125-PHW01 | WHP-1 - Hot Water Pump #1 | Bell & Gossett | PH015427-A | 1.25 BC | OM00045080 |  | East Side of Grounds in Boiler Area |  | NA | NA | DNA | 208 | DNA | Electric | DNA | NA | NA | \Classifications\Building System Class\D30-HVAC Systems\D3040 - Distribution SYS\Hot Water Pump - PHW | 1021527
24-G1 | 24-G1 New Los Banos Courthouse | 24-G1-D3044-125-PHW02 | WHP-2 - Hot Water Pump #2 | Bell & Gossett | PH015427-B | 1.25 BC | OM00045081 |  | East Side of Grounds in Boiler Area | NA | NA | NA | DNA | 209 | DNA | Electric | DNA | NA | NA | \Classifications\Building System Class\D30-HVAC Systems\D3040 - Distribution SYS\Hot Water Pump - PHW | 1021528
24-G1 | 24-G1 New Los Banos Courthouse | 24-G1-D2023-100-BFP02 | 3/4" Fire Bypass Backflow | Wilkins | 4071880 | 950XLD | OM00045085 | ID#:2 | North Side of Grounds on G St. | NA | NA | NA | NA | NA | NA | NA | NA | NA | NA | \Classifications\Building System Class\D20-Plumbing\D2020 - Domestic Water\Backflow Preventer - BFP | 1021531
24-G1 | 24-G1 New Los Banos Courthouse | 24-G1-D2023-310-WBS01 | Landscaping Water Booster Pump | Emerson / Berkley | 0011A16R | S39504 | OM00045089 |  | North Side of Grounds on G St. |  | NA | NA |  | 208 |  | Electric | 3-Phase | NA | NA | \Classifications\Building System Class\D20-Plumbing\D2020 - Domestic Water\Domestic Water Booster System - WBS | 1021529
24-G1 | 24-G1 New Los Banos Courthouse | 24-G1-D2023-100-BFP01 | 6" Fire Backflow | Wilkins | 46478 | 350 DA | OM00045086 | ID#:1 | North Side of Grounds on G St. | NA | NA | NA | NA | NA | NA | NA | NA | NA | NA | \Classifications\Building System Class\D20-Plumbing\D2020 - Domestic Water\Backflow Preventer - BFP | 1021530
24-G1 | 24-G1 New Los Banos Courthouse | 24-G1-D2023-100-BFP03 | 1 1/2" Domestic Backflow | Wilkins | 3963751 | 975XLD | OM00045087 | ID#:3 | North Side of Grounds on G St. | NA | NA | NA | NA | NA | NA | NA | NA | NA | NA | \Classifications\Building System Class\D20-Plumbing\D2020 - Domestic Water\Backflow Preventer - BFP | 1021532
24-G1 | 24-G1 New Los Banos Courthouse | 24-G1-D2023-100-BFP04 | 1/2" Landscaping Backflow | Wilkins | 1014819 | 975XL2 | OM00045088 | ID#:4 | North Side of Grounds on G St. | NA | NA | NA | NA | NA | NA | NA | NA | NA | NA | \Classifications\Building System Class\D20-Plumbing\D2020 - Domestic Water\Backflow Preventer - BFP | 1021533
24-G1 | 24-G1 New Los Banos Courthouse | 24-G1-G2023-150-PEG01 | Sally Port Gate Exit Opener | Lift Master | 5015N1144 | SL595-200-43-G3 | OM00045083 |  | Grounds Sally Port Area | NA | NA | NA | NA | 208 | DNA | Electric | DNA | NA | NA | \Classifications\Building System Class\G20-Other Systems\G2020 - Parking Lots\Secured Parking Gate - PEG | 1021534
24-G1 | 24-G1 New Los Banos Courthouse | 24-G1-G2023-150-PEG02 | Sally Port Gate Entrance Opener | Lift Master | 5015N1138 | SL595-200-43-G3 | OM00045082 |  | Grounds Sally Port Area | NA | NA | NA | NA | 208 | DNA | Electric | DNA | NA | NA | \Classifications\Building System Class\G20-Other Systems\G2020 - Parking Lots\Secured Parking Gate - PEG | 1021535
24-G1 | 24-G1 New Los Banos Courthouse | 24-G1-G2023-150-PEG03 | Judges Parking lot Gate Opener | Lift Master | 5015N1143 | SL595-200-43-G3 | OM00045075 |  | Grounds Judges Parking Lot | NA | NA | NA | 2 | 460 | DNA | Electric | 3 | NA | NA | \Classifications\Building System Class\G20-Other Systems\G2020 - Parking Lots\Secured Parking Gate - PEG | 1021536
24-G1 | 24-G1 New Los Banos Courthouse | 24-G1-D1010-100-ELE01 | Elevator #1 - Inmate - State ID # 170153 | Schindler | 6993C01G02 | E1B213M | OM00045090 | State ID# 170153 | 1st. Flr. Elevator Rm. | NA | NA | NA | NA | 480 |  | Electric |  | NA | NA | \Classifications\Building System Class\D10-Conveyance Systems\D1010 - Elevator\Elevator,Electric,Pass/Freight - ELE | 1021537
24-G1 | 24-G1 New Los Banos Courthouse | 24-G1-B2033-120-DOR01 | ADA Employee Exit Door | Oldcastle | 47770 | UNABLE TO LOCATE | OM00045068 |  | 1st. Flr. Employee Exit | NA | NA | NA | NA | 120 | DNA | Electric | DNA | NA | NA | \Classifications\Building System Class\B20-General Building Exterior\B2030 - Exterior Doors\Door,Automatic-Sliding,Revolving - DOR | 1021540
24-G1 | 24-G1 New Los Banos Courthouse | 24-G1-D1010-100-ELE02 | Elevator #2 - Employee - State ID # 170152 | Schindler | 69930C01G02 | E1B217M | OM00045069 | State ID# 170152 | 1st. Flr. Elevator Rm. | NA | NA | NA | 30 | 480 | DNA | Electric | DNA | NA | NA | \Classifications\Building System Class\D10-Conveyance Systems\D1010 - Elevator\Elevator,Electric,Pass/Freight - ELE | 1021538
24-G1 | 24-G1 New Los Banos Courthouse | 24-G1-D1010-100-ELE03 | Elevator #3 - State ID # 170151 | Schindler | 6993C01G02 | E1B217M | OM00045070 | State ID# 170151 | 1st. Flr. Elevator Rm. | NA | NA | NA | 30 | 480 | DNA | Electric | DNA | NA | NA | \Classifications\Building System Class\D10-Conveyance Systems\D1010 - Elevator\Elevator,Electric,Pass/Freight - ELE | 1021539
24-G1 | 24-G1 New Los Banos Courthouse | 24-G1-B2033-120-DOR02 | ADA Main Double Door Entrance | NA | NA | NA | OM00045067 |  | 1st. Flr. Public Entrance | NA | NA | NA | NA | 120 | DNA | Electric | DNA | NA | NA | \Classifications\Building System Class\B20-General Building Exterior\B2030 - Exterior Doors\Door,Automatic-Sliding,Revolving - DOR | 1021541
24-G1 | 24-G1 New Los Banos Courthouse | 24-G1-D3012-120-GMR01 | Gas Smart Meter #61686517 | PG&E Smart Meter | 1514383 | 2H175 | OM00045077 |  | Grounds in Boiler Area | NA | NA | NA | NA | NA | NA | Gas | NA |  |  | \Classifications\Building System Class\D30-HVAC Systems\D3010 - Energy Supply\Gas Meter Readings - GMR | 1021545
24-G1 | 24-G1 New Los Banos Courthouse | 24-G1-D2022-260-HWG01 | Gas Water Heater | State Industries, Inc. | 1535M001217 | SUF100150NE200 | OM00045065 |  | 2nd Flr. Janitors Closet | NA | NA | NA | NA | DNA | DNA | Natural gas | DNA | DNA | 1000BTU/Hr | \Classifications\Building System Class\D20-Plumbing\D2020 - Domestic Water\Domestic Water Heater, Gas - HWG | 1021542
24-G1 | 24-G1 New Los Banos Courthouse | 24-G1-C1020-110-FRD01 | Fire Door 2nd Flr. By Public Stairway | Intertek | WHI-0136415 | W/N1418 | OM00045064 |  | 2nd. Flr. By Public Stairway | [10 empty] | \Classifications\Building System Class\C10-General Building Interior\C1020 - Fire Doors\Fire Doors - FRD | 1021543
24-G1 | 24-G1 New Los Banos Courthouse | 24-G1-C1020-110-FRD02 | Fire Double Door 2nd Flr. In Public Hall near RR | NA | NA | NA | OM00045063 |  |  | NA | NA | NA | NA | DNA | DNA | NA | DNA | NA | NA | \Classifications\Building System Class\C10-General Building Interior\C1020 - Fire Doors\Fire Doors - FRD | 1021544
24-G1 | 24-G1 New Los Banos Courthouse | 24-G1-D5010-110-EMT01 | Electrical Smart Meter | PG&E Smart Meter | 1009515128 | NIC314K | OM00045076 |  | Gounds Outside of Judges Parking Lot | NA | NA | NA | NA | 120/480 | DNA | Electric | DNA | NA | NA | \Classifications\Building System Class\D50-Electrical SYS\D5010 - Elec Service & Dist\Electric Meter Readings - EMT | 1021546
24-G1 | 24-G1 New Los Banos Courthouse | 24-G1-D5010-200-ESD01 | SHD ELE Distribution Panel | Square D | 1235947830060000 | E-1 | OM00045073 |  | 1st. Flr. Electrical Rm. | NA | NA | NA | NA | 480/277 | DNA | Electric | DNA | NA | NA | \Classifications\Building System Class\D50-Electrical SYS\D5010 - Elec Service & Dist\Electical Service and Distribution - ESD | 1021547
24-G1 | 24-G1 New Los Banos Courthouse | 24-G1-D5092-100-UPS01 | Emergency Lighting UPS (8 Batteries) | Myers Power Products | 91050L1-1 | 6-E-3-S-BA2008-C-M-SNMP-T-Z | OM00045074 |  | 1st. Floor Electrical Rm. | NA | NA | NA | NA | 277 | DNA | Electric and lead-sulfuric acid | DNA | NA | NA | \Classifications\Building System Class\D50-Electrical SYS\D5090 - Elec SYS\Uninterruptible Power System - UPS | 1021548
24-G1 | 24-G1 New Los Banos Courthouse | 24-G1-D5010-234-ATS01 | Power Transfer & Bypass Switch | Emerson | 1247025 | ASCO 7000 Series | OM00045072 |  | 1st. Flr. Electrical Rm. | NA | NA | NA | NA | 480 | DNA | Electric | DNA | NA | NA | \Classifications\Building System Class\D50-Electrical SYS\D5010 - Elec Service & Dist\Automatic Transfer Switch - ATS | 1021549
24-G1 | 24-G1 New Los Banos Courthouse | 24-G1-D5010-234-ATS02 | Main Switch Board | SQUARE D | 35947483-001 | A3014337 | OM00045071 |  | 1st. Floor Electrical Rm. | NA | NA | NA | NA | 480 | DNA | Electric | DNA | NA | NA | \Classifications\Building System Class\D50-Electrical SYS\D5010 - Elec Service & Dist\Automatic Transfer Switch - ATS | 1021550
24-G1 | 24-G1 New Los Banos Courthouse | 24-G1-D2023-310-HWP01 | Hot Water Circulation Pump | Grundfos | 59898214 | UP15-18B5 | OM00045066 |  | 2nd Flr. Janitors Closet | NA | NA | NA | 1/4 | 120V | DNA | Electric | DNA | NA | NA | \Classifications\Building System Class\D20-Plumbing\D2020 - Domestic Water\Domestic Hot Water Circulating Pump - HWP | 1021551
24-G1 | 24-G1 New Los Banos Courthouse | 24-G1-B3010-100-RUF01 | Roof | NA | NA | NA | OM00045096 |  | Throughout Building | NA | NA | NA | NA | NA | NA | NA | NA | NA | NA | \Classifications\Building System Class\B30-Roofing\B3010 - Roof Types\Roof - RUF | 1021555
24-G1 | 24-G1 New Los Banos Courthouse | 24-G1-B2010-100-BLD01 | Building | NA | NA | NA | OM00045097 |  | Throughout Building | NA | NA | NA | NA | NA | NA | NA | NA | NA | NA | \Classifications\Building System Class\B20-General Building Exterior\B2010 - Exterior Walls\Building - BLD | 1021552
24-G1 | 24-G1 New Los Banos Courthouse | 24-G1-D5092-250-EML01 | Emergency Lights | Watt Stopper | NA | LMEP48 | OM00045092 |  | Throughout Building | NA | NA | NA | NA | 115V/ 277V | Multiple | Electric | Multiple | NA | NA | \Classifications\Building System Class\D50-Electrical SYS\D5090 - Elec SYS\Emergency And Exit Lighting - EML | 1021553
24-G1 | 24-G1 New Los Banos Courthouse | 24-G1-D5092-250-ELT116 | Exterior Lights | Watt Stopper | NA | LMEP48 | OM00045093 |  | Throughout Building | NA | NA | NA | NA | 115V/ 277V | Multiple | Electric | Multiple | NA | NA | \Classifications\Building System Class\D50-Electrical SYS\D5090 - Elec SYS\Exterior Lighting - ELT | 1021554
24-G1 | 24-G1 New Los Banos Courthouse | 24-G1-G2049-300-HSC01 | Hardscape | NA | NA | NA | OM00045095 |  | Throughout Building | NA | NA | NA | NA | NA | NA | NA | NA | NA | NA | \Classifications\Building System Class\G20-Other Systems\G2040 - Site Development\Hardscape - HSC | 1021556
24-G1 | 24-G1 New Los Banos Courthouse | 24-G1-G2050-200-LSC01 | Landscape | NA | NA | NA | OM00045094 |  | Throughout Building | NA | NA | NA | NA | NA | NA | NA | NA | NA | NA | \Classifications\Building System Class\G20-Other Systems\G2050 - Landscaping\Landscaping - LSC | 1021557
24-G1 | 24-G1 New Los Banos Courthouse | 24-G1-D4031-100-FEX17 | Fire Extinguishers | JL Industries | Multiple | Class ABC | OM00045091 |  | Throughout Building | NA | NA | NA | NA | NA | NA | NA | NA | NA | NA | \Classifications\Building System Class\D40-Fire Protection SYS\D4030 - FIRE SPEC\Fire Extinguisher - FEX | 1021558
24-G1 | 24-G1 New Los Banos Courthouse | 24-G1-D4010-150-FMS01 | Fire Sprinkler System - 2 nd. Flr | Cosco Fire Protection | NA | NA | OM00045099 |  | 2nd Flr. 15 sprinklers throughout 2nd floor/ North side next to the judges parking lot in FAP/FMS Room | NA | NA | NA | NA | NA | NA | NA | NA | NA | NA | \Classifications\Building System Class\D40-Fire Protection SYS\D4010 - Sprinkler SYS\Fire Systems, stand pipes - FMS | 1021559
24-G1 | 24-G1 New Los Banos Courthouse | 24-G1-D5037-710-FAP01 | Fire Alarm Panel | GE | UATL | EST3 | OM00045098 |  | North side next to the judges parking lot in FAP Room | NA | NA | NA | NA | 120 | DNA | Electric | DNA | NA | NA | \Classifications\Building System Class\D50-Electrical SYS\D5030 - Comm & Security\Fire Alarm Panel - FAP | 1021560
24-G1 | 24-G1 New Los Banos Courthouse | 24-G1-D2023-310-WBS02 | Domestic Water Booster System WBS02 | Flow Therm | FAB15-100 | 70VS-02 | OM00045101 |  | Grounds in the Equipment Area next to the Judges Parking lot by Boilers. | NA | NA | NA | 5 | 230/460 | 11.8/5.9 | Electric | 3 | NA | NA | \Classifications\Building System Class\D20-Plumbing\D2020 - Domestic Water\Domestic Water Booster System - WBS | 1021561
24-G1 | 24-G1 Robert M. Falasco Justice Center | 24-G1-D4010-150-FMS02 | Fire Sprinkler System - 1 st. Flr | Cosco Fire Protection | NA | NA | OM00045100 |  | 1st Flr.13 sprinklers throughout 1st floor/North side next to the judges parking lot in FAP/FMS Room | NA | NA | NA | NA | NA | NA | NA | NA | NA | NA | \Classifications\Building System Class\D40-Fire Protection SYS\D4010 - Sprinkler SYS\Fire Systems, stand pipes - FMS | 1021637
25-A1 | 25-A1 Barclay Justice Center | 25-A1-B3010-100-RUF01 | Roof - RUF | NA | NA | NA | OM00027058 |  | DNA | NA | NA | NA | NA | NA | NA | NA | DNA | NA | NA | \Classifications\Building System Class\B30-Roofing\B3010 - Roof Types\Roof - RUF | 1009235
25-A1 | 25-A1 Barclay Justice Center | 25-A1-D2022-100-HWE01 | Dom. Water Heater - Electric | Reliance | 0942J001857 | 620S0MSK---200 | OM00003988 | Dom Water Heater | South furnace room | NA | NA | NA | NA | 120 | DNA | Electrical | DNA | NA | NA | \Classifications\Building System Class\D20-Plumbing\D2020 - Domestic Water\Domestic Water Heater, Electric - HWE | 1009236
25-A1 | 25-A1 Barclay Justice Center | 25-A1-D5092-250-EML04 | Light, Emergency, Hardwired System EML01 | Emergency Lighting and Power Equipment | NA | Biz Line E9883887 | OM00027054 | OM00004241 | Thru-out Facility | NA | NA | NA | NA | 120 Volts | .02 amps | NA | Single | NA | NA | \Classifications\Building System Class\D50-Electrical SYS\D5090 - Elec SYS\Emergency And Exit Lighting - EML | 1009255
25-A1 | 25-A1 Barclay Justice Center | 25-A1-D4031-100-FEX07 | Fire Extinguisher - FEX07 | Amerex | NA | NA | OM00027053 |  | THROUGHOUT BUILDING | NA | NA | NA | NA | NA | NA | NA | NA | NA | NA | \Classifications\Building System Class\D40-Fire Protection SYS\D4030 - FIRE SPEC\Fire Extinguisher - FEX | 1009818
25-A1 | 25-A1 Barclay Justice Center | 25-A1-D5010-200-ESD02 | Main Electrical Panel for Service to Bldg. SBR01 | Square D Commercial | NA | NA | OM00027317 |  | Employee Hallway East Wall | NA | NA | NA | NA | 240 | 225 | Electric | 3PH | NA | NA | \Classifications\Building System Class\D50-Electrical SYS\D5010 - Elec Service & Dist\Electical Service and Distribution - ESD | 1010344
25-A1 | 25-A1 Barclay Justice Center | 25-A1-D3031-210-CDR09 | Condensor CDR09 | Bryant | 2910E02090 | 113APA060-G | OM00027320 |  | Exterior West Side | NA | NA | R-410A | NA | 208/230V | 30A | Electrical |  | NA | NA | \Classifications\Building System Class\D30-HVAC Systems\D3030 - Cooling SYS\Condensing Unit, Air Cooled - CDR | 1011002
25-A1 | 25-A1 Barclay Justice Center | 25-A1-D3031-210-CDR08 | Condesor - CDR08 | Bryant | 3010E00002 | 113APA048-E | OM00027319 |  | Exterior West Side | NA | NA | R-22 | NA | 208/230 V | 30 max fuse | Electrical | 3 PH | NA | NA | \Classifications\Building System Class\D30-HVAC Systems\D3030 - Cooling SYS\Condensing Unit, Air Cooled - CDR | 1011003
25-A1 | 25-A1 Barclay Justice Center | 25-A1-D3050-122-FAH05 | Bryant Propane Furnace #5 | Bryant | 5109A63303 5A212-51 | 359BAV060100AAAA | OM00027322 |  | FLOOR 1, #2 East Side of Furnace South Side of Bldg. | NA | Washable | NA | NA | 120 | 20 | Propane | 1 | 100,000 | 90,000 | \Classifications\Building System Class\D30-HVAC Systems\D3050 - Package SYS\Forced Air Heater,Oil/Gas fired - FAH | 1011032
25-A1 | 25-A1 Barclay Justice Center | 25-A1-D3050-122-FAH06 | Bryant Propane Furnace #6 | Bryant | 0910A59768 | 359BAV060100AAAA | OM00027321 |  | FLOOR 1, #1 West Side of Furnace South Side of Bldg. | NA | Washable | NA | NA | 120 | 20 | Propane | 1 | 100,000 | 90,000 | \Classifications\Building System Class\D30-HVAC Systems\D3050 - Package SYS\Forced Air Heater,Oil/Gas fired - FAH | 1011033
25-A1 | 25-A1 Barclay Justice Center | 25-A1-B2010-100-BLD01 | Building | NA | NA | NA | OM00027059 | NA | Building | NA | NA | NA | NA | NA | NA | NA | NA | NA | NA | \Classifications\Building System Class\B20-General Building Exterior\B2010 - Exterior Walls\Building - BLD | 1012098
25-A1 | 25-A1 Barclay Justice Center | 25-A1-G3063-100-AST02 | Propane Tank 400gal | American | 7CEQ4371 | NA | OM00037176 |  | NW OF BUILDING | NA | NA | NA | NA | NA | NA | Propane | NA | NA | NA | \Classifications\Building System Class\G30-Site Mechanical Utilities\G3060 - Fuel Distribution\Tank, Fuel Storage, Above Ground - AST | 1012099
25-A1 | 25-A1 Barclay Justice Center | 25-A1-G2050-200-LSC01 | Landscape | Landscape | NA | NA | OM00027056 |  | Exterior Landscape | NA | NA | NA | NA | NA | NA | NA | NA | NA | Na | \Classifications\Building System Class\G20-Other Systems\G2050 - Landscaping\Landscaping - LSC | 1012100
25-A1 | 25-A1 Barclay Justice Center | 25-A1-D5092-250-ELT19 | Exterior Lights | MULTIPLE | MULTIPLE | MULTIPLE | OM00027055 |  | Exterior Lights | NA | NA | NA | NA | 120 V | Less than 30 amps | Electrical | 1 Ph | NA | NA | \Classifications\Building System Class\D50-Electrical SYS\D5090 - Elec SYS\Exterior Lighting - ELT | 1012101
25-A1 | 25-A1 Barclay Justice Center | 25-A1-G2049-300-HSC01 | Parking and sidewalks (Hardscape) | NA | NA | NA | OM00027057 |  | Exterior | NA | NA | NA | NA | NA | NA | NA | NA | NA | NA | \Classifications\Building System Class\G20-Other Systems\G2040 - Site Development\Hardscape - HSC | 1012102
25-A1 | 25-A1 Barclay Justice Center | 25-A1-D3050-122-FAH07 | Propane Furnace 01 | International Comfort Products | A133046821 | F9MVE1002120A1 | OM00027245 | OM00003997 | serves back of Courtroom | NA | 20x20x1 | NA | 1 | 110 | 11.8 | Other |  | 100,000 | 75,000 | \Classifications\Building System Class\D30-HVAC Systems\D3050 - Package SYS\Forced Air Heater,Oil/Gas fired - FAH | 1016298
25-A1 | 25-A1 Barclay Justice Center | 25-A1-D3050-122-FAH08 | Propane Furnace 02 | International Comfort Products | A132650790 | F9MVE1002120A1 | OM00027246 | OM00003998 | Attic | (1) 20x20x1 | DNA | NA | 1 | 110 | 11.8 | Other |  | 100,000 | 75,000 | \Classifications\Building System Class\D30-HVAC Systems\D3050 - Package SYS\Forced Air Heater,Oil/Gas fired - FAH | 1016299
25-A1 | 25-A1 Barclay Justice Center | 25-A1-D3050-122-FAH09 | Propane Furnace 03 | International Comfort Products | A132546072 | F9MVE1002120A1 | OM00027247 | OM00003999 | Attic | (1) 20x20x1 | DNA | NA | 1 | 110 | 11.8 | Other |  | 100,000 | 75,000 | \Classifications\Building System Class\D30-HVAC Systems\D3050 - Package SYS\Forced Air Heater,Oil/Gas fired - FAH | 1016300
25-A1 | 25-A1 Barclay Justice Center | 25-A1-D3050-122-FAH10 | Forced Air Furnace 04 | International Comfort Products | A132546076 | F9MVE1002120A1 | OM00027248 | OM00004000 | Attic | (1) 20x20x1 | DNA | NA | 1 | 110 | 11.8 | Other | DNA | 100,000 | 75,000 | \Classifications\Building System Class\D30-HVAC Systems\D3050 - Package SYS\Forced Air Heater,Oil/Gas fired - FAH | 1016301
25-A1 | 25-A1 Barclay Justice Center | 25-A1-D2022-100-HWE02 | Water Heater 19 Gallons | Reliance | 0942J001854 | 620S0MK - 200 | OM00037201 |  | 1st Floor -Janitors Closet | NA | NA | NA | NA | 120 | DNA | Electric | DNA | NA | NA | \Classifications\Building System Class\D20-Plumbing\D2020 - Domestic Water\Domestic Water Heater, Electric - HWE | 1016872
25-A1 | 25-A1 Barclay Justice Center | 25-A1-D5010-200-ESD01 | Main electrical panel | GE | 47716997 | MM1211 | OM00037173 | NA | Electrical Room | NA | NA | NA | NA | 120 | 800 | Electric | 3 | NA | NA | \Classifications\Building System Class\D50-Electrical SYS\D5010 - Elec Service & Dist\Electical Service and Distribution - ESD | 1016873
25-A1 | 25-A1 Barclay Justice Center | 25-A1-D3050-250-ACU02 | ACU Split system 2 | ComfortStar | 527122134030032 | CHP030CD | OM00027249 |  | Exterior | NA | NA | R-410A | NA | 230 | 14 | Electric | 1 | NA | NA | \Classifications\Building System Class\D30-HVAC Systems\D3050 - Package SYS\Air Conditioning,Split System - ACU | 1017189
25-A1 | 25-A1 Barclay Justice Center | 25-A1-D3031-210-CDR12 | Air Conditioner 03 | Bryant | 1214E19385 | 113APA036-E | OM00027238 | OM00003985 | Equip Pad on west side | NA | NA | R-410A | 1/4 | 208/230 | 20 | Electric | 3 | NA | NA | \Classifications\Building System Class\D30-HVAC Systems\D3030 - Cooling SYS\Condensing Unit (Air and/or Water) - CDR | 1017654
25-A1 | 25-A1 Barclay Justice Center | 25-A1-D3031-210-CDR10 | Air Conditioner 01 | Bryant | 1214E19383 | 113APA036-E | OM00027237 | OM00004007 | Equip Pad on west side | NA | NA | R-410A | 1/4 | 208/230 | 20 | Electric | 3 | NA | NA | \Classifications\Building System Class\D30-HVAC Systems\D3030 - Cooling SYS\Condensing Unit (Air and/or Water) - CDR | 1017653
25-A1 | 25-A1 Barclay Justice Center | 25-A1-D3031-210-CDR11 | Air Conditioner 02 | Bryant | 1214E19376 | 113APA036-E | OM00027239 | OM00004008 | Equip Pad on west side | NA | NA | R-410A | 1/4 | 208/230 | 20 | Electric | 3 | NA | NA | \Classifications\Building System Class\D30-HVAC Systems\D3030 - Cooling SYS\Condensing Unit (Air and/or Water) - CDR | 1017760
25-A1 | 25-A1 Barclay Justice Center | 25-A1-D3031-210-CDR13 | Air Conditioner 04 | Bryant | 1214E19367 | 113APA036-E | OM00027240 | OM00003986 | Equip Pad on west side | NA | NA | R-410A | 1/4 | 208/230 | 20 | Electric | 3 | NA | NA | \Classifications\Building System Class\D30-HVAC Systems\D3030 - Cooling SYS\Condensing Unit (Air and/or Water) - CDR | 1017761
25-A1 | 25-A1 Barclay Justice Center | 25-A1-D5037-710-FAP02 | Fire Alarm Panel - FAP | Gamewell | S1869 | SLP-E3 | OM00031063 | OM00027316 | 1st Flr. Hall Next to Courtroom | NA | NA | NA | NA | NA | NA | Electric |  | NA | NA | \Classifications\Building System Class\D50-Electrical SYS\D5030 - Comm & Security\Fire Alarm Panel - FAP | 1019420
26-B2 | 26-B2 New Mammoth Lakes Courthouse | 26-B2-B2010-100-BLD01 | Building 23,210 SF | NA | NA | NA | OM00027616 |  | Building | NA | NA | NA | NA | NA | NA | NA | NA | NA | NA | \Classifications\Building System Class\B20-General Building Exterior\B2010 - Exterior Walls\Building - BLD | 1012103
26-B2 | 26-B2 New Mammoth Lakes Courthouse | 26-B2-B3010-100-RUF01 | Roof 13,822 SF | NA | NA | NA | OM00027615 |  | Roof | NA | NA | NA | NA | NA | NA | NA | NA | NA | NA | \Classifications\Building System Class\B30-Roofing\B3010 - Roof Types\Roof - RUF | 1012104
26-B2 | 26-B2 New Mammoth Lakes Courthouse | 26-B2-D1010-100-ELE01 | Elevator 1 - Passenger Elevator B - Passenger | ThyssenKrupp | EAM468 | TAC 20 | OM00027707 | State ID# 160571 | Lobby | NA | NA | NA | NA | 208 | DNA | Electrical | 3 | NA | NA | \Classifications\Building System Class\D10-Conveyance Systems\D1010 - Elevator\Elevator,Electric,Pass/Freight - ELE | 1012105
26-B2 | 26-B2 New Mammoth Lakes Courthouse | 26-B2-D1010-100-ELE02 | Elevator 2 - In-Custody Elevator A - In-Custody | ThyssenKrupp | P50708 | TAC 20 | OM00027708 | State ID# 160572 | Holding Area | NA | NA | NA | NA | 208 | DNA | Electrical | 3 | NA | NA | \Classifications\Building System Class\D10-Conveyance Systems\D1010 - Elevator\Elevator,Electric,Pass/Freight - ELE | 1012106
26-B2 | 26-B2 New Mammoth Lakes Courthouse | 26-B2-D2023-310-HWP01 | BP1 - Boiler Pump | Bell & Gossett | PH008544-A | Bell & Gossett 80 3x7 | OM00027741 |  | Mechanical Room | NA | NA | NA | .75 | 208 | 5.3 | Electrical | 1 | NA | NA | \Classifications\Building System Class\D20-Plumbing\D2020 - Domestic Water\Domestic Hot Water Circulating Pump - HWP | 1012107
26-B2 | 26-B2 New Mammoth Lakes Courthouse | 26-B2-D2023-310-HWP02 | BP2 - Boiler Pump | Bell & Gossett | PH008544-B | Bell & Gossett 80 3x7 | OM00027740 |  | Mechanical Room | NA | NA | NA | .75 | 208 | 5.5 | Electrical | 1 | NA | NA | \Classifications\Building System Class\D20-Plumbing\D2020 - Domestic Water\Domestic Hot Water Circulating Pump - HWP | 1012108
26-B2 | 26-B2 New Mammoth Lakes Courthouse | 26-B2-D2023-310-HWP03 | HHWP1 - Hot Water Pump for Convectors | Bell & Gossett | PH008540-B | Bell & Gossett 80 1.5x9.5 | OM00027758 |  | Mechanical Room | NA | NA | NA | 1 | 208 | DNA | Electrical | 1 | NA | NA | \Classifications\Building System Class\D20-Plumbing\D2020 - Domestic Water\Domestic Hot Water Circulating Pump - HWP | 1012109
26-B2 | 26-B2 New Mammoth Lakes Courthouse | 26-B2-D2023-310-HWP04 | HHWP2 - Hot Water Pump for Convectors | Bell & Gossett | PH008540-A | Bell & Gossett 80 1.5x7 | OM00027760 |  | Mechanical Room | NA | NA | NA | 1 | 208 | DNA | Electrical | 1 | NA | NA | \Classifications\Building System Class\D20-Plumbing\D2020 - Domestic Water\Domestic Hot Water Circulating Pump - HWP | 1012110
26-B2 | 26-B2 New Mammoth Lakes Courthouse | 26-B2-D2023-310-HWP05 | HHWP3 - Hot Water Pump for Reheat | Bell & Gossett | PH008541-B | Bell & Gossett 80 1.5x7 | OM00027757 |  | Mechanical Room | DNA | DNA | DNA | .75 | 208 | DNA | Electrical | 1 | NA | NA | \Classifications\Building System Class\D20-Plumbing\D2020 - Domestic Water\Domestic Hot Water Circulating Pump - HWP | 1012111
26-B2 | 26-B2 New Mammoth Lakes Courthouse | 26-B2-D2023-310-HWP06 | HHWP4 - Hot Water Pump for Reheat | Bell & Gossett | PH008541-A | Bell & Gossett 80 1.5x7 | OM00027759 |  | Mechanical Room | NA | NA | NA | .75 | 208 | DNA | Electrical | 1 | NA | NA | \Classifications\Building System Class\D20-Plumbing\D2020 - Domestic Water\Domestic Hot Water Circulating Pump - HWP | 1012112
26-B2 | 26-B2 New Mammoth Lakes Courthouse | 26-B2-D2023-310-HWP07 | HHWP5 - Hot Water Pump for Primary Heating Coil | Bell & Gossett | PH008542-B | Bell & Gossett 80 2.5x7 | OM00027701 |  | Mechanical Room | NA | NA | NA | .75 | 208 | 2.9 | Electrical | 3 | NA | NA | \Classifications\Building System Class\D20-Plumbing\D2020 - Domestic Water\Domestic Hot Water Circulating Pump - HWP | 1012113
26-B2 | 26-B2 New Mammoth Lakes Courthouse | 26-B2-D2023-310-HWP08 | HHWP6 - Hot Water Pump for Primary Heating Coil | Bell & Gossett | PH008542-A | Bell & Gossett 80 2.5x7 | OM00027702 |  | Mechanical Room | NA | NA | NA | .75 | 208 | 2.9 | Electrical | 3 | NA | NA | \Classifications\Building System Class\D20-Plumbing\D2020 - Domestic Water\Domestic Hot Water Circulating Pump - HWP | 1012114
26-B2 | 26-B2 New Mammoth Lakes Courthouse | 26-B2-D2023-310-HWP09 | HHWP7 - Hot Water Pump for Snow Melt | Bell & Gossett | PH00843-B | Bell & Gossett 80 2.5x7 | OM00027756 |  | Mechanical Room | NA | NA | NA | .75 | 208 | DNA | Electrical | 1 | NA | NA | \Classifications\Building System Class\D20-Plumbing\D2020 - Domestic Water\Domestic Hot Water Circulating Pump - HWP | 1012115
26-B2 | 26-B2 New Mammoth Lakes Courthouse | 26-B2-D2023-310-HWP10 | HHWP8 - Hot Water Pump for Snow Melt | Bell & Gossett | PH008543-A | Bell & Gossett 80 2.5x7 | OM00027755 |  | Mechanical Room | NA | NA | NA | .75 | 208 | DNA | Electrical | 1 | NA | NA | \Classifications\Building System Class\D20-Plumbing\D2020 - Domestic Water\Domestic Hot Water Circulating Pump - HWP | 1012116
26-B2 | 26-B2 New Mammoth Lakes Courthouse | 26-B2-D2023-310-HWP11 | PHWP1 - Hot Water Pre-Heat Pump | Bell & Gossett | PH008574-B | Bell & Gossett 80 1531 2BC | OM00027751 |  | Mechanical Room | NA | NA | NA | 1.5 | 208 | DNA | Electrical | 3 | NA | NA | \Classifications\Building System Class\D20-Plumbing\D2020 - Domestic Water\Domestic Hot Water Circulating Pump - HWP | 1012117
26-B2 | 26-B2 New Mammoth Lakes Courthouse | 26-B2-D2023-310-HWP12 | PHWP2 - Hot Water Pre-Heat Pump | Bell & Gossett | PH008574-A | Bell & Gossett 80 1531 2BC | OM00027750 |  | Mechanical Room | NA | NA | NA | 1.5 | 208 | DNA | Electrical | 3 | NA | NA | \Classifications\Building System Class\D20-Plumbing\D2020 - Domestic Water\Domestic Hot Water Circulating Pump - HWP | 1012118
26-B2 | 26-B2 New Mammoth Lakes Courthouse | 26-B2-D2023-310-HWP13 | SMWP1 - Hot Water Snow Melt Pump | Bell & Gossett | NA | Bell & Gossett 1531 1-1/4BC | OM00027738 |  | Mechanical Room | NA | NA | NA | 3 | 208 | DNA | Electrical | 3 | NA | NA | \Classifications\Building System Class\D20-Plumbing\D2020 - Domestic Water\Domestic Hot Water Circulating Pump - HWP | 1012119
26-B2 | 26-B2 New Mammoth Lakes Courthouse | 26-B2-D2023-310-HWP14 | SMWP2 - Hot Water Snow Melt Pump | Bell & Gossett | NA | Bell & Gossett 1531 1-1/4BC | OM00027737 |  | Mechanical Room | NA | NA | NA | 3 | 208 | DNA | Electrical | 3 | NA | NA | \Classifications\Building System Class\D20-Plumbing\D2020 - Domestic Water\Domestic Hot Water Circulating Pump - HWP | 1012120
26-B2 | 26-B2 New Mammoth Lakes Courthouse | 26-B2-D2022-260-HWG01 | Domestic Hot Water Heater 75 Gal | Bradford White | GL14139685 | DH75T60FS3X | OM00027752 |  | Mechanical Room | NA | NA | NA | NA | NA | NA | Natural Gas | NA | 57000 | NA | \Classifications\Building System Class\D20-Plumbing\D2020 - Domestic Water\Domestic Water Heater, Gas - HWG | 1012121
26-B2 | 26-B2 New Mammoth Lakes Courthouse | 26-B2-D3021-110-BLR01 | Boiler 1 | Aerco International, Inc. | 1060-09-0054HP | MLX1060HP | OM00027743 |  | Mechanical Room | NA | NA | NA | NA | 120 | 4.2 | Gas | 1 | 1,060,000 | 975,200 | \Classifications\Building System Class\D30-HVAC Systems\D3020 - Heat SYS\Boiler,Electric - BLR | 1012122
26-B2 | 26-B2 New Mammoth Lakes Courthouse | 26-B2-D3021-110-BLR02 | Boiler 2 | Aerco International, Inc. | 1060-09-0053HP | MLX1060HP | OM00027742 |  | Mechanical Room | NA | NA | NA | NA | 120 | 4.2 | Natural Gas | 1 | 1,060,000 | 975,200 | \Classifications\Building System Class\D30-HVAC Systems\D3020 - Heat SYS\Boiler,Electric - BLR | 1012123
26-B2 | 26-B2 New Mammoth Lakes Courthouse | 26-B2-D3050-250-ACU01 | AC-1B - Condenser Unit for AC-1A Server Room | Liebert | 1035N202664 | PFH037A | OM00027712 |  | Sallyport | NA | NA | R-407C | 1/5 | 208 | 19.3 | Electrical | 1 | NA | 25.6 MBH | \Classifications\Building System Class\D30-HVAC Systems\D3050 - Package SYS\Air Conditioning,Split System - ACU | 1012124
26-B2 | 26-B2 New Mammoth Lakes Courthouse | 26-B2-D3050-250-ACU02 | AC-2B - Condenser Unit for AC-2A Server Room | Liebert | 1035N202774 | PFH037A | OM00027711 |  | Sallyport | NA | NA | R-407C | 1/5 | 208 | 19.3 | Electrical | 1 | NA | 25.6 MBH | \Classifications\Building System Class\D30-HVAC Systems\D3050 - Package SYS\Air Conditioning,Split System - ACU | 1012125
26-B2 | 26-B2 New Mammoth Lakes Courthouse | 26-B2-D3050-250-ACU03 | AC-3B - Condenser Unit for AC-3A Elevator Mech Room | Liebert | 1035N202638 | PFH020A | OM00027605 |  | Sallyport | NA | NA | R-407C | 1/5 | 208 | 12.1 | Electrical | 1 | NA | 16.1 MBH | \Classifications\Building System Class\D30-HVAC Systems\D3050 - Package SYS\Air Conditioning,Split System - ACU | 1012126
26-B2 | 26-B2 New Mammoth Lakes Courthouse | 26-B2-D3050-250-ACU04 | AC | CARRIER | 3710Q40498 | 38APD05055A12050 | OM00037515 |  | UTILITY AREA | NA | NA | R-410A | NA | 208 | DNA | ELECTRIC | 3 | DNA | DNA | \Classifications\Building System Class\D30-HVAC Systems\D3050 - Package SYS\Air Conditioning,Split System - ACU | 1012127
26-B2 | 26-B2 New Mammoth Lakes Courthouse | 26-B2-D3041-110-AHU01 | Air Handling Unit | Alliance Air Products | 1462AHU1 | 2BN-47.92-AS-PF-EC-FF-HW-SX-DX-PF | OM00027746 |  | Mechanical Room | DNA | (6) 12x24x2 (24) 24x24x12 | NA | NA | 208 | DNA | Electrical | 3 | NA | NA | \Classifications\Building System Class\D30-HVAC Systems\D3040 - Distribution SYS\Air Handling Unit - AHU | 1012128
26-B2 | 26-B2 New Mammoth Lakes Courthouse | 26-B2-D3041-210-SFN01 | Supply Air Fan | Paldor Reliance Super E Motor | C0807290212 | NYB-12 PF02-40 | OM00027744 |  | Mechanical Room | (3) Hi-Power II B116 | NA | NA | 30 | 208 | DNA | Electrical | 3 | NA | NA | \Classifications\Building System Class\D30-HVAC Systems\D3040 - Distribution SYS\Supply/Exhaust/Return fans- FAN | 1012129
26-B2 | 26-B2 New Mammoth Lakes Courthouse | 26-B2-D3042-220-EFN01 | Exhaust Fan for Parking Garage & Sallyport | Greenheck | 079SD32222-1 | Greenheck SBE-2H24-5 | OM00027706 |  | Garage | (1) 4L240 | NA | NA | .5 | 120 | DNA | Electrical | 1 | NA | NA | \Classifications\Building System Class\D30-HVAC Systems\D3040 - Distribution SYS\Supply/Exhaust/Return fans- FAN | 1012130
26-B2 | 26-B2 New Mammoth Lakes Courthouse | 26-B2-D3042-220-EFN02 | Exhaust Fan for Restrooms, Kitchenette, Holding Areas | Greenheck | 079SD32222 | Greenheck BSQ-180-10 | OM00027705 |  | Parking Garage | (1) AX52 | NA | NA | 1 | 208 | DNA | Electrical | 1 | NA | NA | \Classifications\Building System Class\D30-HVAC Systems\D3040 - Distribution SYS\Supply/Exhaust/Return fans- FAN | 1012131
26-B2 | 26-B2 New Mammoth Lakes Courthouse | 26-B2-D3041-230-RFN01 | Retrun Air Fan | "Paldor Reliance | F1006186402 | NYB-12 PF02-44/ EM3774T-8 | OM00027745 |  | Mechanical Room | (2) Hi-PowerII B110 | NA | NA | 10 | 208 | DNA | Electrical | 3 | NA | NA | \Classifications\Building System Class\D30-HVAC Systems\D3040 - Distribution SYS\Supply/Exhaust/Return fans- FAN | 1012132
26-B2 | 26-B2 New Mammoth Lakes Courthouse | 26-B2-D3040-600-HES01 | HX-1 - Heating Hot Water Pre-Heat | Flow Therm (Bell & Gossett) | 144766-01 | WU 66-23 | OM00027749 |  | Mechanical Room | NA | NA | NA | NA | NA | NA |  |  | NA | NA | \Classifications\Building System Class\D30-HVAC Systems\D3040 - Distribution SYS\Heat Exchanger,Steam - HES | 1012133
26-B2 | 26-B2 New Mammoth Lakes Courthouse | 26-B2-D3040-600-HES02 | HX-2 - Heating Hot Water Snow Melt | Flow Therm (Bell & Gossett) | NA | WU 66-43 | OM00027739 |  | Mechanical Room | NA | NA | NA | NA | 208 | DNA | NA | DNA | NA | NA | \Classifications\Building System Class\D30-HVAC Systems\D3040 - Distribution SYS\Heat Exchanger,Steam - HES | 1012134
26-B2 | 26-B2 New Mammoth Lakes Courthouse | 26-B2-D4010-150-FMS01 | Fire Sprinkler System | VIKING | W00451526 | DN100 CK VLV | OM00027704 |  | Mechanical Room | NA | NA | NA | NA | NA | NA | NA | NA | NA | NA | \Classifications\Building System Class\D40-Fire Protection SYS\D4010 - Sprinkler SYS\Fire Systems, stand pipes - FMS | 1012136
26-B2 | 26-B2 New Mammoth Lakes Courthouse | 26-B2-D2023-100-BFP01 | Fire Bypass Backflow BFP01 | Ames | 64738 | 2000B 0.750" DC | OM00037501 | Account#: 008771-000 Meter ID: 570100 | Grounds Vault off Sierra Park Rd." | NA | NA | NA | NA | NA | NA | NA | NA | NA | NA | \Classifications\Building System Class\D20-Plumbing\D2020 - Domestic Water\Backflow Preventer - BFP | 1012137
26-B2 | 26-B2 New Mammoth Lakes Courthouse | 26-B2-D2023-100-BFP02 | Backflow Preventer Fire - 2 | Ames | 171320031 | 300SS .8.000" DC DA | OM00037502 | Account#: 008771-000 Meter ID: 570100 | Vault off Sierra Park Rd. | NA | NA | NA | NA | NA | NA | NA | NA | NA | NA | \Classifications\Building System Class\D20-Plumbing\D2020 - Domestic Water\Backflow Preventer - BFP | 1012138
26-B2 | 26-B2 New Mammoth Lakes Courthouse | 26-B2-D4031-100-FEX07 | Hand Held Fire Extinguishers (7) Total Building | MULTIPLE | MULTIPLE | MULTIPLE | OM00027610 |  | (7) locations 1st & 2nd floors | NA | NA | NA | NA | NA | NA | NA | NA | NA | NA | \Classifications\Building System Class\D40-Fire Protection SYS\D4030 - FIRE SPEC\Fire Extinguisher - FEX | 1012139
26-B2 | 26-B2 New Mammoth Lakes Courthouse | 26-B2-D5092-250-EML19 | EMERGENCY LIGHTING | IOSLITE | MULTIPLE | #ELT-EMG-X-BA-X-SU | OM00027611 |  | (30) locatons 1st & 2nd floors | NA | NA | NA | NA | 120 | .04 ea | Electrical | 1 | NA | NA | \Classifications\Building System Class\D50-Electrical SYS\D5090 - Elec SYS\Emergency And Exit Lighting - EML | 1012140
26-B2 | 26-B2 New Mammoth Lakes Courthouse | 26-B2-D2090-650-WSR01 | Water Softener | Culligan Hi-Flo3 | BC11565999 | Culligan Hi-Flo3 | OM00027703 |  | Mechanical Room | NA | NA | NA | NA | 120 | DNA | Electrical | 1 | NA | NA | \Classifications\Building System Class\D20-Plumbing\D2090 - Other Plumbing SYS\Water Softener - WSR | 1012141
26-B2 | 26-B2 New Mammoth Lakes Courthouse | 26-B2-G2050-200-LSC01 | Exterior Landscape | NA | NA | NA | OM00027613 |  | Exterior Landscape | NA | NA | NA | NA | NA | NA | NA | NA | NA | NA | \Classifications\Building System Class\G20-Other Systems\G2050 - Landscaping\Landscaping - LSC | 1012142
26-B2 | 26-B2 New Mammoth Lakes Courthouse | 26-B2-D5092-250-ELT40 | Exterior Lamps Wall & Pole Mounted | Willy Meyer Shon, Bega | MULTIPLE | Varies - See Record Drawings E0.2 | OM00027612 |  | Exterior Building & Parking Lot | NA | NA | NA | NA | 120 | 32 Amps Total | Electrical | 1 | NA | NA | \Classifications\Building System Class\D50-Electrical SYS\D5090 - Elec SYS\Exterior Lighting - ELT | 1012143
26-B2 | 26-B2 New Mammoth Lakes Courthouse | 26-B2-G2049-300-HSC01 | Exterior Hardscape | NA | NA | NA | OM00027614 |  | Exterior Hardscape | NA | NA | NA | NA | NA | NA | NA | NA | NA | NA | \Classifications\Building System Class\G20-Other Systems\G2040 - Site Development\Hardscape - HSC | 1012144
26-B2 | 26-B2 New Mammoth Lakes Courthouse | 26-B2-D5037-710-FAP01 | Main Fire Alarm Panel | GE | BJ-8645 | EST 3-10257 | OM00027710 |  | Server Room | NA | NA | NA | NA |  |  | Electric |  | NA |  | \Classifications\Building System Class\D50-Electrical SYS\D5030 - Comm & Security\Fire Alarm Panel - FAP | 1015861
26-B2 | 26-B2 New Mammoth Lakes Courthouse | 26-B2-D2023-100-BFP03 | Backflow Preventer Irrigation Water - 3 | Febco | J27490 | 825y2.000" RP | OM00037503 | Account#: 008771-000 Meter ID: 570100 | Sierra Park Rd. | NA | NA | NA | NA | NA | NA | NA | NA | NA | NA | \Classifications\Building System Class\D20-Plumbing\D2020 - Domestic Water\Backflow Preventer - BFP | 1015870
26-B2 | 26-B2 New Mammoth Lakes Courthouse | 26-B2-D2023-100-BFP04 | Backflow Preventer MAIN DOMESTIC - 4 | WILKINS | LG1984 | 975DA 3.000" RPDA | OM00037504 | Account#: 008771-000 Meter ID: 570100 | 1st. Flr. Fire Riser Rm. / Blr. Rm. | NA | NA | NA | NA | NA | NA | NA | NA | NA | NA | \Classifications\Building System Class\D20-Plumbing\D2020 - Domestic Water\Backflow Preventer - BFP | 1015871
26-B2 | 26-B2 New Mammoth Lakes Courthouse | 26-B2-D5010-200-ESD01 | Main Electrical Panel | GE | P24000179900103 | Spectra Sieries Switchboard | OM00027608 |  | DNA | NA | NA | NA | NA | 208 | DNA | Electric | 3 | NA | NA | \Classifications\Building System Class\D50-Electrical SYS\D5010 - Elec Service & Dist\Electical Service and Distribution - ESD | 1015944
26-B2 | 26-B2 New Mammoth Lakes Courthouse | 26-B2-D5010-234-ATS01 | Automatic Transfer Switch | GE | 1606282-1 | MX150/ZG5MA08031-64M601N | OM00037505 |  | Janitor's Room First Floor | NA | NA | NA | NA | 480 | DNA | Electric | DNA | NA | NA | \Classifications\Building System Class\D50-Electrical SYS\D5010 - Elec Service & Dist\Automatic Transfer Switch - ATS | 1016036
26-B2 | 26-B2 New Mammoth Lakes Courthouse | 26-B2-G2023-160-PBB01 | Security Parking Beam Barrier | Lift Master Chamberlain | 2911N8958 | BG790-50-11 | OM00037506 |  | Rear Parking Driveway | NA | NA | NA | NA | NA | NA | NA | NA | NA | NA | \Classifications\Building System Class\G20-Other Systems\G2020 - Parking Lots\Security Parking Beam Barrier - PBB | 1016037
26-B2 | 26-B2 New Mammoth Lakes Courthouse | 26-B2-B2034-400-DOH01 | Overhead Door #1 | Lift Master Chamberlain | 451N2088 | GT101164 E79930 | OM00037507 |  | Rear of Building | NA | NA | NA | NA | NA | NA |  | NA | NA | NA | \Classifications\Building System Class\B20-General Building Exterior\B2030 - Exterior Doors\Door,Overhead-Shutter,Manual,Elec,Roll-up - DOH | 1016038
26-B2 | 26-B2 New Mammoth Lakes Courthouse | 26-B2-B2034-400-DOH02 | Overhead Door #2 | Lift Master Chamberlain | 4510N2090 | GT101164 E79930 | OM00037508 |  | Rear of Building | NA | NA | NA | NA | NA | NA | NA | NA | NA | NA | \Classifications\Building System Class\B20-General Building Exterior\B2030 - Exterior Doors\Door,Overhead-Shutter,Manual,Elec,Roll-up - DOH | 1016039
26-B2 | 26-B2 New Mammoth Lakes Courthouse | 26-B2-B2034-400-DOH03 | Overhead Door #3 | Lift Master Chamberlain | 4510N2089 | GT101164 E79930 | OM00037509 |  | Rear of Building | NA | NA | NA | NA | NA | NA | NA | NA | NA | NA | \Classifications\Building System Class\B20-General Building Exterior\B2030 - Exterior Doors\Door,Overhead-Shutter,Manual,Elec,Roll-up - DOH | 1016040
26-B2 | 26-B2 New Mammoth Lakes Courthouse | 26-B2-B2034-400-DOH04 | Overhead Door #4 | Lift Master Chamberlain | 4510N2087 | GT101164 E79930 | OM00037510 |  | Rear of Building | NA | NA | NA | NA | NA | NA | NA | NA | NA | NA | \Classifications\Building System Class\B20-General Building Exterior\B2030 - Exterior Doors\Door,Overhead-Shutter,Manual,Elec,Roll-up - DOH | 1016041
26-B2 | 26-B2 New Mammoth Lakes Courthouse | 26-B2-B2034-400-DOH05 | Overhead Door #5 | Lift Master Chamberlain | 4510N2091 | GT101164 E79930 | OM00037511 |  | Rear of BuildingsALLYPORT, | NA | NA | NA | NA | NA | NA | NA | NA | NA | NA | \Classifications\Building System Class\B20-General Building Exterior\B2030 - Exterior Doors\Door,Overhead-Shutter,Manual,Elec,Roll-up - DOH | 1016042
26-B2 | 26-B2 New Mammoth Lakes Courthouse | 26-B2-D3020-100-HET01 | Heater Water Expansion Tank HET01 | Bell & Gossett | 207521 | D-60V/SG | OM00037516 |  | Back corner of Mech. Room | NA | NA | NA | NA | NA | NA | NA |  | NA | NA | \Classifications\Building System Class\D30-HVAC Systems\D3020 - Heat SYS\Heater Water Expansion Tank - HET | 1016507
26-B2 | 26-B2 New Mammoth Lakes Courthouse | 26-B2-D2023-310-HWP15 | Domestic Hot Water Circulation pump15 | Bell & Gossett | NA | NA | OM00039743 |  | 1st Floor Mech Room Ceiling | NA | NA | NA | NA | NA | NA | NA | NA | NA | NA | \Classifications\Building System Class\D20-Plumbing\D2020 - Domestic Water\Domestic Hot Water Circulating Pump - HWP | 1018735
26-B2 | 26-B2 New Mammoth Lakes Courthouse | 26-B2-D2023-100-BFP05 | Domestic water backflow 5 | Wilkins | 3328066 | 328265XLTCU Zurn 975XL | OM00039741 | Account#: 008771-000 Meter ID: 570100 | 1st Floor Mech Room Far Wall | NA | NA | NA | NA | NA | NA | NA | NA | NA | NA | \Classifications\Building System Class\D20-Plumbing\D2020 - Domestic Water\Backflow Preventer - BFP | 1018734
26-B2 | 26-B2 New Mammoth Lakes Courthouse | 26-B2-G2023-160-PEB01 | Lift arm Barrier 01 | Lift Master | 2911N8958 | BG790-50-11 | OM00039744 |  | Exterior Rear Entry Sallyport | NA | NA | NA | 1/2 | NA | 11.2 | Electric | 1 | NA | NA | \Classifications\Building System Class\G20-Other Systems\G2020 - Parking Lots\Security Parking Electric Barrier - PEB | 1018736
26-B2 | 26-B2 New Mammoth Lakes Courthouse | 26-B2-B2033-120-DOR01 | Front Entrance Sliding Doors | ASSA ABLOY | NA | Besam SL500 Eco Door | OM00031061 |  | 1st. Flr. Front Entrance | NA | NA | NA | NA | 120 | DNA | Electric | 1 | NA | NA | \Classifications\Building System Class\B20-General Building Exterior\B2030 - Exterior Doors\Door,Automatic-Sliding,Revolving - DOR | 1019337
26-B2 | 26-B2 New Mammoth Lakes Courthouse | 26-B2-B2033-120-DOR02 | Front Exit Sliding Doors DOR02 | ASSA ABLOY | NA | Besam SL500 Eco Door | OM00031062 |  | 1st. Flr. Front Entrance | NA | NA | NA | NA | 120 | DNA | Electric | 1 | NA | NA | \Classifications\Building System Class\B20-General Building Exterior\B2030 - Exterior Doors\Door,Automatic-Sliding,Revolving - DOR | 1019338
26-B2 | 26-B2 Mammoth Lakes Courthouse | 26-B2-D4010-150-FMS02 | Dry Standpipe System | Tyco | DN63 | TFP DPV-1 | OM00031064 |  | 1st. Flr. Boiler Room | NA | NA | NA | NA | NA | NA | NA | NA | NA | NA | \Classifications\Building System Class\D40-Fire Protection SYS\D4010 - Sprinkler SYS\Fire Systems, stand pipes - FMS | 1021363
26-B2 | 26-B2 Mammoth Lakes Courthouse | 26-B2-D5092-250-ELI01 | Emergency Lighting Inverter | Digital Signal Power Manufacturing | 10717-4 | Eternalight-1 | OM00037525 |  | DNA | NA | NA | NA | NA | 208 | DNA | Electric | DNA | NA |  | \Classifications\Building System Class\D50-Electrical SYS\D5090 - Elec SYS\Emergency Light Inverter - ELI | 1022348
26-B2 | 26-B2 Mammoth Lakes Courthouse | 26-B2-D3068-100-BAS02 | BAS | SCHNEIDER ELECTRIC | DNA | ECO STRUCTURE | OM00043148 |  | Air Handler Room | NA | NA | NA | NA | NA | NA | NA | NA | NA | NA | \Classifications\Building System Class\D30-HVAC Systems\D3060 - Control & Inst Air\Building Automation System - BAS | 1022892
27-A1 | 27-A1 Salinas Courthouse- North Wing | 27-A1-B2033-120-DOR01 | Door,Swinging Electric-DOR01 | LCN | 10010224 | SENIOR SWING 7101-6400-C | OM00025115 | NA | PUBLIC EXIT | NA | NA | NA | 1/12 | 110 | DNA | Electric | 1 | NA | NA | \Classifications\Building System Class\B20-General Building Exterior\B2030 - Exterior Doors\Door,Automatic-Sliding,Revolving - DOR | 1010136
27-A1 | 27-A1 Salinas Courthouse- North Wing | 27-A1-B2033-120-DOR02 | Door,Swinging Electric-DOR02 | LCN | 9091049 | SENIOR SWING 7101-6400-C | OM00025086 | NA | EMPLOYEE HALLWAY | NA | NA | NA | 1/12 | 110 | DNA | Electric | 1 | NA | NA | \Classifications\Building System Class\B20-General Building Exterior\B2030 - Exterior Doors\Door,Automatic-Sliding,Revolving - DOR | 1010137
27-A1 | 27-A1 Salinas Courthouse- North Wing | 27-A1-B2033-120-DOR03 | Door,Swinging Electric-DOR03 | LCN | 1001912 | SENIOR SWING 7101-6400-C | OM00025087 | NA | MAIN ENTRANCE | NA | NA | NA | 1/12 | 110 | DNA | Electric | 1 | NA | NA | \Classifications\Building System Class\B20-General Building Exterior\B2030 - Exterior Doors\Door,Automatic-Sliding,Revolving - DOR | 1010138
27-A1 | 27-A1 Salinas Courthouse- North Wing | 27-A1-B2034-400-DOH01 | Door,Overhead,Roll-up,Electric - DOH01 | DNA | DNA | DNA | OM00025073 | NA | JURY ASSEMBLY ROOM | NA | NA | NA | 1/4 | 115 | DNA | Electric | 1 | NA | NA | \Classifications\Building System Class\B20-General Building Exterior\B2030 - Exterior Doors\Door,Overhead-Shutter,Manual,Elec,Roll-up - DOH | 1010139
27-A1 | 27-A1 Salinas Courthouse- North Wing | 27-A1-D1010-100-ELE02 | Elevator,Electric,Pass/Freight - ELE02 Conveyance #046893 | Otis | DNA | DNA | OM00025076 | State ID# 046893 | ELEVATOR ROOM | NA | NA | NA | 20 | 480 | 23.2 | Electric | 3 | NA | NA | \Classifications\Building System Class\D10-Conveyance Systems\D1010 - Elevator\Elevator,Hydraulic,Pass/Freight - ELE | 1010140
27-A1 | 27-A1 Salinas Courthouse- North Wing | 27-A1-D1010-100-ELE03 | Elevator,Electric,Pass/Freight - ELE03 Conveyance# 046892 | Otis | DNA | DNA | OM00025077 | State ID# 046892 | ELEVATOR ROOM | NA | NA | NA | 20 | 480 | 23.2 | Electric | 3 | NA | NA | \Classifications\Building System Class\D10-Conveyance Systems\D1010 - Elevator\Elevator,Hydraulic,Pass/Freight - ELE | 1010141
27-A1 | 27-A1 Salinas Courthouse- North Wing | 27-A1-D1010-100-ELE01 | Elevator,Hydraulic,Pass/Freight - ELE01 Conveyance #159085 | Otis | DNA | DNA | OM00025074 | State ID# 159085 | ELEVATOR ROOM | NA | NA | NA | DNA | DNA | DNA | Electric | 3 | NA | NA | \Classifications\Building System Class\D10-Conveyance Systems\D1010 - Elevator\Elevator,Hydraulic,Pass/Freight - ELE | 1010142
27-A1 | 27-A1 Salinas Courthouse- North Wing | 27-A1-D1010-100-ELE04 | Elevator,Hydraulic,Pass/Freight - ELE04 Conveyance #159086 | Northern | DNA | DNA | OM00025075 | State ID# 159086 | ELEVATOR ROOM | NA | NA | NA | DNA | DNA | DNA | Electric | 3 | NA | NA | \Classifications\Building System Class\D10-Conveyance Systems\D1010 - Elevator\Elevator,Hydraulic,Pass/Freight - ELE | 1010143
27-A1 | 27-A1 Salinas Courthouse- North Wing | 27-A1-D1013-310-WCL01 | Wheelchair Lift - WCL01 Conveyance #159191 | BALDOR-RELIANCE | B0905201288 | 33-1736W87 | OM00025081 | State ID# 159191 | COURTROOM | NA | NA | NA | 1 | 115/230 | 21 | Electric | 1 | NA | NA | \Classifications\Building System Class\D10-Conveyance Systems\D1010 - Elevator\Wheelchair Lift - WCL | 1010144
27-A1 | 27-A1 Salinas Courthouse- North Wing | 27-A1-D1013-310-WCL02 | Wheelchair Lift - WCL02 Conveyance #159192 | BALDOR-RELIANCE | B0905201298 | 33-1736W87 | OM00025082 | State ID# 159192 | COURTROOM | NA | NA | NA | 1 | 115/230 | 21 | Electric | 1 | NA | NA | \Classifications\Building System Class\D10-Conveyance Systems\D1010 - Elevator\Wheelchair Lift - WCL | 1010145
27-A1 | 27-A1 Salinas Courthouse- North Wing | 27-A1-D1013-310-WCL03 | Wheelchair Lift - WCL03 Conveyance #159194 | BALDOR-RELIANCE | B0908061189 | 33-1736W87 | OM00025080 | State ID# 159194 | COURTROOM | NA | NA | NA | 1 | 115/230 | 21 | Electric | 1 | NA | NA | \Classifications\Building System Class\D10-Conveyance Systems\D1010 - Elevator\Wheelchair Lift - WCL | 1010146
27-A1 | 27-A1 Salinas Courthouse- North Wing | 27-A1-D1013-310-WCL04 | Wheelchair Lift - WCL04 | BALDOR-RELIANCE | B0905201313 | 33-1736W87 | OM00025083 | State ID# 159193 | COURTROOM | NA | NA | NA | 1 | 115/230 | 21 | Electric | 1 | NA | NA | \Classifications\Building System Class\D10-Conveyance Systems\D1010 - Elevator\Wheelchair Lift - WCL | 1010147
27-A1 | 27-A1 Salinas Courthouse- North Wing | 27-A1-D2023-310-HWP01 | Domestic Hot Water Circulating Pump - P-1 | BELL & GOSSETT | DNA | SERIES PRAB | OM00025031 | NA | MECHANICAL ROOM | NA | NA | NA | 1/6 | 110 | 1.9 | Electric | 1 | NA | NA | \Classifications\Building System Class\D20-Plumbing\D2020 - Domestic Water\Domestic Hot Water Circulating Pump - HWP | 1010148
27-A1 | 27-A1 Salinas Courthouse- North Wing | 27-A1-D2023-310-WBS01 | Domestic Water Booster System - WBS01 | ARMSTRONG | DNA | DNA | OM00025028 | NA | MECHANICAL ROOM | NA | NA | NA | 3 | 230/460 | 8 / 4 | Electric | 3 | NA | NA | \Classifications\Building System Class\D20-Plumbing\D2020 - Domestic Water\Domestic Water Booster System - WBS | 1010149
27-A1 | 27-A1 Salinas Courthouse- North Wing | 27-A1-D2040-100-PSU01 | Sump Pump - PP-1A | PACIFIC PUMPING | 11EE15232A | 1-1/2 SO-SLD | OM00025019 | NA | MECHANICAL ROOM | NA | NA | NA | 1/2 | 230/460 | 2.2 / 1.1 | Electric | 3 | NA | NA | \Classifications\Building System Class\D20-Plumbing\D2040 - Rain Drain\Sump Pump - PSU | 1010150
27-A1 | 27-A1 Salinas Courthouse- North Wing | 27-A1-D2040-100-PSU02 | Sump Pump - PP-1B | PACIFIC PUMPING | 11EE15232B | 1-1/2 SO-SLD | OM00025020 | NA | MECHANICAL ROOM | NA | NA | NA | 1/2 | 230/460 | 2.2 / 1.1 | Electric | 3 | NA | NA | \Classifications\Building System Class\D20-Plumbing\D2040 - Rain Drain\Sump Pump - PSU | 1010151
27-A1 | 27-A1 Salinas Courthouse- North Wing | 27-A1-D3030-100-TSP01 | Thermal Storage Pump - P-10 | BELL & GOSSETT | C10K240096 | JVC48T17D175B | OM00025022 | NA | MECHANICAL ROOM | NA | NA | NA | 1/2 | 208/230/460 | 2.1 / 2.2 / 1.1 | Electric | 3 | NA | NA | \Classifications\Building System Class\D30-HVAC Systems\D3030 - Cooling SYS\Thermal Storage Pump - TSP | 1010152
27-A1 | 27-A1 Salinas Courthouse- North Wing | 27-A1-D3030-100-TSP02 | Thermal Storage Pump - P-8 | BELL & GOSSETT | 960043 | 15313RR91/2RF | OM00025024 | NA | MECHANICAL ROOM | NA | NA | NA | 15 | 230/460 | 41 / 20.5 | Electric | 3 | NA | NA | \Classifications\Building System Class\D30-HVAC Systems\D3030 - Cooling SYS\Thermal Storage Pump - TSP | 1010153
27-A1 | 27-A1 Salinas Courthouse- North Wing | 27-A1-D3030-100-TSP03 | Thermal Storage Pump - P-9 | BELL & GOSSETT | 901031 | 15313RR91/2RF | OM00025025 | NA | MECHANICAL ROOM | NA | NA | NA | 15 | 230/460 | 41 / 20.5 | Electric | 3 | NA | NA | \Classifications\Building System Class\D30-HVAC Systems\D3030 - Cooling SYS\Thermal Storage Pump - TSP | 1010154
27-A1 | 27-A1 Salinas Courthouse- North Wing | 27-A1-D3031-100-PCH03 | Condenser Water/tower water Pump - PCH03 | WEIMAN | 6663U | 4L2-6663U | OM00025015 | NA | MECHANICAL ROOM | NA | NA | NA | 20 | 230/460 | 52/26 | Electric | 3 | NA | NA | \Classifications\Building System Class\D30-HVAC Systems\D3030 - Cooling SYS\Chilled Water Pump - PCH | 1010160
27-A1 | 27-A1 Salinas Courthouse- North Wing | 27-A1-D3031-100-PCH04 | Condenser Water/tower water Pump - PCH04 | WEIMAN | 6663U | 4L2-6663U | OM00025016 | NA | MECHANICAL ROOM | NA | NA | NA | 20 | 230/460 | 52/26 | Electric | 3 | NA | NA | \Classifications\Building System Class\D30-HVAC Systems\D3030 - Cooling SYS\Chilled Water Pump - PCH | 1010161
27-A1 | 27-A1 Salinas Courthouse- North Wing | 27-A1-D3030-110-CTW01 | Cooling Tower - CTW01 | BAC | U12537601MAD | F1463-PR | OM00025045 | NA | PENTHOUSE | (8) B135 | NA | NA | DNA (2) | 460 | DNA | Electric | 3 | NA | NA | \Classifications\Building System Class\D30-HVAC Systems\D3030 - Cooling SYS\Cooling Tower - CTW | 1010162
27-A1 | 27-A1 Salinas Courthouse- North Wing | 27-A1-D3031-130-CLR01 | Chiller,Water Cooled - CLR01 | TRANE | U90K03063 | RTHA150FCM0LCUI3LF2LFNN00GQ | OM00025006 | NA | MECHANICAL ROOM | NA | NA | R-22 | DNA | 460 | 300 | Electric | 3 | NA | NA | \Classifications\Building System Class\D30-HVAC Systems\D3030 - Cooling SYS\Chiller, Water Cooled - CLR | 1010163
27-A1 | 27-A1 Salinas Courthouse- North Wing | 27-A1-D3031-130-CLR02 | Chiller,Water Cooled - CLR02 | TRANE | U90L03064 | RTHA150FCM0LCUI3LF2LFNN00GQ | OM00025007 | NA | MECHANICAL ROOM | NA | NA | R-22 | DNA | 460 | 300 | Electric | 3 | NA | NA | \Classifications\Building System Class\D30-HVAC Systems\D3030 - Cooling SYS\Chiller, Water Cooled - CLR | 1010164
27-A1 | 27-A1 Salinas Courthouse- North Wing | 27-A1-D3031-100-PCH01 | Chilled Water Pump - CW01 | Westingtonhouse | 680B101643 | TBDP | OM00025009 | NA | MECHANICAL ROOM | NA | NA | NA | 15 | 230/460 | 39.2 / 19.6 | Electric | 3 | NA | NA | \Classifications\Building System Class\D30-HVAC Systems\D3030 - Cooling SYS\Chilled Water Pump - PCH | 1010165
27-A1 | 27-A1 Salinas Courthouse- North Wing | 27-A1-D3031-100-PCH02 | Chilled Water Pump - CW02 | WEIMAN | T1003227 | 3L5-2 | OM00025010 | NA | MECHANICAL ROOM | NA | NA | NA | 15 | 230/460 | 39.2 / 19.6 | Electric | 3 | NA | NA | \Classifications\Building System Class\D30-HVAC Systems\D3030 - Cooling SYS\Chilled Water Pump - PCH | 1010166
27-A1 | 27-A1 Salinas Courthouse- North Wing | 27-A1-D3041-160-FDP147 | Fire Dampers - FDP147 | DNA | DNA | DNA | OM00025617 | NA | THROUGHOUT | NA | NA | NA | NA | NA | NA | NA | NA | NA | NA | \Classifications\Building System Class\D30-HVAC Systems\D3040 - Distribution SYS\Fire Dampers - FDP | 1010167
27-A1 | 27-A1 Salinas Courthouse- North Wing | 27-A1-D3040-120-FCU01 | Fan Coil Unit - FCU01 | COMPU-AIRE | 8356MK10035603 | MKC1034 | OM00025013 | NA | MDF ROOM | DNA | 24X24X2-(1) CAMFILL MERV 13 PART #405413005, 24X12X2-(1) MERV 13 PART #405413006 | R-22 | 3 | 480 | 4.2 | Electric | 3 | DNA | DNA | \Classifications\Building System Class\D30-HVAC Systems\D3040 - Distribution SYS\Fan Coil Unit - FCU | 1010168
27-A1 | 27-A1 Salinas Courthouse- North Wing | 27-A1-D3050-250-ACU01 | Air Conditioning,Split System - CU01 | CARRIER | 2608V21662 | 38MVC018-301 | OM00025061 |  | ROOF | NA | NA | R-410A | 0.224 | 208/230 | 11 | Electric | 1 | NA | NA | \Classifications\Building System Class\D30-HVAC Systems\D3050 - Package SYS\Air Conditioning,Split System - ACU | 1010169
27-A1 | 27-A1 Salinas Courthouse- North Wing | 27-A1-D3050-250-ACU02 | Air Conditioning,Split System - CU02 | CARRIER | 1508V10089 | 38MVC009-1 | OM00025062 |  | ROOF | NA | NA | R-410A | 0.102 | 115 | 12 | Electric | 1 | NA | NA | \Classifications\Building System Class\D30-HVAC Systems\D3050 - Package SYS\Air Conditioning,Split System - ACU | 1010170
27-A1 | 27-A1 Salinas Courthouse- North Wing | 27-A1-D3050-250-ACU03 | Air Conditioning,Split System - CU03 | CARRIER | 1508V10079 | 38MVC009-1 | OM00025063 |  | ROOF | NA | NA | R-410A | 0.102 | 115 | 12 | Electric | 1 | NA | NA | \Classifications\Building System Class\D30-HVAC Systems\D3050 - Package SYS\Air Conditioning,Split System - ACU | 1010171
27-A1 | 27-A1 Salinas Courthouse- North Wing | 27-A1-D3050-250-ACU04 | Air Conditioning,Split System - CU04 | CARRIER | 1508V10086 | 38MVC009-1 | OM00025064 |  | ROOF | NA | NA | R-410A | 0.102 | 115 | 12 | Electric | 1 | NA | NA | \Classifications\Building System Class\D30-HVAC Systems\D3050 - Package SYS\Air Conditioning,Split System - ACU | 1010172
27-A1 | 27-A1 Salinas Courthouse- North Wing | 27-A1-D3050-250-ACU05 | Air Conditioning,Split System - CU05 | CARRIER | 4707X90210 | 38HDR036-311 | OM00025072 |  | ROOF | NA | NA | R-410A | 1/4 | 208/230 | 19.1 | Electric | 1 | NA | NA | \Classifications\Building System Class\D30-HVAC Systems\D3050 - Package SYS\Air Conditioning,Split System - ACU | 1010173
27-A1 | 27-A1 Salinas Courthouse- North Wing | 27-A1-D3050-250-ACU06 | Air Conditioning,Split System - CU06 | CARRIER | 1508V10084 | 38MVC009-1 | OM00025071 |  | ROOF | NA | NA | R-410A | 0.102 | 115 | 12 | Electric | 1 | NA | NA | \Classifications\Building System Class\D30-HVAC Systems\D3050 - Package SYS\Air Conditioning,Split System - ACU | 1010174
27-A1 | 27-A1 Salinas Courthouse- North Wing | 27-A1-D3050-250-ACU07 | Air Conditioning,Split System - CU07 | CARRIER | 1508V11800 | 38MVC018-3 | OM00025070 |  | ROOF | NA | NA | R-410A | 0.224 | 208/230 | 11 | Electric | 1 | NA | NA | \Classifications\Building System Class\D30-HVAC Systems\D3050 - Package SYS\Air Conditioning,Split System - ACU | 1010175
27-A1 | 27-A1 Salinas Courthouse- North Wing | 27-A1-D3050-250-ACU08 | Air Conditioning,Split System - CU08 | CARRIER | 2608V21639 | 38MVC018-301 | OM00025069 |  | ROOF | NA | NA | R-410A | 0.224 | 208/230 | 11 | Electric | 1 | NA | NA | \Classifications\Building System Class\D30-HVAC Systems\D3050 - Package SYS\Air Conditioning,Split System - ACU | 1010176
27-A1 | 27-A1 Salinas Courthouse- North Wing | 27-A1-D3050-250-ACU09 | Air Conditioning,Split System - CU09 | CARRIER | 2608V21663 | 38MVC018-301 | OM00025068 |  | ROOF | NA | NA | R-410A | 0.224 | 208/230 | 11 | Electric | 1 | NA | NA | \Classifications\Building System Class\D30-HVAC Systems\D3050 - Package SYS\Air Conditioning,Split System - ACU | 1010177
27-A1 | 27-A1 Salinas Courthouse- North Wing | 27-A1-D3050-250-ACU10 | Air Conditioning,Split System - CU10 | CARRIER | 1508V 10087 | 38MVC009-1 | OM00025067 |  | ROOF | NA | NA | R-410A | 0.102 | 115 | 12 | Electric | 1 | NA | NA | \Classifications\Building System Class\D30-HVAC Systems\D3050 - Package SYS\Air Conditioning,Split System - ACU | 1010178
27-A1 | 27-A1 Salinas Courthouse- North Wing | 27-A1-D3050-250-ACU11 | Air Conditioning,Split System - CU11 | CARRIER | 2608V22018 | 38MVC018-301 | OM00025066 |  | ROOF | NA | NA | R-410A | 0.224 | 208/230 | 11 | Electric | 1 | NA | NA | \Classifications\Building System Class\D30-HVAC Systems\D3050 - Package SYS\Air Conditioning,Split System - ACU | 1010179
27-A1 | 27-A1 Salinas Courthouse- North Wing | 27-A1-D3050-250-ACU12 | Air Conditioning,Split System - CU12 | CARRIER | 1508V11802 | 38MVC018-3 | OM00025065 |  | ROOF | NA | NA | R-410A | 0.224 | 208/230 | 11 | Electric | 1 | NA | NA | \Classifications\Building System Class\D30-HVAC Systems\D3050 - Package SYS\Air Conditioning,Split System - ACU | 1010180
27-A1 | 27-A1 Salinas Courthouse- North Wing | 27-A1-D3050-250-ACU13 | Air Conditioning,Split System - CU13 | CARRIER | 3108X91145 | 38HDR036-3 | OM00025059 |  | ROOF | NA | NA | R-410A | 1/4 | 208/230 | 19.1 | Electric | 1 | NA | NA | \Classifications\Building System Class\D30-HVAC Systems\D3050 - Package SYS\Air Conditioning,Split System - ACU | 1010181
27-A1 | 27-A1 Salinas Courthouse- North Wing | 27-A1-D3050-250-ACU14 | Air Conditioning,Split System - CU14 | CARRIER | 4707X90212 | 38HDR036-3 | OM00025060 |  | ROOF | NA | NA | R-410A | 1/4 | 208/230 | 19.1 | Electric | 1 | NA | NA | \Classifications\Building System Class\D30-HVAC Systems\D3050 - Package SYS\Air Conditioning,Split System - ACU | 1010182
27-A1 | 27-A1 Salinas Courthouse- North Wing | 27-A1-D3050-310-HPU01 | Heat Pump,Air Cooled - HPU01 | CARRIER | 5105G30295 | 50HJQ006---621-- | OM00025038 | NA | EXTERIOR | DNA | DNA | R-22 | DNA | 460 | 51.5 | Electric | 3 | NA | NA | \Classifications\Building System Class\D30-HVAC Systems\D3050 - Package SYS\Heat Pump,Air Cooled - HPU | 1010183
27-A1 | 27-A1 Salinas Courthouse- North Wing | 27-A1-D3068-100-BAS01 | Building Automation System - BAS01 | Honeywell | D6YK4K1 | MMU | OM00025027 | NA | MECHANICAL ROOM | NA | NA | NA | NA | 110 | 8 | Electric | 1 | NA | NA | \Classifications\Building System Class\D30-HVAC Systems\D3060 - Control & Inst Air\Building Automation System - BAS | 1010184
27-A1 | 27-A1 Salinas Courthouse- North Wing | 27-A1-D3090-114-CMP01 | Control Air Compressor - CMP01 | GAST | 5Z671 | DOAP710T-AA | OM00032916 |  | MECHANICAL ROOM | NA | NA | NA | DNA | 110 | 4.2 | Electric | 1 | NA | NA | \Classifications\Building System Class\D30-HVAC Systems\D3090 - Other HVAC Systems and Equipment\Air Compressor - CMP | 1010185
27-A1 | 27-A1 Salinas Courthouse- North Wing | 27-A1-D2023-100-BFP01 | Backflow Preventer - BFP01 MAIN FIRE LINE | ZURN WILKINS | Y05388 | 375ADA | OM00025001 | Account# OM00025001 Meter#: 35458792 | EXTERIOR, at street Fire Main | NA | NA | NA | NA | NA | NA | NA | NA | NA | NA | \Classifications\Building System Class\D20-Plumbing\D2020 - Domestic Water\Backflow Preventer - BFP | 1010186
27-A1 | 27-A1 Salinas Courthouse- North Wing | 27-A1-D2023-100-BFP02 | Backflow Preventer - BFP02 MAIN FIRE LINE BYPASS | ZURN WILKINS | 3088923 | 975XL | OM00025003 |  | EXTERIOR | NA | NA | NA | NA | NA | NA | NA | NA | NA | NA | \Classifications\Building System Class\D20-Plumbing\D2020 - Domestic Water\Backflow Preventer - BFP | 1010187
27-A1 | 27-A1 Salinas Courthouse- North Wing | 27-A1-D2023-100-BFP03 | Backflow Preventer - BFP03 IRRIGATION BACKFLOW | FIBCO | J007063 | 825YA | OM00025004 |  | EXTERIOR | NA | NA | NA | NA | NA | NA | NA | NA | NA | NA | \Classifications\Building System Class\D20-Plumbing\D2020 - Domestic Water\Backflow Preventer - BFP | 1010188
27-A1 | 27-A1 Salinas Courthouse- North Wing | 27-A1-D2023-100-BFP04 | Backflow Preventer - BFP04 MAIN CITY WATER SUPPLY | ZURN WILKINS | X16149 | 375A | OM00025005 |  | EXTERIOR | NA | NA | NA | NA | NA | NA | NA | NA | NA | NA | \Classifications\Building System Class\D20-Plumbing\D2020 - Domestic Water\Backflow Preventer - BFP | 1010189
27-A1 | 27-A1 Salinas Courthouse- North Wing | 27-A1-D2023-100-BFP05 | Backflow Preventer - BFP05 MAKE-UP CITY WATER TO CONDENSER PIPING | ZURN WILKINS | 1317G06 | 975XL | OM00025021 |  | MECHANICAL ROOM | NA | NA | NA | NA | NA | NA | NA | NA | NA | NA | \Classifications\Building System Class\D20-Plumbing\D2020 - Domestic Water\Backflow Preventer - BFP | 1010190
27-A1 | 27-A1 Salinas Courthouse- North Wing | 27-A1-D2023-100-BFP06 | Backflow Preventer - BFP06 | ZURN WILKINS | L3934 | 375 | OM00025023 |  | MECHANICAL ROOM | NA | NA | NA | NA | NA | NA | NA | NA | NA | NA | \Classifications\Building System Class\D20-Plumbing\D2020 - Domestic Water\Backflow Preventer - BFP | 1010191
27-A1 | 27-A1 Salinas Courthouse- North Wing | 27-A1-D2023-100-BFP07 | Backflow Preventer - BFP07 BOILER WATER SUPPLY | WATTS | DNA | 009-M3 3/4 inch | OM00025048 |  | PENTHOUSE | NA | NA | NA | NA | NA | NA | NA | NA | NA | NA | \Classifications\Building System Class\D20-Plumbing\D2020 - Domestic Water\Backflow Preventer - BFP | 1010192
27-A1 | 27-A1 Salinas Courthouse- North Wing | 27-A1-D2023-100-BFP08 | Backflow Preventer - BFP08 COOLING TOWER SUPPLY | ZURN WILKINS | DNA | 975XL 1 1/2 inch | OM00025055 |  | PENTHOUSE | NA | NA | NA | NA | NA | NA | NA | NA | NA | NA | \Classifications\Building System Class\D20-Plumbing\D2020 - Domestic Water\Backflow Preventer - BFP | 1010193
27-A1 | 27-A1 Salinas Courthouse- North Wing | 27-A1-D2023-100-BFP09 | Backflow Preventer - BFP09 RESTROOMS AND JANITORS CLOSET | FLOWMATIC | DNA | RPZ II 3/4 inch | OM00025613 |  | JANITORS CLOSET | NA | NA | NA | NA | NA | NA | NA | NA | NA | NA | \Classifications\Building System Class\D20-Plumbing\D2020 - Domestic Water\Backflow Preventer - BFP | 1010194
27-A1 | 27-A1 Salinas Courthouse- North Wing | 27-A1-D4010-150-FMS01 | System Extinguishing,Wet Pipe - FMS01 | GRINNELL | DNA | MODEL A | OM00025029 | NA | MECHANICAL ROOM | NA | NA | NA | NA | NA | NA | NA | NA | NA | NA | \Classifications\Building System Class\D40-Fire Protection SYS\D4010 - Sprinkler SYS\Fire Systems, stand pipes - FMS | 1010195
27-A1 | 27-A1 Salinas Courthouse- North Wing | 27-A1-D4022-210-FSG01 | Pump,Fire,Electric Motor Driven - FSG01 | PEERLESS PUMP | 682596 | 5AEF8N | OM00025035 | NA | MECHANICAL ROOM | NA | NA | NA | 50 | 460 | 57.7 | Electric | 3 | NA | NA | \Classifications\Building System Class\D40-Fire Protection SYS\D4020 - Stand Pipe\Pump,Fire,Electric Motor Driven - FSG | 1010196
27-A1 | 27-A1 Salinas Courthouse- North Wing | 27-A1-D4022-210-JPM01 | Jockey Pump - JPM01 | PEERLESS PUMP | DNA | CDL3 | OM00025034 | NA | MECHANICAL ROOM | NA | NA | NA | DNA | 460 | 2.03 | Electric | 3 | NA | NA | \Classifications\Building System Class\D40-Fire Protection SYS\D4020 - Stand Pipe\Jockey Pump - JPM | 1010197
27-A1 | 27-A1 Salinas Courthouse- North Wing | 27-A1-D4024-100-FHS12 | Other Stand Pipe and Hose Systems-FHS12 | BH | DNA | FIG A97 | OM00025616 | NA | THROUGHOUT | NA | NA | NA | NA | NA | NA | NA | NA | NA | NA | \Classifications\Building System Class\D40-Fire Protection SYS\D4020 - Stand Pipe\Other Stand Pipe Hose Systems - FHS | 1010198
27-A1 | 27-A1 Salinas Courthouse- North Wing | 27-A1-D4031-100-FEX40 | Fire Extinguisher - FEX40 | AMEREX | R-690365 | B456 | OM00032906 |  | THROUGHOUT | NA | NA | NA | NA | NA | NA | NA | NA | NA | NA | \Classifications\Building System Class\D40-Fire Protection SYS\D4030 - FIRE SPEC\Fire Extinguisher - FEX | 1010199
27-A1 | 27-A1 Salinas Courthouse- North Wing | 27-A1-D5037-710-FAP01 | Fire Alarm Panel - FAP01 | FIRE-LITE ALARMS BY HONEYWELL | DNA | MS-9600LS | OM00025078 | NA | ELECTRICAL ROOM | NA | NA | NA | NA | 110 | DNA | Electric | 1 | NA | NA | \Classifications\Building System Class\D50-Electrical SYS\D5030 - Comm & Security\Fire Alarm Panel - FAP | 1010200
27-A1 | 27-A1 Salinas Courthouse- North Wing | 27-A1-D5092-250-EML61 | Emergency And Exit Lighting - EML61 | LITHONIA | NA | NA | OM00032908 | NA | THROUGHOUT | NA | NA | NA | NA | 110 | DNA | Electric | 1 | NA | NA | \Classifications\Building System Class\D50-Electrical SYS\D5090 - Elec SYS\Emergency And Exit Lighting - EML | 1010202
27-A1 | 27-A1 Salinas Courthouse- North Wing | 27-A1-G2023-150-PEG01 | Secured Parking Gate - PEG01 | VIKING ACCESS SYSTEMS | 0407-30-12283 | L3 | OM00025037 | NA | EXTERIOR | NA | NA | NA | DNA | 120 | 1.5 | Electric | 1 | NA | NA | \Classifications\Building System Class\G20-Other Systems\G2020 - Parking Lots\Secured Parking Gate - PEG | 1010203
27-A1 | 27-A1 Salinas Courthouse- North Wing | 27-A1-G3010-210-PWT01 | Potable Water Storage Tank- PWT01 | LAARS | 101841 | 86841 | OM00025032 | NA | MECHANICAL ROOM | NA | NA | NA | NA | NA | NA | NA | NA | NA | NA | \Classifications\Building System Class\G30-Site Mechanical Utilities\G3010 - Water Supply\Potable Water Storage Tank - PWT | 1010204
27-A1 | 27-A1 Salinas Courthouse- North Wing | 27-A1-D3044-125-PHW01 | Hot Water Pump - P-2 PHW01 | BELL & GOSSETT | 105094 | 35TBIM89 | OM00025030 | NA | MECHANICAL ROOM | NA | NA | NA | 1/2 | 208 | 1.8 | Electric | 3 | NA | NA | \Classifications\Building System Class\D30-HVAC Systems\D3040 - Distribution SYS\Hot Water Pump - PHW | 1010205
27-A1 | 27-A1 Salinas Courthouse- North Wing | 27-A1-D3044-125-PHW02 | Hot Water Pump - P-6 PHW02 | GOULDS | H9912192 | NPE | OM00025052 | NA | PENTHOUSE | NA | NA | NA | 3 | 208/230/460 | 7.6 / 3.8 | Electric | 3 | NA | NA | \Classifications\Building System Class\D30-HVAC Systems\D3040 - Distribution SYS\Hot Water Pump - PHW | 1010206
27-A1 | 27-A1 Salinas Courthouse- North Wing | 27-A1-D3044-125-PHW03 | Hot Water Pump - P-5 PHW03 | GOULDS | H9912193 | NPE | OM00025053 | NA | PENTHOUSE | NA | NA | NA | 3 | 208/230/460 | 7.6 / 3.8 | Electric | 3 | NA | NA | \Classifications\Building System Class\D30-HVAC Systems\D3040 - Distribution SYS\Hot Water Pump - PHW | 1010207
27-A1 | 27-A1 Salinas Courthouse- North Wing | 27-A1-D2030-410-PMS01 | Pump Ejector Sewage - PMS01 | DNA | DNA | DNA | OM00025017 | NA | MECHANICAL ROOM | NA | NA | NA | 3 | 460 | DNA | Electric | 3 | NA | NA | \Classifications\Building System Class\D20-Plumbing\D2030 - Sani Waste\Sewage Ejector Pump - PMS | 1010208
27-A1 | 27-A1 Salinas Courthouse- North Wing | 27-A1-D2030-410-PMS02 | Pump Ejector Sewage - PMS02 | DNA | DNA | DNA | OM00025018 | NA | MECHANICAL ROOM | NA | NA | NA | 3 | 460 | DNA | Electric | 3 | NA | NA | \Classifications\Building System Class\D20-Plumbing\D2030 - Sani Waste\Sewage Ejector Pump - PMS | 1010209
27-A1 | 27-A1 Salinas Courthouse- North Wing | 27-A1-D3012-120-GMR01 | Gas Meter Readings - GMR01 | ROOTS | DNA | 11M | OM00025120 | NA | EXTERIOR | NA | NA | NA | NA | NA | NA | NA | NA | NA | NA | \Classifications\Building System Class\D30-HVAC Systems\D3010 - Energy Supply\Gas Meter Readings - GMR | 1010210
27-A1 | 27-A1 Salinas Courthouse- North Wing | 27-A1-D5092-250-ELT52 | Exterior Lighting - ELT52 | DNA | DNA | DNA | OM00032907 | NA | EXTERIOR | NA | NA | NA | NA | DNA | DNA | Electric | NA | NA | NA | \Classifications\Building System Class\D50-Electrical SYS\D5090 - Elec SYS\Exterior Lighting - ELT | 1010211
27-A1 | 27-A1 Salinas Courthouse- North Wing | 27-A1-B3010-100-RUF01 | Building Roof - RUF01 | DNA | NA | NA | OM00032905 | [12 empty] | \Classifications\Building System Class\B30-Roofing\B3010 - Roof Types\Roof - RUF | 1010227
27-A1 | 27-A1 Salinas Courthouse- North Wing | 27-A1-D3041-110-AHU01 | Air Handling Unit - AHU01 | ALLIANCE AIR PRODUCTS | 1286AHU1 | 4BS-87-AS-PFEC-FFCW-AS-PF | OM00025057 | NA | PENTHOUSE | (6) B149, (3) B138 | 24X24X2-(20) MERV 8, 24X12X2-(5) MERV 8, 24X24X12-(20) MERV 14, 24X12X12-(5) MERV 14 | NA | (1) 75, (1) 25 | 460 | 85, 30 | Electric | 3 | NA | NA | \Classifications\Building System Class\D30-HVAC Systems\D3040 - Distribution SYS\Air Handling Unit - AHU | 1010257
27-A1 | 27-A1 Salinas Courthouse- North Wing | 27-A1-D3041-110-AHU02 | Air Handling Unit - AHU02 | ALLIANCE AIR PRODUCTS | 1286AHU2 | 4BS-91.8-AS-PF-EC-FF-CW-AS-PF | OM00025058 | NA | PENTHOUSE | (6) B149, (3) B144 | 24X24X2-(25) MERV 8, 24X24X12-(25) MERV 14 WITH HEADERS | NA | (1) 75, (1) 25 | 460 | 85, 30 | Electric | 3 | NA | NA | \Classifications\Building System Class\D30-HVAC Systems\D3040 - Distribution SYS\Air Handling Unit - AHU | 1010258
27-A1 | 27-A1 Salinas Courthouse- North Wing | 27-A1-D3021-130-BLR01 | Boiler,Hot Water,Oil/Gas/Comb. - BLR01 | Ajax Boiler, Inc. | 55804 | XNG4500 | OM00025050 | NA | PENTHOUSE penthouse mechanical room, serving the Salinas North Wing Courthouse | NA | NA | NA | 108 | 120 | 12 | Natural Gas | 1 | 4,500,000 | 3,600,000 | \Classifications\Building System Class\D30-HVAC Systems\D3020 - Heat SYS\Boiler,Hot Water,Oil/Gas/Comb. - BLR | 1010259
27-A1 | 27-A1 Salinas Courthouse- North Wing | 27-A1-D2017-100-SHW01 | Eye Washes & Emergency Showers - SHW01 | BRADLEY | DNA | DNA | OM00025056 | NA | PENTHOUSE | NA | NA | NA | NA | NA | NA | NA | NA | NA | NA | \Classifications\Building System Class\D20-Plumbing\D2010 - Plumb Fix\Showers - SHW | 1010260
27-A1 | 27-A1 Salinas Courthouse- North Wing | 27-A1-D5010-200-ESD02 | Main Electrical Panel - SBR01 | GENERAL ELECTRIC | P04008335100101 | SSF16D216 | OM00025079 |  | ELECTRICAL ROOM | NA | NA | NA | NA | 277/408 | 1600 | Electric | 3 | NA | NA | \Classifications\Building System Class\D50-Electrical SYS\D5010 - Elec Service & Dist\Electical Service and Distribution - ESD | 1010261
27-A1 | 27-A1 Salinas Courthouse- North Wing | 27-A1-D2020-130-WMR01 | Water Meter Readings - WMR01 | DNA | DNA | DNA | OM00032936 | NA | EXTERIOR | NA | NA | NA | NA | NA | NA | NA | NA | NA | NA | \Classifications\Building System Class\D20-Plumbing\D2020 - Domestic Water\Water Meter Readings - WMR | 1010262
27-A1 | 27-A1 Salinas Courthouse- North Wing | 27-A1-B2010-100-BLD01 | Building | NA | NA | NA | OM00025118 | CUPA Facility ID# FA0812543 | [11 empty] | \Classifications\Building System Class\B20-General Building Exterior\B2010 - Exterior Walls\Building - BLD | 1011696
27-A1 | 27-A1 Salinas Courthouse- North Wing | 27-A1-D3042-220-EFN01 | Exhaust Fan - EFN01 | Greenheck | 11659483092 | SFB-18-30-CW-UB-X | OM00025113 |  | Roof | AX-48 | NA | NA | 3 | 460 | 8.7 | electric | 3 | NA | NA | \Classifications\Building System Class\D30-HVAC Systems\D3040 - Distribution SYS\Supply/Exhaust/Return fans- FAN | 1013575
27-A1 | 27-A1 Salinas Courthouse- North Wing | 27-A1-D3042-220-EFN02 | Exhaust Fan - EFN02 | Greenheck | 116594B40902 | SFB-18-30-CW-UB-X | OM00025114 |  | Roof | AX-48 | NA | NA | 3 | 460 | 8.7-8/4 | electric | 3 | NA | NA | \Classifications\Building System Class\D30-HVAC Systems\D3040 - Distribution SYS\Supply/Exhaust/Return fans- FAN | 1013576
27-A1 | 27-A1 Salinas Courthouse- North Wing | 27-A1-D3050-250-ACU15 | Air Conditioning,Split System - CU15 | Fujitsu | HBN004351 | AOU36CLX1 | OM00025111 |  | Outside ground level | NA | NA | R-410A | 4-Jan | 208/230 | 30 | electric | 1 | NA | 33000 | \Classifications\Building System Class\D30-HVAC Systems\D3050 - Package SYS\Air Conditioning,Split System - ACU | 1013577
27-A1 | 27-A1 Salinas Courthouse- North Wing | 27-A1-D3050-250-ACU16 | Air Conditioning,Split System - CU16 | Fujitsu | HBN004350 | AOU36CLX1 | OM00025110 |  | Outside ground level | NA | NA | R-410A | 4-Jan | 208/230 | 30 | electric | 1 | NA | 33000 | \Classifications\Building System Class\D30-HVAC Systems\D3050 - Package SYS\Air Conditioning,Split System - ACU | 1013578
27-A1 | 27-A1 Salinas Courthouse- North Wing | 27-A1-D3050-250-ACU17 | Air Conditioning,Split System - CU17 | Fujitsu | HBN004349 | AOU36CLX1 | OM00025112 |  | Outside ground level | NA | NA | R-410A | 4-Jan | 208/230 | 30 | electric | 1 | NA | 33000 | \Classifications\Building System Class\D30-HVAC Systems\D3050 - Package SYS\Air Conditioning,Split System - ACU | 1013579
27-A1 | 27-A1 Salinas Courthouse- North Wing | 27-A1-D5010-234-ATS01 | Automatic Transfer Switch ATS01 | General Electric | DNA | MX200 | OM00032729 |  | Basement Mechanical Room | NA | NA | NA | NA | 480 | 225 | Electric | 3 | NA | NA | \Classifications\Building System Class\D50-Electrical SYS\D5010 - Elec Service & Dist\Automatic Transfer Switch - ATS | 1016696
27-A1 | 27-A1 Salinas Courthouse- North Wing | 27-A1-D5010-234-ATS02 | Automatic Transfer Switch ATS02 | General Electric | 1403455-2 | MX200 | OM00032730 |  | Basement Mechanical Room | NA | NA | NA | NA | 480 | 225 | Electric | 3 | NA | NA | \Classifications\Building System Class\D50-Electrical SYS\D5010 - Elec Service & Dist\Automatic Transfer Switch - ATS | 1016697
27-A1 | 27-A1 Salinas Courthouse- North Wing | 27-A1-D5010-234-ATS03 | Automatic Transfer Switch ATS03 | General Electric | 7413455-1 | MX200 | OM00032731 |  | Basement Mechanical Room | NA | NA | NA | NA | 480 | 225 | Electric | 3 | NA | NA | \Classifications\Building System Class\D50-Electrical SYS\D5010 - Elec Service & Dist\Automatic Transfer Switch - ATS | 1016698
27-A1 | 27-A1 Salinas Courthouse- North Wing | 27-A1-G2050-200-LSC01 | Landscaping | NA |  | NA | OM00032910 |  |  | NA | NA | NA | NA | NA | NA | NA | NA | NA | NA | \Classifications\Building System Class\G20-Other Systems\G2050 - Landscaping\Landscaping - LSC | 1018977
27-A1 | 27-A1 Salinas Courthouse- North Wing | 27-A1-G2049-300-HSC01 | Hardscape - HSC01 |  |  |  | OM00032909 |  | Grounds, all Hardscape | NA | NA | NA | NA | NA | NA | NA | NA | NA | NA | \Classifications\Building System Class\G20-Other Systems\G2040 - Site Development\Hardscape - HSC | 1018978
27-A1 | 27-A1 Salinas Courthouse- North Wing | 27-A1-D5010-200-ESD01 | Electrical, Main Electrical Panel - MCE01 | Unitrol Cutler-Hammer | NA | Unitrol | OM00032912 |  | Roof, Penthouse | NA | NA | NA | NA | DNA | DNA | Electric | DNA | NA | NA | \Classifications\Building System Class\D50-Electrical SYS\D5010 - Elec Service & Dist\Electical Service and Distribution - ESD | 1018979
27-A1 | 27-A1 Salinas Courthouse- North Wing | 27-A1-D5010-110-MCC01 | Pump Motor Control Center - MCC01 |  |  |  | OM00032938 |  | Basement, Mechanical Room | NA | NA | NA | NA | DNA | DNA | Electric | DNA | NA | NA | \Classifications\Building System Class\D50-Electrical SYS\D5010 - Elec Service & Dist\Chiller Room Electrical Panel - MCC | 1018980
27-A1 | 27-A1 Salinas Courthouse- North Wing | 27-A1-D5010-110-MCC02 | Cooling Tower Motor Control Center - MCC02 | DNA | DNA | DNA | OM00032913 |  | Roof, Penthouse | NA | NA | NA | NA | DNA | DNA | Electric | DNA | NA | NA | \Classifications\Building System Class\D50-Electrical SYS\D5010 - Elec Service & Dist\Chiller Room Electrical Panel - MCC | 1018981
27-A1 | 27-A1 Salinas Courthouse- North Wing | 27-A1-B2034-400-DOH02 | Door, Overhead (Shutter, Manual, Electric, Roll up) - DOH02 | DNA | DNA | DNA | OM00025117 |  | First Floor, Judges Secure | NA | NA | NA | NA | DNA | DNA | Electric | DNA | NA | NA | \Classifications\Building System Class\B20-General Building Exterior\B2030 - Exterior Doors\Door,Overhead-Shutter,Manual,Elec,Roll-up - DOH | 1018982
27-A1 | 27-A1 Salinas Courthouse- North Wing | 27-A1-D5011-240-TRN01 | Electrical, Transformer - TRN01 | TransferMore |  | Model # 9T4060008 Type FCT | OM00032914 |  | First Floor, Electrical Room | NA | NA | NA | NA | DNA | DNA | Electric | DNA | NA |  | \Classifications\Building System Class\D50-Electrical SYS\D5010 - Elec Service & Dist\Transformer - TRN | 1018983
27-A1 | 27-A1 Salinas Courthouse- North Wing | 27-A1-B2034-400-DOH03 | Door, Swing Electric Door - DOH03 | Senior Swing | DNA | DNA | OM00032725 |  | Floor 1, Rear Entrance | NA | NA | NA | NA | DNA | DNA | Electric | DNA | NA | NA | \Classifications\Building System Class\B20-General Building Exterior\B2030 - Exterior Doors\Door,Overhead-Shutter,Manual,Elec,Roll-up - DOH | 1018984
27-A1 | 27-A1 Salinas Courthouse- North Wing | 27-A1-D5011-240-TRN02 | Electrical, Transformer - TRN02 | DNA | DNA | DNA | OM00032915 |  | Basement, Electrical Room | NA | NA | NA | NA | DNA | DNA | Electric | DNA | NA | NA | \Classifications\Building System Class\D50-Electrical SYS\D5010 - Elec Service & Dist\Transformer - TRN | 1018985
27-A1 | 27-A1 Salinas Courthouse- North Wing | 27-A1-D3040-600-HES01 | Heat Exchanger, Steam - HES01 | DNA | DNA | DNA | OM00025119 |  | Basement, Mechanical Room | NA | NA | NA | NA | DNA | DNA | Gas | DNA | NA | NA | \Classifications\Building System Class\D30-HVAC Systems\D3040 - Distribution SYS\Heat Exchanger,Steam - HES | 1018986
27-A1 | 27-A1 Salinas Courthouse- North Wing | 27-A1-C1020-110-FRD01 | Doors, Fire Doors Overhead - FRO01 | Smoke Guard | DNA | M-600 | OM00032929 |  | Basement, Elevator Overhead Left | NA | NA | NA | NA | 12V | 7A | Electric | DNA | NA | NA | \Classifications\Building System Class\C10-General Building Interior\C1020 - Fire Doors\Fire Doors - FRD | 1018987
27-A1 | 27-A1 Salinas Courthouse- North Wing | 27-A1-C1020-110-FRD02 | Doors, Fire Doors Overhead - FRO02 | Smoke Guard | DNA | M-600 | OM00032930 |  | Basement, Elevator Overhead Right | NA | NA | NA | NA | 12V | 7A | Electric | DNA | NA | NA | \Classifications\Building System Class\C10-General Building Interior\C1020 - Fire Doors\Fire Doors - FRD | 1018988
27-A1 | 27-A1 Salinas Courthouse- North Wing | 27-A1-C1020-110-FRD03 | Doors, Fire Doors Overhead - FRO03 | Smoke Guard | DNA | M-600 | OM00032931 |  | Floor 2, Elevator Overhead Left | NA | NA | NA | NA | 12V | 7A | Electric | DNA | NA | NA | \Classifications\Building System Class\C10-General Building Interior\C1020 - Fire Doors\Fire Doors - FRD | 1018989
27-A1 | 27-A1 Salinas Courthouse- North Wing | 27-A1-C1020-110-FRD04 | Doors, Fire Doors Overhead - FRO04 | Smoke Guard | DNA | M-600 | OM00032932 |  | Floor 2, Elevator Overhead Right | NA | NA | NA | NA | 12V | 7A | Electric | NA | NA | NA | \Classifications\Building System Class\C10-General Building Interior\C1020 - Fire Doors\Fire Doors - FRD | 1018990
27-A1 | 27-A1 Salinas Courthouse- North Wing | 27-A1-C1020-110-FRD05 | Doors, Fire Doors Overhead - FRO05 | Smoke Guard | DNA | M-600 | OM00032933 |  | Floor 3, Elevator Overhead Left | NA | NA | NA | NA | 12V | 7A | Electric | DNA | NA | NA | \Classifications\Building System Class\C10-General Building Interior\C1020 - Fire Doors\Fire Doors - FRD | 1018991
27-A1 | 27-A1 Salinas Courthouse- North Wing | 27-A1-C1020-110-FRD06 | Doors, Fire Doors Overhead - FRO06 | Smoke Guard | DNA | M-600 | OM00032934 |  | Floor 3, Elevator Overhead Right | NA | NA | NA | NA | 12V | 7A | Electric | DNA | NA | NA | \Classifications\Building System Class\C10-General Building Interior\C1020 - Fire Doors\Fire Doors - FRD | 1018992
27-A1 | 27-A1 Salinas Courthouse- North Wing | 27-A1-C1020-110-FRD07 | Doors, Fire Doors Overhead - FRO07 | Vortex | DNA | DNA | OM00032935 |  | Floor 1, Hallway, Holding Cell | NA | NA | NA | NA | DNA | DNA | Electric | DNA | NA | NA | \Classifications\Building System Class\C10-General Building Interior\C1020 - Fire Doors\Fire Doors - FRD | 1018993
27-A1 | 27-A1 Salinas Courthouse- North Wing | 27-A1-D1092-120-PTS01 | Vaccum Plumbing System | AcornVac | DNA | AVCC0075-000 | OM00025614 |  |  | NA | NA | NA | 13 | 480 | DNA | Electric | DNA | 3 | NA | \Classifications\Building System Class\D10-Conveyance Systems\D1090 - Other Conveyance Systems\Pneumatic Tube System -PTS | 1019331
27-B1 | 27-B1 Marina Courthouse | 27-B1-D4031-100-FEX08 | Fire Extinguisher - FEX08 | Badger | NA | B500 | OM00019013 |  | 1st Floor, various | NA | NA | NA | NA | NA | NA | NA | NA | NA | NA | \Classifications\Building System Class\D40-Fire Protection SYS\D4030 - FIRE SPEC\Fire Extinguisher - FEX | EQ-1004987
27-B1 | 27-B1 Marina Courthouse | 27-B1-D3050-250-ACU07 | Air Conditioning,Split System - ACU07 | Fujitsu | DDA003113 (inside) / DDN002592 (roof) | AOU24CL | OM00004904 |  | Roof | NA | NA | R-410A | 1 | 208/230 | 17.7 | ELECTRICAL | 1 | 33,100 | DNA | \Classifications\Building System Class\D30-HVAC Systems\D3050 - Package SYS\Air Conditioning,Split System - ACU | EQ-1005765
27-B1 | 27-B1 Marina Courthouse | 27-B1-B2010-100-BLD01 | Building Structure BLD01 | NA | NA | NA | OM00032395 |  | NA | NA | NA | NA | NA | NA | NA | NA | NA | NA | NA | \Classifications\Building System Class\B20-General Building Exterior\B2010 - Exterior Walls\Building - BLD | EQ-1007293
27-B1 | 27-B1 Marina Courthouse | 27-B1-B3010-100-RUF01 | Roof - RUF01 | NA | NA | NA | OM00001214 |  | NA | NA | NA | NA | NA | NA | NA | NA | NA | NA | NA | \Classifications\Building System Class\B30-Roofing\B3010 - Roof Types\Roof - RUF | EQ-1007470
27-B1 | 27-B1 Marina Courthouse | 27-B1-B2033-120-DOR01 | Door,Swinging Electric-DOR01 | Norton | DNA | Air Operated 79S1E5 | OM00001211 | DNA | entrance to front lobby | NA | NA | NA | DNA | 110 | DNA | Electric | 1 | NA | NA | \Classifications\Building System Class\B20-General Building Exterior\B2030 - Exterior Doors\Door,Automatic-Sliding,Revolving - DOR | 1008622
27-B1 | 27-B1 Marina Courthouse | 27-B1-C1020-110-FRD01 | Fire Doors Sliding (Fire Curtain)- FRD01 | DNA | DNA | DNA | OM00019158 | DNA | holding cell area | NA | NA | NA | DNA | DNA | DNA | Electric | 1 | NA | NA | \Classifications\Building System Class\C10-General Building Interior\C1020 - Fire Doors\Fire Doors - FRD | 1008623
27-B1 | 27-B1 Marina Courthouse | 27-B1-C1020-110-FRD02 | Fire Doors, Won - WON01 | Warnook Hersey | 001238 | WHI694970 | OM00019157 | DNA | North hallway | NA | NA | NA | NA | NA | NA | NA | NA | NA | NA | \Classifications\Building System Class\C10-General Building Interior\C1020 - Fire Doors\Fire Doors - FRD | 1008624
27-B1 | 27-B1 Marina Courthouse | 27-B1-D3050-250-ACU08 | Air Conditioning,Split System - ACU08 | Fujitsu | EBA000915 (inside) / EBN001034 (roof) | AOU36CLX | OM00004903 |  | Fire Control Room | NA | NA | R-410A | DNA | DNA | 17.7 | Electric | DNA | NA | NA | \Classifications\Building System Class\D30-HVAC Systems\D3050 - Package SYS\Air Conditioning,Split System - ACU | 1008628
27-B1 | 27-B1 Marina Courthouse | 27-B1-D2023-100-BFP01 | Backflow Preventer - BFP01 | Febco | J006460 | 825YA Type RP 1 1/2" | OM00019162 | ID#:1 | west side of property by sidewalk | NA | NA | NA | NA | NA | NA | NA | NA | NA | NA | \Classifications\Building System Class\D20-Plumbing\D2020 - Domestic Water\Backflow Preventer - BFP | 1008630
27-B1 | 27-B1 Marina Courthouse | 27-B1-D2023-100-BFP02 | Backflow Preventer - BFP02 double-check type for fire system | Wilkins | 02073 | 950DA Type DCDA 4" | OM00019163 | ID#:2¦D02073 | west side of property by sidewalk | NA | NA | NA | NA | NA | NA | NA | NA | NA | NA | \Classifications\Building System Class\D20-Plumbing\D2020 - Domestic Water\Backflow Preventer - BFP | 1008631
27-B1 | 27-B1 Marina Courthouse | 27-B1-D4010-150-FMS01 | System Extinguishing,Wet Pipe - FMS01 | DNA | DNA | DNA | OM00019161 | DNA | North utility room (access from outside) | NA | NA | NA | NA | NA | NA | NA | NA | NA | NA | \Classifications\Building System Class\D40-Fire Protection SYS\D4010 - Sprinkler SYS\Fire Systems, stand pipes - FMS | 1008632
27-B1 | 27-B1 Marina Courthouse | 27-B1-D5010-200-ESD01 | Main Electrical Panel - SBR01 | Siemens | 60-22725-A10 | 5B | OM00001209 |  | electrical room 1 | NA | NA | NA | NA | 208/120 | DNA | Electric | 3 | NA | NA | \Classifications\Building System Class\D50-Electrical SYS\D5010 - Elec Service & Dist\Electical Service and Distribution - ESD | 1008633
27-B1 | 27-B1 Marina Courthouse | 27-B1-D5037-710-FAP01 | Fire Alarm Panel - FAP01 | Intelli Knight | DNA | 5700 | OM00019154 | DNA | Fire Control Room | NA | NA | NA | NA | 120 | 2.5 | Electric | 1 | NA | NA | \Classifications\Building System Class\D50-Electrical SYS\D5030 - Comm & Security\Fire Alarm Panel - FAP | 1008636
27-B1 | 27-B1 Marina Courthouse | 27-B1-D5038-810-ITA01 | Intrusion Alarm - ITA01 | Radionics | DNA | DNA | OM00019155 | DNA | Fire Control Room | NA | NA | NA | NA | 110 | DNA | Electric | 1 | NA | NA | \Classifications\Building System Class\D50-Electrical SYS\D5030 - Comm & Security\Intrusion Alarm - ITA | 1008637
27-B1 | 27-B1 Marina Courthouse | 27-B1-D5092-250-EML10 | Emergency And Exit Lighting - EML10 | NA | NA | NA | OM00001213 |  | various | NA | NA | NA | NA | DNA | DNA | Electric | 1 | NA | NA | \Classifications\Building System Class\D50-Electrical SYS\D5090 - Elec SYS\Emergency And Exit Lighting - EML | 1008638
27-B1 | 27-B1 Marina Courthouse | 27-B1-D3012-120-GMR01 | Gas Meter Readings - GMR01 | Sprague | 27627248 | Smart Meter | OM00025089 | DNA | outside north side of building | NA | NA | NA | NA | NA | NA | Gas | NA | NA | NA | \Classifications\Building System Class\D30-HVAC Systems\D3010 - Energy Supply\Gas Meter Readings - GMR | 1008642
27-B1 | 27-B1 Marina Courthouse | 27-B1-D2020-130-WMR01 | Water Meter Readings - WMR01 | Badger | 33626-069 | 70 | OM00019171 | DNA | west side of property by sidewalk | NA | NA | NA | NA | NA | NA | NA | NA | NA | NA | \Classifications\Building System Class\D20-Plumbing\D2020 - Domestic Water\Water Meter Readings - WMR | 1008643
27-B1 | 27-B1 Marina Courthouse | 27-B1-D2020-130-WMR02 | Water Meter Readings - WMR02 | Badger | DNA | 70 | OM00019172 |  | west side of property by sidewalk | NA | NA | NA | NA | NA | NA | NA | NA | NA | NA | \Classifications\Building System Class\D20-Plumbing\D2020 - Domestic Water\Water Meter Readings - WMR | 1008644
27-B1 | 27-B1 Marina Courthouse | 27-B1-G2050-200-LSC01 | Landscaping - LSC01 | NA | DNA | DNA | OM00019175 | DNA | electrical room 2 | NA | NA | NA | NA | 115 | 0.5 | Electric | 1 | NA | NA | \Classifications\Building System Class\G20-Other Systems\G2050 - Landscaping\Landscaping - LSC | 1008645
27-B1 | 27-B1 Marina Courthouse | 27-B1-D5092-250-ELT19 | Exterior Lighting - ELT19 | DNA | DNA | DNA | OM00019173 | DNA | perimeter of building/parking lot | NA | NA | NA | NA | DNA | DNA | Electric | DNA | NA | NA | \Classifications\Building System Class\D50-Electrical SYS\D5090 - Elec SYS\Exterior Lighting - ELT | 1008646
27-B1 | 27-B1 Marina Courthouse | 27-B1-G2049-300-HSC01 | Hardscape | DNA | DNA | DNA | OM00019176 | DNA | parking lot and grounds | NA | NA | NA | NA | NA | NA | NA | NA | NA | NA | \Classifications\Building System Class\G20-Other Systems\G2040 - Site Development\Hardscape - HSC | 1008647
27-B1 | 27-B1 Marina Courthouse | 27-B1-D2022-100-HWE02 | Domestic Water Heater, Electric - HWE02 | A. O. Smith | 0931I004383 | ECS30200 | OM00025091 |  | janitor's closet | NA | NA | NA | NA | 208 | DNA | electric | 1 | NA | NA | \Classifications\Building System Class\D20-Plumbing\D2020 - Domestic Water\Domestic Water Heater, Electric - HWE | 1013580
27-B1 | 27-B1 Marina Courthouse | 27-B1-D2023-310-HWP02 | Domestic Hot Water Circulating Pump - HWP02 | Bell & Gossett | 103251 | NRF22 | OM00025090 |  | janitor's closet | NA | NA | NA | DNA | 115 | 0.8 | DNA | DNA | NA | NA | \Classifications\Building System Class\D20-Plumbing\D2020 - Domestic Water\Domestic Hot Water Circulating Pump - HWP | 1013581
27-B1 | 27-B1 Marina Courthouse | 27-B1-D3050-210-PKU07 | Package Unit- PKU07 | Trane | 110710139L | YSC060E3RLA | OM00025095 |  | Roof | A-26 | 20x30x2 (x2) | R-410A | 2 | 208 | 29.5 | Natural Gas | 3 | 60,000 | 48,000 | \Classifications\Building System Class\D30-HVAC Systems\D3050 - Package SYS\Package Unit - PKU | 1013582
27-B1 | 27-B1 Marina Courthouse | 27-B1-D3050-210-PKU08 | Package Unit- PKU08 | Trane | 110612411L | YSC060E3RLA000018 | OM00025093 |  | Roof | AX26 | 20x30x2 (2) | R-410A | 2.5 | 208/230 | 29.5 | Natural Gas | 3 | 60000 | 48000 | \Classifications\Building System Class\D30-HVAC Systems\D3050 - Package SYS\Package Unit - PKU | 1013583
27-B1 | 27-B1 Marina Courthouse | 27-B1-D3050-210-PKU09 | Package Unit- PKU09 | Trane | 110710097L | YSC060E3RLA180B | OM00025094 |  | mechanical area | A-26 | 20x30x2 -(x2) | R-410A | 2.5 | 208 | 29.5 | Gas | 3 | 60000 | 48000 | \Classifications\Building System Class\D30-HVAC Systems\D3050 - Package SYS\Package Unit - PKU | 1013584
27-B1 | 27-B1 Marina Courthouse | 27-B1-D3050-210-PKU10 | Package Unit- PKU10 | Trane | 110910702L | YSC036ERLA190B | OM00025092 |  | Roof | AX26 | 20x30x2 (2) | R-410A | 2 | 208 | 23 | Natural Gas | 3 | 60000 | 48000 | \Classifications\Building System Class\D30-HVAC Systems\D3050 - Package SYS\Package Unit - PKU | 1013585
27-B1 | 27-B1 Marina Courthouse | 27-B1-D3050-210-PKU11 | Package Unit- PKU11 | Trane | 110910251L | YSC092E3RLA150-D | OM00025109 |  | Roof | AX35 | 20x25x2 (4) | R-410A | 4.5 | 208 | 41.2 | Natural Gas | 3 | 120,000 | 96,000 | \Classifications\Building System Class\D30-HVAC Systems\D3050 - Package SYS\Package Unit - PKU | 1013586
27-B1 | 27-B1 Marina Courthouse | 27-B1-D3050-210-PKU12 | Package Unit- PKU12 | Trane | 110911006L | YHC120E3RLA0B | OM00025096 |  | mechanical area | DNA | 20x25x2 (3) 20x30x2 (2) | R-410A | 5.5 | 208 | 50.3 | Gas | 3 | 150000 | 120000 | \Classifications\Building System Class\D30-HVAC Systems\D3050 - Package SYS\Package Unit - PKU | 1013587
27-B1 | 27-B1 Marina Courthouse | 27-B1-D2023-100-BFP03 | Backflow Prevention BFP03 On Fire By Pass Line | Wilkins | 375057 | 950XL Type DC 3/4" | OM00032728 | ID#:3 | On Fire By Pass Line | [10 empty] | \Classifications\Building System Class\D20-Plumbing\D2020 - Domestic Water\Backflow Preventer - BFP | 1015390
27-B1 | 27-B1 Marina Courthouse | 27-B1-D5092-210-GEN01 | Generator | Kohler Power Systems | SGM32HPW3 | 80REOZ | OM00044901 |  | exterior | NA | NA | NA | NA | DNA | DNA | Gas | DNA | NA | NA | \Classifications\Building System Class\D50-Electrical SYS\D5090 - Elec SYS\Emergency Generator - GEN | 1021766
27-B1 | 27-B1 Marina Courthouse | 27-B1-D5010-234-ATS01 | Automatic Transfer Switch | Kohler Power Systems | SGM32HNB9 | KCS-ACTA-0230S | OM00044902 |  | Electrical Room | NA | NA | NA | DNA | DNA | DNA |  | DNA | NA | NA | \Classifications\Building System Class\D50-Electrical SYS\D5010 - Elec Service & Dist\Automatic Transfer Switch - ATS | 1021784
27-C1 | 27-C1 Monterey Courthouse | 27-C1-B2010-100-BLD01 | Building Structure | NA | NA | NA | OM00032396 |  | NA | NA | NA | NA | NA | NA | NA | NA | NA | NA | NA | \Classifications\Building System Class\B20-General Building Exterior\B2010 - Exterior Walls\Building - BLD | EQ-1007294
27-C1 | 27-C1 Monterey Courthouse | 27-C1-B3010-100-RUF01 | Roof - RUF01 | NA | NA | NA | OM00032397 |  | NA | NA | NA | NA | NA | NA | NA | NA | NA | NA | NA | \Classifications\Building System Class\B30-Roofing\B3010 - Roof Types\Roof - RUF | EQ-1007471
27-C1 | 27-C1 Monterey Courthouse | 27-C1-D3050-250-ACU01 | Air Conditioning,Split System - ACU01 | Fujitsu | GDA010049 Cond-012177 | ASU24CL1 (inside) / AOU24CL1 (roof) | OM00025097 |  | Floor 2 - MDF | NA | Washable | R-410A | DNA | 208-230 | 0.2 (inside) / 10.5 (roof) | Electric | 1 | NA | 24000 | \Classifications\Building System Class\D30-HVAC Systems\D3050 - Package SYS\Air Conditioning,Split System - ACU | 1014891
27-C1 | 27-C1 Monterey Courthouse | 27-C1-D4031-100-FEX12 | Fire Extinguisher - FEX12 | AMEREX | 970767 | B500 | OM00019014 |  | various | NA | NA | NA | NA | NA | NA | NA | NA | NA |  | \Classifications\Building System Class\D40-Fire Protection SYS\D4030 - FIRE SPEC\Fire Extinguisher - FEX | 1015799
27-C1 | 27-C1 Monterey Courthouse | 27-C1-D1010-100-ELE01 | ELE01 | Otis | DNA | DNA | OM00032733 | State ID# 048185 | Basement, Elevator Room | NA | NA | NA | 15 | 480VAC | 21.2 | Electric | 3 | NA | NA | \Classifications\Building System Class\D10-Conveyance Systems\D1010 - Elevator\Elevator,Electric,Pass/Freight - ELE | 1021673
27-C1 | 27-C1 Monterey Courthouse | 27-C1-D1010-100-ELE02 | ELE02 Secured Elevator | Otis | DNA | DNA | OM00032734 | State ID# 048186 | Roof Penthouse -Elevator Machine Cage | NA | NA | NA | DNA | 460VAC | DNA | Electric | 3 | NA | NA | \Classifications\Building System Class\D10-Conveyance Systems\D1010 - Elevator\Elevator,Electric,Pass/Freight - ELE | 1021674
27-D1 | 27-D1 King City Courthouse | 27-D1-B2010-100-BLD01 | Building Structure BLD01 | NA | NA | NA | OM00032398 |  | NA | NA | NA | NA | NA | NA | NA | NA | NA | NA | NA | \Classifications\Building System Class\B20-General Building Exterior\B2010 - Exterior Walls\Building - BLD | EQ-1007295
27-D1 | 27-D1 King City Courthouse | 27-D1-B3010-100-RUF01 | Roofing Systems RUF01 | NA | NA | NA | OM00032399 |  | Roof | NA | NA | NA | NA | NA | NA | NA | NA | NA | NA | \Classifications\Building System Class\B30-Roofing\B3010 - Roof Types\Roof - RUF | EQ-1007472
27-D1 | 27-D1 King City Courthouse | 27-D1-D3050-250-ACU01 | Air Conditioning,Split System - ACU01 | Fujitsu | DNA | ASU24CL (inside) / AOU24CL (roof) | OM00019141 |  | clerks office | NA | NA | R-410A | DNA | 208-230 | 0.2 (inside) / 10.1 (roof) | Electric | 1 | NA | NA | \Classifications\Building System Class\D30-HVAC Systems\D3050 - Package SYS\Air Conditioning,Split System - ACU | 1008648
27-D1 | 27-D1 King City Courthouse | 27-D1-D4031-100-FEX03 | Fire Extinguisher - FEX03 | Fire Extinguisher - FEX03 | NA | B500 | OM00019237 | OM00019237 | various | NA | NA | NA | NA | NA | NA | NA | NA | NA |  | \Classifications\Building System Class\D40-Fire Protection SYS\D4030 - FIRE SPEC\Fire Extinguisher - FEX | 1015800
27-E1 | 27-E1 Juvenile Courthouse | 27-E1-B2010-100-BLD01 | Building | NA | NA | NA | OM00032911 | [12 empty] | \Classifications\Building System Class\B20-General Building Exterior\B2010 - Exterior Walls\Building - BLD | 1011697
27-E1 | 27-E1 Juvenile Courthouse | 27-E1-D3050-210-PKU01 | Package Unit 01 | Day & Night (Carrier) | 4876G00305 | M/N-579C090250 P/N-579CGA090250 | OM00032940 |  | Roof top Mechanical Area | AX-38 | 16x25x2 (4) | R-22 | 2 | 208/230VAC | 60 | Electric and natural gas | 3 | 250000 | 187500 | \Classifications\Building System Class\D30-HVAC Systems\D3050 - Package SYS\Package Unit - PKU | 1021629
27-E1 | 27-E1 Juvenile Courthouse | 27-E1-D5092-250-EML02 | Lighting Emergency and exit | Lithonia | NA | NA | OM00032928 |  | 1st Floor Court Room, Dept 12 | NA | NA | NA | NA | DNA | DNA | DNA | DNA | NA | NA | \Classifications\Building System Class\D50-Electrical SYS\D5090 - Elec SYS\Emergency And Exit Lighting - EML | 1021630
27-E1 | 27-E1 Juvenile Courthouse | 27-E1-D4031-100-FEX01 | Fire extinguishers FEX01 | Badger | NA | 05LB | OM00032927 |  | 1st Floor, Courtroom, Dept 12 | NA | NA | NA | NA | NA | NA | NA | NA | NA | NA | \Classifications\Building System Class\D40-Fire Protection SYS\D4030 - FIRE SPEC\Fire Extinguisher - FEX | 1021631
27-G1 | 27-G1 Gabilan Street Annex | 27-G1-D5037-710-FAP01 | Fire Alarm Panel - FAP01 | Fire Lite Alarms | DNA | MS 9200 | OM00032726 |  | Workroom/Server Room | NA | NA | NA | DNA | DNA | DNA | NA | DNA | NA | NA | \Classifications\Building System Class\D50-Electrical SYS\D5030 - Comm & Security\Fire Alarm Panel - FAP | 1015359
27-G1 | 27-G1 Gabilan Street Annex | 27-G1-D4031-100-CTY01 | Fire Extinguisher, Landlord maintained (1) | DNA | DNA | DNA | OM00019422 | NA | Floor 1 | NA | NA | NA | DNA | DNA | DNA | NA | DNA | NA | NA | \Classifications\Building System Class\D40-Fire Protection SYS\D4030 - FIRE SPEC\Fire Extinguisher - FEX | 1015360
28-A1 | 28-A1 Criminal Court Building | 28-A1-D5092-210-GEN01 | Emergency Standby Generator - GEN01 | Cummins Onan | H970645975 | 300DFCB | OM00004718 | Permit# B3995 Plant#19851/Engine SN 33047 | Sally Port - Outside - Generator Room | NA | NA | NA | 465 | 480 | 451 | Diesel | 3 | NA | NA | \Classifications\Building System Class\D50-Electrical SYS\D5090 - Elec SYS\Emergency Generator - GEN | EQ-1003262
28-A1 | 28-A1 Criminal Court Building | 28-A1-D3050-210-PKU01 | Package Unit- PKU01 | Mammoth | 7610-01-01 | CLBEFP-1203-78-VAV | OM00004714 | NA | Roof | NA | 12X24X2-(6), 24X24X2-(18), 24X24X4-(18), 12X24X4-(6) | R-22 | (1)-60 & (1)-30 | 460 | 77 & 40 | Electric | 3 | NA | 129 TONS | \Classifications\Building System Class\D30-HVAC Systems\D3050 - Package SYS\Package Unit - PKU | EQ-1003264
28-A1 | 28-A1 Criminal Court Building | 28-A1-D3044-125-PHW01 | Hot Water Pump - PHW01 | Bell & Gosset | PH008936 | 2x9.5 8.875BF | OM00042054 | OM00032411 | Roof | NA | NA | NA | 3 | 208 | 8.6 | Electric | 3 | NA | NA | \Classifications\Building System Class\D30-HVAC Systems\D3040 - Distribution SYS\Hot Water Pump - PHW | EQ-1003265
28-A1 | 28-A1 Criminal Court Building | 28-A1-D3044-125-PHW02 | Hot Water Pump - PHW02 | Bell & Gosset | PH008770 | 802X91/2B 87/8BF | OM00042053 | OM00032412 | Roof | NA | NA | NA | 3 | 208 | DNA | Electric | 3 | NA | NA | \Classifications\Building System Class\D30-HVAC Systems\D3040 - Distribution SYS\Hot Water Pump - PHW | EQ-1003266
28-A1 | 28-A1 Criminal Court Building | 28-A1-D1010-100-ELE01 | Elevator,Hydraulic,Pass/Freight - ELE01 Conveyance #114059 | US ELEVATOR | J208/A08A196R023M | ASCENSION 2000 | OM00005113 | State ID# 114059 | Floor 1 -Lobby | NA | NA | NA | 40 | 230/460 | 106/53 | ELECTRIC | 3 | NA | NA | \Classifications\Building System Class\D10-Conveyance Systems\D1010 - Elevator\Elevator,Hydraulic,Pass/Freight - ELE | EQ-1004990
28-A1 | 28-A1 Criminal Court Building | 28-A1-D1010-100-ELE02 | Elevator,Hydraulic,Pass/Freight - ELE02 Conveyance #114058 | US ELEVATOR | J208/A08A196R023M | ASCENSION 2000 | OM00005114 | State ID# 114058 | Lobby | NA | NA | NA | 40 | 230/460 | 106/53 | ELECTRIC | 3 | NA | NA | \Classifications\Building System Class\D10-Conveyance Systems\D1010 - Elevator\Elevator,Hydraulic,Pass/Freight - ELE | EQ-1004991
28-A1 | 28-A1 Criminal Court Building | 28-A1-D1010-100-ELE03 | Elevator,Hydraulic,Pass/Freight - ELE03 Conveyance #114137 | US ELEVATOR | DNA | ASCENSION 2000 | OM00005116 | State ID# 114137 | Roof - Southeast Quadrant | NA | NA | NA | 40 | 480 | 30 | ELECTRIC | 3 | NA | NA | \Classifications\Building System Class\D10-Conveyance Systems\D1010 - Elevator\Elevator,Hydraulic,Pass/Freight - ELE | EQ-1004992
28-A1 | 28-A1 Criminal Court Building | 28-A1-D1010-100-ELE04 | Elevator,Hydraulic,Pass/Freight - ELE04 Conveyance #114136 | US ELEVATOR | DNA | ASCENSION 2000 | OM00005115 | State ID# 114136 | Roof - Southeast Quadrant | NA | NA | NA | 60 | 480 | 77 | ELECTRIC | 3 | NA | NA | \Classifications\Building System Class\D10-Conveyance Systems\D1010 - Elevator\Elevator,Hydraulic,Pass/Freight - ELE | EQ-1004993
28-A1 | 28-A1 Criminal Court Building | 28-A1-D4031-100-FEX24 | Fire Extinguisher - FEX24 | Amerex | VP-868725 | B402 | OM00042051 | OM00001485 | DNA | NA | NA | NA | DNA | NA | NA | NA | NA | NA | NA | \Classifications\Building System Class\D40-Fire Protection SYS\D4030 - FIRE SPEC\Fire Extinguisher - FEX | EQ-1004994
28-A1 | 28-A1 Criminal Court Building | 28-A1-B2010-100-BLD01 | Building Structure | NA | NA | NA | OM00042047 | OM00032400 | NA | NA | NA | NA | NA | NA | NA | NA | NA | NA | NA | \Classifications\Building System Class\B20-General Building Exterior\B2010 - Exterior Walls\Building - BLD | EQ-1007296
28-A1 | 28-A1 Criminal Court Building | 28-A1-B3010-100-RUF01 | Roof - RUF01 | DNA | DNA | DNA | OM00042048 | OM00005120 | NA | NA | NA | NA | NA | NA | NA | NA | NA | NA | NA | \Classifications\Building System Class\B30-Roofing\B3010 - Roof Types\Roof - RUF | EQ-1007473
28-A1 | 28-A1 Criminal Court Building | 28-A1-B2033-120-DOR01 | Door,Swinging Electric-DOR01 | Stanley | DNA | 382961 | OM00042045 | DNA | Public Entrance | NA | NA | NA | DNA | 110 | DNA | Electric | 1 | NA | NA | \Classifications\Building System Class\B20-General Building Exterior\B2030 - Exterior Doors\Door,Automatic-Sliding,Revolving - DOR | 1008649
28-A1 | 28-A1 Criminal Court Building | 28-A1-G2023-150-PEG01 | Door,Overhead,Roll-up,Electric - DOH01 | DNA | DNA | DNA | OM00001376 | DNA | Garbage/Loading Sallyport | NA | NA | NA | DNA | 110 | DNA | Electric | 1 | NA | NA | \Classifications\Building System Class\G20-Other Systems\G2020 - Parking Lots\Secured Parking Gate - PEG | 1008650
28-A1 | 28-A1 Criminal Court Building | 28-A1-C1020-110-FRD01 | Fire Doors Overhead - FRD01 | DNA | 1677 | DNA | OM00044370 | DNA | 2nd Floor Holding Cell Corridor | NA | NA | NA | DNA | 120 | 1A | Electric | 1 | NA | NA | \Classifications\Building System Class\C10-General Building Interior\C1020 - Fire Doors\Fire Doors - FRD | 1008651
28-A1 | 28-A1 Criminal Court Building | 28-A1-C1020-110-FRD02 | Fire Doors Overhead - FRO02 | Won-Door | 1679 | R-6799 | OM00032049 | DNA | Judge Elevator 2nd Floor | NA | NA | NA | DNA | DNA | DNA | Electric | DNA | NA | NA | \Classifications\Building System Class\C10-General Building Interior\C1020 - Fire Doors\Fire Doors - FRD | 1008652
28-A1 | 28-A1 Criminal Court Building | 28-A1-C1020-110-FRD03 | Fire Doors Overhead - FRO03 | DNA | DNA | DNA | OM00032053 | DNA | Secure Cooridor | NA | NA | NA | DNA | DNA | DNA | Electric | DNA | NA | NA | \Classifications\Building System Class\C10-General Building Interior\C1020 - Fire Doors\Fire Doors - FRD | 1008653
28-A1 | 28-A1 Criminal Court Building | 28-A1-C1020-110-FRD04 | Fire Doors Overhead - FRO04 | DNA | DNA | DNA | OM00032054 | DNA | Secure Cooridor | NA | NA | NA | DNA | DNA | DNA | Electric | DNA | NA | NA | \Classifications\Building System Class\C10-General Building Interior\C1020 - Fire Doors\Fire Doors - FRD | 1008654
28-A1 | 28-A1 Criminal Court Building | 28-A1-C1020-110-FRD05 | Fire Doors Overhead - FRO05 | DNA | DNA | DNA | OM00032051 | DNA | Inmate 2nd Floor Holding | NA | NA | NA | DNA | DNA | DNA | Electric | DNA | NA | NA | \Classifications\Building System Class\C10-General Building Interior\C1020 - Fire Doors\Fire Doors - FRD | 1008655
28-A1 | 28-A1 Criminal Court Building | 28-A1-C1020-110-FRD06 | Fire Doors Overhead - FRO06 | Won-Door | 608144 | R-6799 | OM00032046 | DNA | 2nd Floor | NA | NA | NA | DNA | DNA | DNA | Electric | DNA | NA | NA | \Classifications\Building System Class\C10-General Building Interior\C1020 - Fire Doors\Fire Doors - FRD | 1008656
28-A1 | 28-A1 Criminal Court Building | 28-A1-C1020-110-FRD07 | Fire Doors Overhead - FRO07 | Won-Door | 608146 | R-6799 | OM00032043 | DNA | 3rd Floor Public Corridor | NA | NA | NA | DNA | DNA | DNA | Electric | DNA | NA | NA | \Classifications\Building System Class\C10-General Building Interior\C1020 - Fire Doors\Fire Doors - FRD | 1008657
28-A1 | 28-A1 Criminal Court Building | 28-A1-C1020-110-FRD08 | Fire Doors Overhead - FRO08 | Won-Door | 608145 | R-6799 | OM00032045 | DNA | 2nd Floor | NA | NA | NA | DNA | DNA | DNA | Electric | DNA | NA | NA | \Classifications\Building System Class\C10-General Building Interior\C1020 - Fire Doors\Fire Doors - FRD | 1008658
28-A1 | 28-A1 Criminal Court Building | 28-A1-C1020-110-FRD09 | Fire Doors Overhead - FRO09 | Won-Door | 608147 | R-6799 | OM00032044 | DNA | 3rd Floor Public Corridor | NA | NA | NA | DNA | DNA | DNA | Electric | DNA | NA | NA | \Classifications\Building System Class\C10-General Building Interior\C1020 - Fire Doors\Fire Doors - FRD | 1008659
28-A1 | 28-A1 Criminal Court Building | 28-A1-C1020-110-FRD12 | Fire Doors, Won - FRD01 | DNA | 609017 | DNA | OM00032047 | DNA | Clerk of the Court | NA | NA | NA | DNA | DNA | DNA | Electric | DNA | NA | NA | \Classifications\Building System Class\C10-General Building Interior\C1020 - Fire Doors\Fire Doors - FRD | 1008660
28-A1 | 28-A1 Criminal Court Building | 28-A1-D1013-310-WCL01 | Wheelchair Lift - WCL01 | PORCH-LIFT | DNA | DNA | OM00001375 | State ID# 114140 | Judges Entry / Restricted Cooridor | NA | NA | NA | NA | DNA | DNA | Electric | DNA | NA | NA | \Classifications\Building System Class\D10-Conveyance Systems\D1010 - Elevator\Wheelchair Lift - WCL | 1008661
28-A1 | 28-A1 Criminal Court Building | 28-A1-D1013-310-WCL03 | Wheelchair Lift - WCL03 | DNA | DNA | DNA | OM00001382 | State ID# 114144 | Courtroom F | NA | NA | NA | NA | DNA | DNA | Electric | DNA | NA | NA | \Classifications\Building System Class\D10-Conveyance Systems\D1010 - Elevator\Wheelchair Lift - WCL | 1008662
28-A1 | 28-A1 Criminal Court Building | 28-A1-D1013-310-WCL04 | Wheelchair Lift - WCL04 | DNA | DNA | DNA | OM00001383 | State ID# 114145 | Courtroom G | NA | NA | NA | NA | DNA | DNA | Electric | DNA | NA | NA | \Classifications\Building System Class\D10-Conveyance Systems\D1010 - Elevator\Wheelchair Lift - WCL | 1008663
28-A1 | 28-A1 Criminal Court Building | 28-A1-D1013-310-WCL02 | Wheelchair Lift - WCL02 | DNA | DNA | DNA | OM00001384 | State ID# 114154 | Courtroom H | NA | NA | NA | NA | DNA | DNA | Electric | DNA | NA | NA | \Classifications\Building System Class\D10-Conveyance Systems\D1010 - Elevator\Wheelchair Lift - WCL | 1008664
28-A1 | 28-A1 Criminal Court Building | 28-A1-D1013-310-WCL05 | Wheelchair Lift - WCL05 | DNA | DNA | DNA | OM00001385 | State ID# 114155 | Courtroom D | NA | NA | NA | NA | DNA | DNA | Electric | DNA | NA | NA | \Classifications\Building System Class\D10-Conveyance Systems\D1010 - Elevator\Wheelchair Lift - WCL | 1008665
28-A1 | 28-A1 Criminal Court Building | 28-A1-D1013-310-WCL06 | Wheelchair Lift - WCL06 | DNA | DNA | DNA | OM00001386 | State ID# 114142 | Courtroom E | NA | NA | NA | NA | DNA | DNA | Electric | DNA | NA | NA | \Classifications\Building System Class\D10-Conveyance Systems\D1010 - Elevator\Wheelchair Lift - WCL | 1008666
28-A1 | 28-A1 Criminal Court Building | 28-A1-D1013-310-WCL07 | Wheelchair Lift - WCL07 | PORCH-LIFT | DNA | DNA | OM00005124 | MTRL LIFT RVW | Garbage/Loading Sallyport | NA | NA | NA | NA | DNA | DNA | Electric | DNA | NA | NA | \Classifications\Building System Class\D10-Conveyance Systems\D1010 - Elevator\Wheelchair Lift - WCL | 1008667
28-A1 | 28-A1 Criminal Court Building | 28-A1-D1091-100-DMW01 | Dumbwaiter,Electric - DMW01 | Matot Inc. | 101409 | Ambassador 110 | OM00032052 | State ID# 114138¦ Dumbwaiter | Copy Room | NA | NA | NA | DNA | DNA | DNA | Electric | DNA | NA | NA | \Classifications\Building System Class\D10-Conveyance Systems\D1090 - Other Conveyance Systems\Dumbwaiter - DMW | 1008668
28-A1 | 28-A1 Criminal Court Building | 28-A1-D2023-310-HWP01 | Domestic Hot Water Circulating Pump - HWP01 | Grundfos | DNA | DNA | OM00001370 | DNA | Janitors Closet | NA | NA | NA | NA | 110 | DNA | Electric | 1 | NA | NA | \Classifications\Building System Class\D20-Plumbing\D2020 - Domestic Water\Domestic Hot Water Circulating Pump - HWP | 1008669
28-A1 | 28-A1 Criminal Court Building | 28-A1-D2040-100-PSU01 | Sump Pump - PSU01 | Paco | DNA | PIP702A | OM00001486 | DNA | Elevator Pit | NA | NA | NA | 1/2 | 115 | DNA | Electric | 1 | NA | NA | \Classifications\Building System Class\D20-Plumbing\D2040 - Rain Drain\Sump Pump - PSU | 1008671
28-A1 | 28-A1 Criminal Court Building | 28-A1-D2040-100-PSU02 | Sump Pump - PSU02 | Paco | DNA | PIP702A | OM00001487 | DNA | Elevator Pit | NA | NA | NA | 1/2 | 115 | DNA | Electric | 1 | NA | NA | \Classifications\Building System Class\D20-Plumbing\D2040 - Rain Drain\Sump Pump - PSU | 1008672
28-A1 | 28-A1 Criminal Court Building | 28-A1-D3041-160-FDP80 | Fire Dampers - FDP80 | DNA | DNA | DNA | OM00001488 | DNA | Throughout | NA | NA | NA | DNA | DNA | DNA | Electric | 1 | NA | NA | \Classifications\Building System Class\D30-HVAC Systems\D3040 - Distribution SYS\Fire Dampers - FDP | 1008676
28-A1 | 28-A1 Criminal Court Building | 28-A1-D3068-100-BAS01 | Building Automation System - BAS01 | Alerton | DNA | Apex | OM00032068 | OM00001373 | Equipment Room | NA | NA | NA | NA | 110 | DNA | Electric | 1 | NA | NA | \Classifications\Building System Class\D30-HVAC Systems\D3060 - Control & Inst Air\Building Automation System - BAS | 1008677
28-A1 | 28-A1 Criminal Court Building | 28-A1-D2023-100-BFP01 | Backflow Preventer - BFP01 Serves boiler | Wilkins Zurn | DNA | 975XL | OM00001381 | DNA | Roof | NA | NA | NA | NA | NA | NA | NA | NA | NA | NA | \Classifications\Building System Class\D20-Plumbing\D2020 - Domestic Water\Backflow Preventer - BFP | 1008678
28-A1 | 28-A1 Criminal Court Building | 28-A1-D2023-100-BFP03 | Backflow Preventer - BFP03 | Ames | 21M0374 | 2000SS | OM00001389 | Acct#: 207 0406 HazardID#: 200713 | Fire Sprinkler Riser Room | NA | NA | NA | NA | NA | NA | NA | NA | NA | NA | \Classifications\Building System Class\D20-Plumbing\D2020 - Domestic Water\Backflow Preventer - BFP | 1008680
28-A1 | 28-A1 Criminal Court Building | 28-A1-D4010-150-FMS01 | System Extinguishing,Wet Pipe - FMS01 | DNA | DNA | DNA | OM00001374 | DNA | Stairwell #3 | NA | NA | NA | NA | NA | NA | NA | NA | NA | NA | \Classifications\Building System Class\D40-Fire Protection SYS\D4010 - Sprinkler SYS\Fire Systems, stand pipes - FMS | 1008681
28-A1 | 28-A1 Criminal Court Building | 28-A1-D5010-200-ESD01 | Main Electrical Panel - SBR01 | Siemens | 19-32382-C10 | SB | OM00001379 |  | Electrical Room | NA | NA | NA | NA | 480/277 | 1600 | Electric | 3 | NA | NA | \Classifications\Building System Class\D50-Electrical SYS\D5010 - Elec Service & Dist\Electical Service and Distribution - ESD | 1008683
28-A1 | 28-A1 Criminal Court Building | 28-A1-D5010-234-ATS01 | Automatic Transfer Switch - ATS01 | Cummings Onan | H970646459 | OT 600 | OM00001378 |  | Electrical Room | NA | NA | NA | NA | 480 | 600 | Electric | 3 | NA | NA | \Classifications\Building System Class\D50-Electrical SYS\D5010 - Elec Service & Dist\Automatic Transfer Switch - ATS | 1008684
28-A1 | 28-A1 Criminal Court Building | 28-A1-D5037-710-FAP01 | Fire Alarm Panel - FAP01 | Edwards Systems Technology | DNA | CM1N | OM00001377 | DNA | Electrical Room | NA | NA | NA | NA | 110 | DNA | Electric | 1 | NA | NA | \Classifications\Building System Class\D50-Electrical SYS\D5030 - Comm & Security\Fire Alarm Panel - FAP | 1008686
28-A1 | 28-A1 Criminal Court Building | 28-A1-D5038-810-ITA01 | Intrusion Alarm - ITA01 | Andover | 447423 | Infinity ACX780 | OM00044369 | DNA | Basement Security Room | NA | NA | NA | NA | 115/230 | 75VA | Electric | 1 | NA | NA | \Classifications\Building System Class\D50-Electrical SYS\D5030 - Comm & Security\Intrusion Alarm - ITA | 1008687
28-A1 | 28-A1 Criminal Court Building | 28-A1-D5092-250-EML179 | Emergency And Exit Lighting - EML179 | Kurt Versen | NA | P634-SC-EM | OM00042050 | OM00020234 | Throughout | NA | NA | NA | NA | 277 | DNA | Electric | DNA | NA | NA | \Classifications\Building System Class\D50-Electrical SYS\D5090 - Elec SYS\Emergency And Exit Lighting - EML | 1008688
28-A1 | 28-A1 Criminal Court Building | 28-A1-D2030-410-PMS01 | Pump Ejector Sewage - PMS01 | Paco | DNA | PIP526 | OM00001371 | DNA | Equipment Room - Court Control | NA | NA | NA | 1 | 230 | DNA | Electric | 3 | NA | NA | \Classifications\Building System Class\D20-Plumbing\D2030 - Sani Waste\Sewage Ejector Pump - PMS | 1008689
28-A1 | 28-A1 Criminal Court Building | 28-A1-D2030-410-PMS02 | Pump Ejector Sewage - PMS02 | Paco | DNA | PIP526 | OM00001372 | DNA | Equipment Room - Court Control | NA | NA | NA | 1 | 230 | DNA | Electric | 3 | NA | NA | \Classifications\Building System Class\D20-Plumbing\D2030 - Sani Waste\Sewage Ejector Pump - PMS | 1008690
28-A1 | 28-A1 Criminal Court Building | 28-A1-D5010-110-EMT01 | Electric Meter Readings - EMT01 | Landix+Gyr | KZL10037393670608 | TYPE RXRS4e | OM00001483 |  | Exterior - West side access panel | NA | NA | NA | NA | 480/277 | DNA | Electric | 3 | NA | NA | \Classifications\Building System Class\D50-Electrical SYS\D5010 - Elec Service & Dist\Electric Meter Readings - EMT | 1008691
28-A1 | 28-A1 Criminal Court Building | 28-A1-D3012-120-GMR01 | Gas Meter Readings - GMR01 | PG&E | 32499225 | Smart Meter | OM00032041 | DNA | Exterior | NA | NA | NA | NA | NA | NA | NA | NA | NA | NA | \Classifications\Building System Class\D30-HVAC Systems\D3010 - Energy Supply\Gas Meter Readings - GMR | 1008692
28-A1 | 28-A1 Criminal Court Building | 28-A1-D2020-130-WMR01 | Water Meter Readings - WMR01 | DNA | 6382535 | DNA | OM00042046 | OM00005119 | Exterior | NA | NA | NA | NA | NA | NA | NA | NA | NA | NA | \Classifications\Building System Class\D20-Plumbing\D2020 - Domestic Water\Water Meter Readings - WMR | 1008693
28-A1 | 28-A1 Criminal Court Building | 28-A1-D5092-250-ELT31 | Exterior Lighting - ELT31 | Kurt Versen | DNA | P634-SC | OM00042049 | OM00020233 | Exterior | NA | NA | NA | NA | 277 | DNA | Electric | DNA | NA | NA | \Classifications\Building System Class\D50-Electrical SYS\D5090 - Elec SYS\Exterior Lighting - ELT | 1008694
28-A1 | 28-A1 Criminal Court Building | 28-A1-G3063-100-DFS02 | Diesel Fuel Leak Detection System - DFS02 | Tesco | T-40666 | A-16H1206ALP | OM00032067 |  | Generator Room | NA | NA | NA | NA | 110 | DNA | Electric | 1 |  |  | \Classifications\Building System Class\G30-Site Mechanical Utilities\G3060 - Fuel Distribution\Diesel Fuel Leak Detection System - DFS | 1013547
28-A1 | 28-A1 Criminal Court Building | 28-A1-D2022-260-HWG02 | Domestic Water Heater, Gas - HWG02 | AO Smith | 1118M000186 | BTN 120 108 | OM00032064 |  | 3rd Floor 310 | NA | NA | NA | NA | 110 | 5 | Gas | 1 | 120000 | 96000 | \Classifications\Building System Class\D20-Plumbing\D2020 - Domestic Water\Domestic Water Heater, Gas - HWG | 1015249
28-A1 | 28-A1 Criminal Court Building | 28-A1-D2017-100-SHW01 | Eye Washes & Emergency Showers - SHW01 | Sperian | 489835 | Porta Stream | OM00032069 | DNA | Exterior Generator Enclosure | NA | NA | NA | NA | NA | NA | NA | NA | NA | NA | \Classifications\Building System Class\D20-Plumbing\D2010 - Plumb Fix\Showers - SHW | 1015396
28-A1 | 28-A1 Criminal Court Building | 28-A1-C1020-110-FRD10 | Fire Doors Overhead - FRO10 | DNA | DNA | DNA | OM00032050 | 114126 | Inmate 3rd Floor | NA | NA | NA | DNA | DNA | DNA | Electric | DNA | NA | NA | \Classifications\Building System Class\C10-General Building Interior\C1020 - Fire Doors\Fire Doors - FRD | 1015677
28-A1 | 28-A1 Criminal Court Building | 28-A1-C1020-110-FRD11 | Fire Doors Overhead - FRO11 | DNA | DNA | DNA | OM00032042 | 6873 | Dumbwaiter | NA | NA | NA | DNA | DNA | DNA | Electric | DNA | NA | NA | \Classifications\Building System Class\C10-General Building Interior\C1020 - Fire Doors\Fire Doors - FRD | 1015796
28-A1 | 28-A1 Criminal Court Building | 28-A1-D3021-130-BLR02 | Boiler,Hot Water,Oil/Gas/Comb. - BLR02 | Raypak | 1005310338 | H9-1532BL | OM00032063 | NA | Boiler Pad | NA | NA | NA | 1/2 | 110 | NA | Natural gas | 1 | 1530000 | 1250000 | \Classifications\Building System Class\D30-HVAC Systems\D3020 - Heat SYS\Boiler,Hot Water,Oil/Gas/Comb. - BLR | 1015897
28-A1 | 28-A1 Criminal Court Building | 28-A1-D2023-100-BFP04 | Backflow Preventer - BFP02 Domestic Water Main | Febco | 9805111301 | 880V Type RP | OM00032449 | Acct#: 202 6537 | Fire Sprinkler Riser Room | NA | NA | NA | NA | NA | NA | NA | NA | NA | NA | \Classifications\Building System Class\D20-Plumbing\D2020 - Domestic Water\Backflow Preventer - BFP | 1016851
28-A1 | 28-A1 Criminal Court Building | 28-A1-D3050-250-ACU01 | Split-System A/C Unit ACU01 | Daikin | C003374 | RKN24KEVJU | OM00032452 |  | 1st Floor Secure hall | NA | NA | R-410A | NA | 208 | 12.6 | Electric | 1 | NA | NA | \Classifications\Building System Class\D30-HVAC Systems\D3050 - Package SYS\Air Conditioning,Split System - ACU | 1017295
28-A1 | 28-A1 Criminal Court Building | 28-A1-D3050-250-ACU02 | Split-System A/C Unit ACU02 | Daikin | E001711 | RKS36LVJU | OM00032450 |  | 2nd Floor Secure Hall | NA | NA | R-410A | NA | 208 | 19.5 | Electric | 1 | NA | NA | \Classifications\Building System Class\D30-HVAC Systems\D3050 - Package SYS\Air Conditioning,Split System - ACU | 1017296
28-A1 | 28-A1 Criminal Court Building | 28-A1-D3050-250-ACU03 | Split-System A/C Unit ACU03 | Daikin | C003410 | RKN24KEVJU | OM00032451 |  | 3rd Floor Secure hall | NA | NA | R-410A | NA | 208 | 12.6 | Electric | 1 | NA | NA | \Classifications\Building System Class\D30-HVAC Systems\D3050 - Package SYS\Air Conditioning,Split System - ACU | 1017297
28-A1 | 28-A1 Criminal Court Building | 28-A1-D5011-240-TRN01 | Electrical, Transformer - TRN01 | Siemens | L113824 | 3F3Y075 | OM00042056 |  | 1st Floor Electrical Room | NA | NA | Na | NA | 480 | 75kVA | Electric | 3 |  |  | \Classifications\Building System Class\D50-Electrical SYS\D5010 - Elec Service & Dist\Transformer - TRN | 1020484
28-A1 | 28-A1 Criminal Court Building | 28-A1-D5011-240-TRN02 | Electrical, Transformer - TRN02 | Siemens | L113823 | #F3Y225K13 | OM00042055 |  | 1st Floor Electrical Room | NA | NA | NA | NA | 480 | 225kVA | Electric | 3 | NA | NA | \Classifications\Building System Class\D50-Electrical SYS\D5010 - Elec Service & Dist\Transformer - TRN | 1020485
28-B1 | 28-B1 Historic Courthouse | 28-B1-D2022-260-HWG01 | Domestic Water Heater, Gas - HWG01 | State | 1043M001659 | SBS10076NE 300 | OM00032066 | NA | Compressor Room | NA | NA | NA | NA | NA | NA | Gas | NA | 75100 | DNA | \Classifications\Building System Class\D20-Plumbing\D2020 - Domestic Water\Domestic Water Heater, Gas - HWG | EQ-1003272
28-B1 | 28-B1 Historic Courthouse | 28-B1-D3044-125-PHW01 | Hot Water Pump - PHW01 | Marathon Electric | M99071 | 2QJ56C17D5537BP | OM00004709 | NA | Southwest Quadrant - Mechanical Room | NA | NA | NA | 3/4 | 115/208/230 | 12/5.8-6 | Electric | 1 | NA | NA | \Classifications\Building System Class\D30-HVAC Systems\D3040 - Distribution SYS\Hot Water Pump - PHW | EQ-1003273
28-B1 | 28-B1 Historic Courthouse | 28-B1-D3021-130-BLR01 | Boiler,Hot Water,Oil/Gas/Comb. - BLR01 | Teledyne Laars | A96CG0106 | NA | OM00004708 | DNA | Lower Level, Southwest Quadrant, Mechanical Room | NA | NA | NA | DNA | 208 | DNA | Natural gas | 1 | 250000 | 212,000 | \Classifications\Building System Class\D30-HVAC Systems\D3020 - Heat SYS\Boiler,Hot Water,Oil/Gas/Comb. - BLR | EQ-1003274
28-B1 | 28-B1 Historic Courthouse | 28-B1-D1010-100-ELE01 | Elevator,Hydraulic,Pass/Freight - ELE01 | DOVER | E52142 | AP-180-40 | OM00005117 | State ID# 065012 ¦ Passenger Elevator | South Quadrant | NA | NA | NA | 40 | 230/460 | 96/48 | ELECTRIC | 3 | NA | NA | \Classifications\Building System Class\D10-Conveyance Systems\D1010 - Elevator\Elevator,Hydraulic,Pass/Freight - ELE | EQ-1005007
28-B1 | 28-B1 Historic Courthouse | 28-B1-D4031-100-FEX15 | Fire Extinguisher - FEX15 | Potter Roemer | NA | UN1066 | OM00044353 | OM00001409 | Throughout | NA | NA | NA | NA | NA | NA | NA | NA | NA | NA | \Classifications\Building System Class\D40-Fire Protection SYS\D4030 - FIRE SPEC\Fire Extinguisher - FEX | EQ-1005009
28-B1 | 28-B1 Historic Courthouse | 28-B1-D3050-210-PKU01 | Package Unit- PKU01 | Seasons-4 INC | A7658-0802AC-3 CT HOUSE | 6CLI24-0292-XXXXX-13SE | OM00004702 | DNA | Roof, Central Quadrant | NA | 16x20x4-(12) | R-22 | 15 | 460 | 9.4 & 2.7 | Electric | 3 | NA | NA | \Classifications\Building System Class\D30-HVAC Systems\D3050 - Package SYS\Package Unit - PKU | EQ-1005010
28-B1 | 28-B1 Historic Courthouse | 28-B1-D3050-210-PKU02 | Package Unit- PKU02 | Seasons-4 INC | A7658-0802MZ-2 CT HOUSE | 6MLI27-0222-DN4.0-08SE | OM00004703 | DNA | South Quadrant, Roof | NA | 16x20x4-(16) | R-22 | 7.5 & 1.5 | 460 | 9.4 & 2.7 | Electric | 3 | NA | NA | \Classifications\Building System Class\D30-HVAC Systems\D3050 - Package SYS\Package Unit - PKU | EQ-1005011
28-B1 | 28-B1 Historic Courthouse | 28-B1-D3050-210-PKU03 | Package Unit - PKU03 | Seasons-4 INC | A7658-0802MZ-1 CT HOUSE | 6MLI27-0222-DN3-085E | OM00004704 | DNA | Roof, North Quadrant | (2) B-71 | 16x20x4-(16) | R-22 | 7.5 & 1.5 | 460 | 9.4 & 2.7 | Electric | 3 | NA | NA | \Classifications\Building System Class\D30-HVAC Systems\D3050 - Package SYS\Package Unit - PKU | EQ-1005012
28-B1 | 28-B1 Historic Courthouse | 28-B1-D3041-110-AHU02 | AIR HANDLER #2 | Carrier |  |  | OM00004711 |  | Northwest Quadrant - Mechanical Room | B-40 |  | DNA | [7 empty] | \Classifications\Building System Class\D30-HVAC Systems\D3040 - Distribution SYS\Air Handling Unit - AHU | EQ-1005953
28-B1 | 28-B1 Historic Courthouse | 28-B1-D3041-110-AHU01 | AIR HANDLER #1 | Carrier | 2296F09847 | 40RM-024-B600FD | OM00004710 |  | Southwest Quadrant Mechanical Room | B-40 |  | DNA |  | 460 | [5 empty] | \Classifications\Building System Class\D30-HVAC Systems\D3040 - Distribution SYS\Air Handling Unit - AHU | EQ-1005954
28-B1 | 28-B1 Historic Courthouse | 28-B1-B2010-100-BLD01 | Building Structure | NA | NA | NA | OM00032317 | OM00032317 | NA | NA | NA | NA | NA | NA | NA | NA | NA | NA | NA | \Classifications\Building System Class\B20-General Building Exterior\B2010 - Exterior Walls\Building - BLD | EQ-1007297
28-B1 | 28-B1 Historic Courthouse | 28-B1-B3010-100-RUF01 | Roofing Systems | Duralast Roofing | NA | NA | OM00032318 |  | Roof | NA | NA | NA | NA | NA | NA | NA | NA | NA | NA | \Classifications\Building System Class\B30-Roofing\B3010 - Roof Types\Roof - RUF | EQ-1007474
28-B1 | 28-B1 Historic Courthouse | 28-B1-D4010-150-FMS01 | System Extinguishing,Wet Pipe - FMS01 | DNA | DNA | DNA | OM00001413 | DNA | North Quadrant | NA |  | NA |  | NA |  | NA | NA | NA | NA | \Classifications\Building System Class\D40-Fire Protection SYS\D4010 - Sprinkler SYS\Fire Systems, stand pipes - FMS | 1008508
28-B1 | 28-B1 Historic Courthouse | 28-B1-D4010-150-FMS02 | System Extinguishing,Wet Pipe - FMS02 | DNA | DNA | DNA | OM00001391 | DNA | Northwest Quadrant | NA |  | NA |  | NA |  | NA | NA | NA | NA | \Classifications\Building System Class\D40-Fire Protection SYS\D4010 - Sprinkler SYS\Fire Systems, stand pipes - FMS | 1008509
28-B1 | 28-B1 Historic Courthouse | 28-B1-D2023-100-BFP03 | Backflow Preventer - BFP03 BOILER WATER SUPPLY | WATTS | 06011 | 009M2OT 1-1/2 inch RP | OM00001411 | Acct#: 207 0406 | Lower Level, Southwest Quadrant, Mechanical Room | NA | NA | NA | NA | NA | NA | NA | NA | NA | NA | \Classifications\Building System Class\D20-Plumbing\D2020 - Domestic Water\Backflow Preventer - BFP | 1009027
28-B1 | 28-B1 Historic Courthouse | 28-B1-D2023-310-HWP01 | Domestic Hot Water Circulating Pump - HWP01 | Bell & Gossett | DNA | P18748 | OM00032065 | DNA | Compressor Room | NA | NA | NA | 0.5 | 115 | 1.75 | Electric | 1 | NA | NA | \Classifications\Building System Class\D20-Plumbing\D2020 - Domestic Water\Domestic Hot Water Circulating Pump - HWP | 1010212
28-B1 | 28-B1 Historic Courthouse | 28-B1-D3041-160-FDP08 | Fire Dampers - FDP08 | DNA | DNA | DNA | OM00044356 | DNA | Throughout | NA | NA | NA | NA | 120 | DNA | Electric | 1 | NA | NA | \Classifications\Building System Class\D30-HVAC Systems\D3040 - Distribution SYS\Fire Dampers - FDP | 1010213
28-B1 | 28-B1 Historic Courthouse | 28-B1-D3050-250-ACU01 | Air Conditioning,Split System - ACU01 | Carrier | 1896F04181 | 38AKS024-610 | OM00004713 |  | Southwest corner | (1) B40 | 16x24x2 (4), 16x20x2 (4) | R-22 | 5 | 460 | 7.2 | Electric | 3 | NA | 38000 (3 Ton) | \Classifications\Building System Class\D30-HVAC Systems\D3050 - Package SYS\Air Conditioning,Split System - ACU | 1010214
28-B1 | 28-B1 Historic Courthouse | 28-B1-D3050-250-ACU02 | Air Conditioning,Split System - ACU02 | Carrier | 1896F04180 | 38AKS024-610 | OM00004712 |  | lower, Mechanical Room | (1) B40 | 16x24x2 (4), 16x20x2 (4) | R-22 | 5 | 460 | 7.2 | Electric | 3 | NA | 38000 (3 Ton) | \Classifications\Building System Class\D30-HVAC Systems\D3050 - Package SYS\Air Conditioning,Split System - ACU | 1010215
28-B1 | 28-B1 Historic Courthouse | 28-B1-D5010-200-ESD01 | Main Electrical Panel - SBR01 | Westinghouse | SF45802 IT.8 | DNA | OM00001407 |  | Electrical Room | NA | NA | NA | NA | 277/480 | 1000 | Electric | 3 | NA | NA | \Classifications\Building System Class\D50-Electrical SYS\D5010 - Elec Service & Dist\Electical Service and Distribution - ESD | 1010217
28-B1 | 28-B1 Historic Courthouse | 28-B1-D5092-250-EML53 | Emergency And Exit Lighting - EML53 | NA | NA | NA | OM00044354 |  | Throughout | NA | NA | NA | NA | 120 | DNA | Electric | DNA | NA | NA | \Classifications\Building System Class\D50-Electrical SYS\D5090 - Elec SYS\Emergency And Exit Lighting - EML | 1010219
28-B1 | 28-B1 Historic Courthouse | 28-B1-D3012-120-GMR01 | Gas Meter Readings - GMR01 | Schlumberger | 514598298 | 1000A | OM00042062 | OM00001405 | Exterior Northlawn | NA | NA | NA | NA | NA | NA | NA | NA | NA | NA | \Classifications\Building System Class\D30-HVAC Systems\D3010 - Energy Supply\Gas Meter Readings - GMR | 1010244
28-B1 | 28-B1 Historic Courthouse | 28-B1-D5038-810-ITA01 | Intrusion Alarm - ITA01 | Ademco | 5599345 | Vista - 50 PUL | OM00001408 | DNA | Electrical Room | NA | NA | NA | NA | DNA | DNA | Electric | 1 | NA | NA | \Classifications\Building System Class\D50-Electrical SYS\D5030 - Comm & Security\Intrusion Alarm - ITA | 1010246
28-B1 | 28-B1 Historic Courthouse | 28-B1-D2040-100-PSU01 | Sump Pump - PSU01 | Rigid | DNA | SP-500 | OM00001414 | DNA | Old Boiler Room | NA | NA | NA | 1/2 | 120 | 10 | Electric | 1 | NA | NA | \Classifications\Building System Class\D20-Plumbing\D2040 - Rain Drain\Sump Pump - PSU | 1010247
28-B1 | 28-B1 Historic Courthouse | 28-B1-D2040-100-PSU02 | Sump Pump - PSU02 | Rigid | DNA | SP-500 | OM00001415 | DNA | Old Boiler Room | NA | NA | NA | 1/2 | 120 | 10 | Electric | 1 | NA | NA | \Classifications\Building System Class\D20-Plumbing\D2040 - Rain Drain\Sump Pump - PSU | 1010248
28-B1 | 28-B1 Historic Courthouse | 28-B1-D2020-130-WMR01 | Water Meter Readings - WMR01 | DNA | DNA | DNA | OM00044355 | DNA | Exterior | NA | NA | NA | NA | NA | NA | NA | NA | NA | NA | \Classifications\Building System Class\D20-Plumbing\D2020 - Domestic Water\Water Meter Readings - WMR | 1010250
28-B1 | 28-B1 Historic Courthouse | 28-B1-D3090-114-CMP02 | Control Air Compressor - CMP02 | Chicago Pneumatic | HOP342560 | RCP583V4 | OM00032071 | State ID#: A001240-12 NB#/SER#185620 | Floor 3, Central Quadrant , Compressor room | DNA | DNA | DNA | 3 | 208/230/460 | 9.0-8.6/4.3 | Electric | 3 | NA | NA | \Classifications\Building System Class\D30-HVAC Systems\D3090 - Other HVAC Systems and Equipment\Air Compressor - CMP | 1015357
28-B1 | 28-B1 Historic Courthouse | 28-B1-D3090-114-CMP03 | Control Air Compressor - CMP03 | Chicago Pneumatic | HOP342561 | RCP583V4 | OM00032072 | State ID#: A001241-12 NB/SER#192094 | Floor 3, Central Quadrant , Compressor room | NA | NA | NA | 3 | 208/230/460 | 9.0-8.6/4.3 | Electric | 3 | NA | NA | \Classifications\Building System Class\D30-HVAC Systems\D3090 - Other HVAC Systems and Equipment\Air Compressor - CMP | 1015358
28-B1 | 28-B1 Historic Courthouse | 28-B1-D5037-710-FAP02 | Fire Alarm Panel - FAP02 | Simplex | 4100-9314 | Master Controller 4100-9314 | OM00032074 | OM00001392 | Floor 1 North Hallway | NA | NA | NA | NA | 120AC | NA | Electric | 1 | NA | NA | \Classifications\Building System Class\D50-Electrical SYS\D5030 - Comm & Security\Fire Alarm Panel - FAP | 1019818
28-B1 | 28-B1 Historic Courthouse | 28-B1-D5011-240-TRN01 | Electrical, Transformer - TRN01 | GE | 1475A6115AEG001 | 9T83B3875 | OM00042065 |  | 1st Floor Electrical Room | NA | NA | NA | NA | 480 | 112.5Kva | Electric | 3 |  |  | \Classifications\Building System Class\D50-Electrical SYS\D5010 - Elec Service & Dist\Transformer - TRN | 1020481
28-B1 | 28-B1 Historic Courthouse | 28-B1-D3020-100-HET01 | Heater Water Expansion Tank - HET01 | DNA | DNA | DNA | OM00044371 |  | 1st Floor Electrical Room Lower Level Machanical Room | NA | NA | NA | NA | NA | NA | NA | NA | NA | NA | \Classifications\Building System Class\D30-HVAC Systems\D3020 - Heat SYS\Heater Water Expansion Tank - HET | 1020482
28-B1 | 28-B1 Historic Courthouse | 28-B1-D5011-240-TRN02 | Electrical, Transformer - TRN02 | GE | 1475A382GAG085 | 9T23Q3473G03 | OM00044372 |  | Lower Level Electrical Room | NA | NA | NA | NA | 480 | 45kVA | Electric | 3 | NA | NA | \Classifications\Building System Class\D50-Electrical SYS\D5010 - Elec Service & Dist\Transformer - TRN | 1020483
28-C1 | 28-C1 Napa Juvenile Court | 28-C1-D3050-250-ACU01 | Air Conditioning,Split System - ACU01 | Mitsubishi Electric | 62U02208BB | PUY-A12NHA | OM00004696 |  | Roof | NA | DNA | R-410A | DNA | 208/230 | DNA | Electric | 1 | NA | 24,000 | \Classifications\Building System Class\D30-HVAC Systems\D3050 - Package SYS\Air Conditioning,Split System - ACU | EQ-1003281
28-C1 | 28-C1 Napa Juvenile Court | 28-C1-D3042-210-FAN01 | Exhaust Fan #1 | Greenheck | 95B11143 | G65DGFX0D | OM00004699 | NA | Roof | DNA | NA | NA | DNA | 110 | DNA | Electric | 1 | NA | NA | \Classifications\Building System Class\D30-HVAC Systems\D3040 - Distribution SYS\Fan,Axial - FAN | EQ-1003284
28-C1 | 28-C1 Napa Juvenile Court | 28-C1-D3042-210-FAN02 | Exhaust Fan #2 | Dayton | 05L06195 | 4YC646 | OM00004700 | NA | Roof | DNA | NA | NA | DNA | 110 | DNA | Electric | DNA | NA | NA | \Classifications\Building System Class\D30-HVAC Systems\D3040 - Distribution SYS\Fan,Axial - FAN | EQ-1003285
28-C1 | 28-C1 Napa Juvenile Court | 28-C1-D3042-210-FAN03 | Exhaust Fan #3 | Dayton | 05L18258 | 4YC646 | OM00004771 | NA | Roof | DNA | NA | NA | DNA | 110 | DNA | Electric | DNA | NA | NA | \Classifications\Building System Class\D30-HVAC Systems\D3040 - Distribution SYS\Fan,Axial - FAN | EQ-1003286
28-C1 | 28-C1 Napa Juvenile Court | 28-C1-D4031-100-FEX06 | Fire Extinguisher (6) | Amerex | NA | B402 ABC | OM00044349 |  | Throughout Building | NA | NA | NA | NA | NA | NA | NA | NA | NA | NA | \Classifications\Building System Class\D40-Fire Protection SYS\D4030 - FIRE SPEC\Fire Extinguisher - FEX | EQ-1005014
28-C1 | 28-C1 Napa Juvenile Court | 28-C1-B2010-100-BLD01 | Building Structure | NA | NA | NA | OM00032996 |  | NA | NA | NA | NA | NA | NA | NA | NA | NA | NA | NA | \Classifications\Building System Class\B20-General Building Exterior\B2010 - Exterior Walls\Building - BLD | EQ-1007298
28-C1 | 28-C1 Napa Juvenile Court | 28-C1-B3010-100-RUF01 | Roofing Systems | NA | NA | NA | OM00044350 |  | NA | NA | NA | NA | NA | NA | NA | NA | NA | NA | NA | \Classifications\Building System Class\B30-Roofing\B3010 - Roof Types\Roof - RUF | EQ-1007475
28-C1 | 28-C1 Napa Juvenile Court | 28-C1-D3050-210-PKU10 | Package Unit- PKU01 | Carrier | 310C42221 | 48ESNA6009030 | OM00020137 | NA | Roof | Direct Drive | 18x24x2 - (x2) | R-410A | NA | 208/230 | 26.4 | Electric/Natural Gas | 1 | 90,000 | 73,000 | \Classifications\Building System Class\D30-HVAC Systems\D3050 - Package SYS\Package Unit - PKU | 1010038
28-C1 | 28-C1 Napa Juvenile Court | 28-C1-D3050-210-PKU11 | Package Unit- PKU02 | Carrier | 2909C13080 | 48ESNA6009030 | OM00020138 | NA | Roof | Direct Drive | 18x24x2 - (x2) | R-410A | NA | 208/230 | 26.4 | Electric/Natural Gas | 1 | 90,000 | 73,000 | \Classifications\Building System Class\D30-HVAC Systems\D3050 - Package SYS\Package Unit - PKU | 1010039
28-C1 | 28-C1 Napa Juvenile Court | 28-C1-D3050-210-PKU12 | Package Unit- PKU03 | Carrier | 1010G10218 | 48TCLA04A1A3A0A0A0 | OM00020139 | NA | Roof | A-37 | 2-16x25x2 | R-410A | NA | 208/230 | 16.6 | Electric/Natural Gas | 1 | 60,000 | 50,000 | \Classifications\Building System Class\D30-HVAC Systems\D3050 - Package SYS\Package Unit - PKU | 1010040
28-C1 | 28-C1 Napa Juvenile Court | 28-C1-D3050-210-PKU13 | Package Unit- PKU04 | Carrier | 1010G10220 | 48TCLA04A1A3A0A0A0 | OM00020140 | NA | Roof | A-35 | 2-16x25x2 | R-410A | NA | 208/230 | 16.6 | Electric/Natural Gas | 1 | 60,000 | 50,000 | \Classifications\Building System Class\D30-HVAC Systems\D3050 - Package SYS\Package Unit - PKU | 1010041
28-C1 | 28-C1 Napa Juvenile Court | 28-C1-D3050-210-PKU14 | Package Unit- PKU05 | Carrier | 1210C58661 | 48ESNA240430 | OM00020141 | NA | Roof | DNA | 2-16x24x1 | R-410A | NA | 208/230 | 12.8 | Electric/Natural Gas | 1 | 40,000 | 30,000 | \Classifications\Building System Class\D30-HVAC Systems\D3050 - Package SYS\Package Unit - PKU | 1010042
28-C1 | 28-C1 Napa Juvenile Court | 28-C1-D3050-210-PKU15 | Package Unit- PKU06 | Carrier | 1710G30259 | 48TCL06A1A3A0A0A0 | OM00020142 | NA | Roof | A-35 | 2-16x25x2 | R-410A | NA | 208/230 | 26.2 | Electric/Natural Gas | 1 | 60,000 | 50,000 | \Classifications\Building System Class\D30-HVAC Systems\D3050 - Package SYS\Package Unit - PKU | 1010043
28-C1 | 28-C1 Napa Juvenile Court | 28-C1-D3050-210-PKU16 | Package Unit- PKU07 | Carrier | 1710G30258 | 48TCL06A1A3A0A0A0 | OM00020143 | NA | Roof | A-35 | 2-16x25x2 | R-410A | NA | 208/230 | 26.2 | Electric/Natural Gas | 1 | 60,000 | 50,000 | \Classifications\Building System Class\D30-HVAC Systems\D3050 - Package SYS\Package Unit - PKU | 1010044
28-C1 | 28-C1 Napa Juvenile Court | 28-C1-D5038-810-ITA01 | Intrusion Alarm - ITA01 | Ademco Control | DNA | Vista - 50 P | OM00005248 | DNA | IT Room | NA | NA | NA | NA | 110 | DNA | Electric | 1 | NA | NA | \Classifications\Building System Class\D50-Electrical SYS\D5030 - Comm & Security\Intrusion Alarm - ITA | 1010046
28-C1 | 28-C1 Napa Juvenile Court | 28-C1-D5037-710-FAP01 | Fire Alarm Panel - FAP01 | Silent Knight | DNA | SK-5208 | OM00005251 | DNA | Main Electrical Room | NA | NA | NA | NA | 110 | DNA | Electric | 1 | NA | NA | \Classifications\Building System Class\D50-Electrical SYS\D5030 - Comm & Security\Fire Alarm Panel - FAP | 1010047
28-C1 | 28-C1 Napa Juvenile Court | 28-C1-D2023-100-BFP01 | Backflow Preventer - BFP01 Irrigation SE | FEBCO | B15108 | 1 inch SE | OM00005268 | Acct#: 101 | South East, Front of Building | NA | NA | NA | NA | NA | NA | NA | NA | NA | NA | \Classifications\Building System Class\D20-Plumbing\D2020 - Domestic Water\Backflow Preventer - BFP | 1010048
28-C1 | 28-C1 Napa Juvenile Court | 28-C1-D2023-100-BFP02 | Backflow Preventer - BFP02 Main Line Main Electrical Room | Wilkins | 3310003 | 975XL2 2 inch | OM00005252 | Acct#:101 1649 HazardID#: 203530 | Main Electrical Room | NA | NA | NA | NA | NA | NA | NA | NA | NA | NA | \Classifications\Building System Class\D20-Plumbing\D2020 - Domestic Water\Backflow Preventer - BFP | 1010049
28-C1 | 28-C1 Napa Juvenile Court | 28-C1-D2023-100-BFP03 | Backflow Preventer - BFP03 | Ames | 19710 | 2000BM3 | OM00005253 | Acct#: 101 | Main Electrical Room | NA | NA | NA | NA | NA | NA | NA | NA | NA | NA | \Classifications\Building System Class\D20-Plumbing\D2020 - Domestic Water\Backflow Preventer - BFP | 1010050
28-C1 | 28-C1 Napa Juvenile Court | 28-C1-D2023-100-BFP04 | Backflow Preventer - BFP04 | Ames | KG-0063 | DCDA | OM00005254 | Acct#: 101 | Main Electrical Room | NA | NA | NA | NA | NA | NA | NA | NA | NA | NA | \Classifications\Building System Class\D20-Plumbing\D2020 - Domestic Water\Backflow Preventer - BFP | 1010051
28-C1 | 28-C1 Napa Juvenile Court | 28-C1-D4010-150-FMS01 | System Extinguishing,Wet Pipe - FMS01 | Simplex Grinnel | DNA | DNA | OM00005255 | DNA | Main Electrical Room | NA | NA | NA | NA | NA | NA | NA | NA | NA | NA | \Classifications\Building System Class\D40-Fire Protection SYS\D4010 - Sprinkler SYS\Fire Systems, stand pipes - FMS | 1010052
28-C1 | 28-C1 Napa Juvenile Court | 28-C1-D5010-200-ESD01 | Main Electrical Panel - SBR01 | Square D | DNA | HCM49-44326-1 | OM00005256 |  | Main Electrical Room | NA | NA | NA | NA | 120/240 | 600 | Electric | 1 | NA | NA | \Classifications\Building System Class\D50-Electrical SYS\D5010 - Elec Service & Dist\Electical Service and Distribution - ESD | 1010054
28-C1 | 28-C1 Napa Juvenile Court | 28-C1-D5092-250-EML08 | Emergency And Exit Lighting - EML08 | NA | NA | NA | OM00033000 |  | Throughout Building | NA | NA | NA | NA | 110 | DNA | Electric | 1 | NA | NA | \Classifications\Building System Class\D50-Electrical SYS\D5090 - Elec SYS\Emergency And Exit Lighting - EML | 1010055
28-C1 | 28-C1 Napa Juvenile Court | 28-C1-D5010-110-EMT01 | Electric Meter Readings - EMT01 | PG&E | DNA | Smartmeter NIL-314 | OM00042067 | DNA | Exterior | NA | NA | NA | NA | 240 | DNA | Electric | 1 | NA | NA | \Classifications\Building System Class\D50-Electrical SYS\D5010 - Elec Service & Dist\Electric Meter Readings - EMT | 1010056
28-C1 | 28-C1 Napa Juvenile Court | 28-C1-D3012-120-GMR01 | Gas Meter Readings - GMR01 | Sprague | 35958010 | 1000 | OM00042068 | DNA | Exterior | NA | NA | NA | NA | NA | NA | Gas | NA | NA | NA | \Classifications\Building System Class\D30-HVAC Systems\D3010 - Energy Supply\Gas Meter Readings - GMR | 1010057
28-C1 | 28-C1 Napa Juvenile Court | 28-C1-D2020-130-WMR01 | Water Meter Readings - WMR01 | Badger Meter | 11481807 | NSF-61 | OM00044351 | DNA | Exterior | NA | NA | NA | NA | NA | NA | NA | NA | NA | NA | \Classifications\Building System Class\D20-Plumbing\D2020 - Domestic Water\Water Meter Readings - WMR | 1010058
28-C1 | 28-C1 Napa Juvenile Court | 28-C1-G2050-200-LSC01 | Landscaping - LSC01 | DNA | DNA | DNA | OM00032999 | DNA | Grounds | NA | NA | NA | NA | NA | NA | NA | NA | NA | NA | \Classifications\Building System Class\G20-Other Systems\G2050 - Landscaping\Landscaping - LSC | 1010059
28-C1 | 28-C1 Napa Juvenile Court | 28-C1-D5092-250-ELT01 | Exterior Lighting - ELT01 | DNA | DNA | DNA | OM00032998 | DNA | Exterior | NA | NA | NA | NA | 110 | DNA | Electric | 1 | NA | NA | \Classifications\Building System Class\D50-Electrical SYS\D5090 - Elec SYS\Exterior Lighting - ELT | 1010060
28-C1 | 28-C1 Napa Juvenile Court | 28-C1-G2049-300-HSC02 | Hardscape - HSC02 | DNA | DNA | DNA | OM00032997 | DNA | Grounds | NA | NA | NA | NA | NA | NA | NA | NA | NA | NA | \Classifications\Building System Class\G20-Other Systems\G2040 - Site Development\Hardscape - HSC | 1010061
28-C1 | 28-C1 Napa Juvenile Court | 28-C1-B2033-120-DOR01 | Door,Swinging Electric-DOR01 | Stanely | A331782 | DNA | OM00005249 | DNA | Maine Entrance | NA | NA | NA | DNA | 110 | DNA | Electric | 1 | NA | NA | \Classifications\Building System Class\B20-General Building Exterior\B2030 - Exterior Doors\Door,Automatic-Sliding,Revolving - DOR | 1010062
28-C1 | 28-C1 Napa Juvenile Court | 28-C1-B2033-120-DOR02 | Door,Swinging Electric-DOR02 | Stanely | A333163 | DNA | OM00005250 | DNA | Courtroom | NA | NA | NA | DNA | 110 | DNA | Electric | 1 | NA | NA | \Classifications\Building System Class\B20-General Building Exterior\B2030 - Exterior Doors\Door,Automatic-Sliding,Revolving - DOR | 1010063
28-C1 | 28-C1 Napa Juvenile Court | 28-C1-D2022-260-HWG01 | Domestic Water Heater, Gas - HWG01 | State | F04400962 | GS650YOCTG | OM00005281 | DNA | Main Electrical Room | NA | NA | NA | NA | NA | DNA | Gas | NA | 40,000 | DNA | \Classifications\Building System Class\D20-Plumbing\D2020 - Domestic Water\Domestic Water Heater, Gas - HWG | 1010064
28-C1 | 28-C1 Napa Juvenile Court | 28-C1-G2023-150-PEG01 | Door,Overhead,Roll-up,Electric - PEG01 | Atlas Door Company | 68010X1-A | Power Master H-51 | OM00005282 | DNA | Sally Port | NA | NA | NA | DNA | 240 | DNA | Electric | 1 | NA | NA | \Classifications\Building System Class\G20-Other Systems\G2020 - Parking Lots\Secured Parking Gate - PEG | 1010065
28-C1 | 28-C1 Napa Juvenile Court | 28-C1-D2023-310-HWP01 | Pump, Domestic Hot Water Circulating - HWP01 | Grndfos | 59896775 | DNA | OM00042066 |  | Outside Utility Room | NA | NA | NA | NA | 115 | 95 | Electric | 1 |  |  | \Classifications\Building System Class\D20-Plumbing\D2020 - Domestic Water\Domestic Hot Water Circulating Pump - HWP | 1019819
30-A1 | 30-A1 Central Justice Center | 30-A1-D3041-230-RFN07 | Return Air Fan 7 | Ameracan Fan | DNA | 90JM-25-6-9 | OM00015988 |  | Mech Room W. END OF N. HALLWAY | NA | NA | NA | 7.5 | 460 | 10.7 | electric | 3 | NA | NA | \Classifications\Building System Class\D30-HVAC Systems\D3040 - Distribution SYS\Supply/Exhaust/Return fans- FAN | 1009331
30-A1 | 30-A1 Central Justice Center | 30-A1-D5011-240-TRN11 | Transformer 112 kVA | Powell Elec. Co | 35537 T5AA | DNA | OM00015935 |  | Electrical Room | NA | NA | NA | NA | 480 | 400 | electric | 3 | NA | NA | \Classifications\Building System Class\D50-Electrical SYS\D5010 - Elec Service & Dist\Transformer - TRN | 1009334
30-A1 | 30-A1 Central Justice Center | 30-A1-D5011-240-TRN12 | Transformer 7th Floor 12 | Powell Elec. Co Westinghouse | 66l739 | DT3 | OM00015993 |  | Electrical Room | NA | NA | NA | NA | 240 | 600 | electric | 3 | NA | NA | \Classifications\Building System Class\D50-Electrical SYS\D5010 - Elec Service & Dist\Transformer - TRN | 1009335
30-A1 | 30-A1 Central Justice Center | 30-A1-D3041-230-RFN08 | Return Fan FOR AH23 | American Fan | DNA | 90JM-25-6-9 | OM00015991 |  | WEST END OF N HALLWAY | NA | NA | NA | DNA | 480 | DNA | electric | 3 | NA | NA | \Classifications\Building System Class\D30-HVAC Systems\D3040 - Distribution SYS\Supply/Exhaust/Return fans- FAN | 1009337
30-A1 | 30-A1 Central Justice Center | 30-A1-D3041-110-AHU17 | Air Handler AHU17, 7TH FLOOR | Temtrol | U102291-002-00 | WF-DH69 | OM00015945 |  | Mech Room | 4=BX112 | 15=24x24x4 15=24x24x1 5=12x24x4 5=12x24x1 | CHILLED WATER | 25 | 460 | 29.9 | electric | 3 | NA | NA | \Classifications\Building System Class\D30-HVAC Systems\D3040 - Distribution SYS\Air Handling Unit - AHU | 1009338
30-A1 | 30-A1 Central Justice Center | 30-A1-D3041-110-AHU18 | Air Handler AHU18, 8th Floor | Temtrol | U102291-001-00 | WF-DH69 | OM00015994 | DNA | Mech Room, NORTH SECURED HALLWAY | (4) BX108 | (15) 24x24x4, (15) 24x24x2, (5) 12x24x4, (5) 12x24x2 | CHILLED WATER | 25 | 480 | 29.9 | electric | 3 | NA | NA | \Classifications\Building System Class\D30-HVAC Systems\D3040 - Distribution SYS\Air Handling Unit - AHU | 1009339
30-A1 | 30-A1 Central Justice Center | 30-A1-D3041-110-AHU20 | Air Handler AHU20, on 10th Floor MECH ROOM | Temtrol | 808-57 | WF_DH69 | OM00000374 |  | Mech Room | (3) BX112 | (15) 24x24x4, (15) 24x24x2, (5) 12x24x4, (5) 12x24x2 | CHILLED WATER | 25 | 460 | 34 | electric | 3 | NA | NA | \Classifications\Building System Class\D30-HVAC Systems\D3040 - Distribution SYS\Air Handling Unit - AHU | 1009341
30-A1 | 30-A1 Central Justice Center | 30-A1-D1010-100-ELE07 | Elevator #7 (Hydro) | Otis With Motion Control Eng. | 3036643 | HMC1000-PHC | OM00015890 | State ID# 046987 | Basement | NA | NA | NA | 30 | 480 | 40 | electric | 3 | NA | NA | \Classifications\Building System Class\D10-Conveyance Systems\D1010 - Elevator\Elevator,Hydraulic,Pass/Freight - ELE | 1009342
30-A1 | 30-A1 Central Justice Center | 30-A1-D1010-100-ELE08 | Elevator #8 (Hydro) | Otis With Motion Control Eng. | 3036646 | HMC-1000-PHC | OM00015788 | State ID# 046988 | Elevator Mech. Room 8 Northtside Basement Parking | NA | NA | NA | 40 | 480 | 51 | electric | 3 | NA | NA | \Classifications\Building System Class\D10-Conveyance Systems\D1010 - Elevator\Elevator,Hydraulic,Pass/Freight - ELE | 1009343
30-A1 | 30-A1 Central Justice Center | 30-A1-D1010-100-ELE09 | Elevator #9 ( Hydro) | Otis With Motion Control Eng. | 3070980 | HMC-1000-PHC | OM00015831 | State ID# 046989 | Elevator Mech. Room 9 Westside Basement Parking | NA | NA | NA | 15 | 480 | 21 | electric | 3 | NA | NA | \Classifications\Building System Class\D10-Conveyance Systems\D1010 - Elevator\Elevator,Hydraulic,Pass/Freight - ELE | 1009344
30-A1 | 30-A1 Central Justice Center | 30-A1-D1010-100-ELE11 | Elevator #11 (Hydro) | Otis With Motion Control Eng. | DNA | DNA | OM00015846 | State ID# 047067 | Elevator Mech. Room 10 | NA | NA | NA | DNA | 480 | DNA | electric | 3 | NA | NA | \Classifications\Building System Class\D10-Conveyance Systems\D1010 - Elevator\Elevator,Hydraulic,Pass/Freight - ELE | 1009345
30-A1 | 30-A1 Central Justice Center | 30-A1-D1010-100-ELE10 | Elevator #10 (Hydro) | Otis With Motion Control Eng. | DNA | DNA | OM00015845 | State ID# 046990 | Elavator Mech. Room | NA | NA | NA | 30 | 480 | 37 | electric | 3 | NA | NA | \Classifications\Building System Class\D10-Conveyance Systems\D1010 - Elevator\Elevator,Hydraulic,Pass/Freight - ELE | 1009346
30-A1 | 30-A1 Central Justice Center | 30-A1-D1010-100-ELE12 | Elevator #12 (Hydro) | Otis With Motion Control Eng. | 3071161 | HMC-1000-PHC | OM00015864 | State ID# 047068 | Elevator Mech. Room South Parking Area | NA | NA | NA | 30 | 480 | 37 | electric | 3 | NA | NA | \Classifications\Building System Class\D10-Conveyance Systems\D1010 - Elevator\Elevator,Hydraulic,Pass/Freight - ELE | 1009347
30-A1 | 30-A1 Central Justice Center | 30-A1-D1010-100-ELE13 | Elevator #13( Hydro) | Otis With Motion Control Eng. | 3071168 | HMC-1000-PHC | OM00015851 | State ID# 046180 | Elevator Mech. Room North Wall Parking | NA | NA | NA | 30 | 480 | 37 | electric | 3 | NA | NA | \Classifications\Building System Class\D10-Conveyance Systems\D1010 - Elevator\Elevator,Hydraulic,Pass/Freight - ELE | 1009348
30-A1 | 30-A1 Central Justice Center | 30-A1-D1010-100-ELE14 | Elevator #14 (Hydro) | Otis With Motion Control Eng. | 3080567 | HMC1000-PHC | OM00015853 | State ID# 047069 | Elevator Mech. Room South East Parking | NA | NA | NA | 50 | 480 | 60.5 | electric | 3 | NA | NA | \Classifications\Building System Class\D10-Conveyance Systems\D1010 - Elevator\Elevator,Hydraulic,Pass/Freight - ELE | 1009349
30-A1 | 30-A1 Central Justice Center | 30-A1-D1010-100-ELE15 | Elevator #15( Hydro) | Otis With Motion Control Eng. | 3080564 | HMC-1000-PHC | OM00015865 | State ID# 047070 | Elevator Mech. Room South Parking | NA | NA | NA | 50 | 480 | 60.5 | electric | 3 | NA | NA | \Classifications\Building System Class\D10-Conveyance Systems\D1010 - Elevator\Elevator,Hydraulic,Pass/Freight - ELE | 1009350
30-A1 | 30-A1 Central Justice Center | 30-A1-D3050-250-ACU18 | Air conditioning split system | Fujitsu | ebn002808 | aou36clx | OM00015847 |  | ADJ TO ELE07 & IN ELE RM. | NA | NA | R-410A | DNA | 208/230 | 17.7 | electric | 1 | NA | NA | \Classifications\Building System Class\D30-HVAC Systems\D3050 - Package SYS\Air Conditioning,Split System - ACU | 1009351
30-A1 | 30-A1 Central Justice Center | 30-A1-D3050-250-ACU14 | ACU Split System 16 | Rheem | 4959F169706793 | RAKA036CAS | OM00015789 |  | adjacent to Elevator RM 08, UNDER MAIN TOWER | NA | NA | R-22 | 1/5 | 240 | 16 | electric | 3 | NA | NA | \Classifications\Building System Class\D30-HVAC Systems\D3050 - Package SYS\Air Conditioning,Split System - ACU | 1009352
30-A1 | 30-A1 Central Justice Center | 30-A1-D5010-234-ATS01 | Generator Transfer Switch | Onan | L000187383 | OTPCE-4492805 | OM00015809 |  | Transformer Room | NA | NA | NA | NA | 480 | 1200 | electric | 3 | NA | NA | \Classifications\Building System Class\D50-Electrical SYS\D5010 - Elec Service & Dist\Automatic Transfer Switch - ATS | 1009353
30-A1 | 30-A1 Central Justice Center | 30-A1-D3041-110-AHU24 | Air Handler AHU24 | Temtrol | 80856 | WF-DH69 | OM00000372 | DNA | 11th floor mechanical room | (3) BX108 | PRE(15)24X24X2 PRE (5)12X24X2 (15) 24X24X4 (5)12X24X4 | CHILLED WATER | 25 | 480 | 34 | electric | 3 | NA | NA | \Classifications\Building System Class\D30-HVAC Systems\D3040 - Distribution SYS\Air Handling Unit - AHU | 1009358
30-A1 | 30-A1 Central Justice Center | 30-A1-D3041-230-RFN09 | Return Fan RFN09 | Recold | 9904 | AF | OM00015754 | PFR-CJC01-RTF02 | Mechanical Room W WING N END | 3=c195 | NA | NA | 40 | 460 | 46 | electric | 3 | NA | NA | \Classifications\Building System Class\D30-HVAC Systems\D3040 - Distribution SYS\Supply/Exhaust/Return fans- FAN | 1009361
30-A1 | 30-A1 Central Justice Center | 30-A1-D2023-310-HWP09 | Pump Heat circulation for AHU #6 | Bell & Gossett | DNA | 10214 | OM00015818 | PFR-CJC01-PMP02 | 1st FLOOR NEAR THE FIRE CONTROL ROOM | NA | NA | NA | 1/6 | 115 | DNA | electric | 1 | NA | NA | \Classifications\Building System Class\D20-Plumbing\D2020 - Domestic Water\Domestic Hot Water Circulating Pump - HWP | 1009364
30-A1 | 30-A1 Central Justice Center | 30-A1-D2023-310-HWP10 | HOT WATER RECIRCULATING PUMP | Bell & Gossett | DNA | 102214 | OM00015817 | PFR-CJCBS-PMP01 | NEXT TO FIRE CONTROL ROOM | NA | NA | NA | 1/6 | 115 | DNA | electric | 1 | NA | NA | \Classifications\Building System Class\D20-Plumbing\D2020 - Domestic Water\Domestic Hot Water Circulating Pump - HWP | 1009365
30-A1 | 30-A1 Central Justice Center | 30-A1-D5037-710-FAP02 | Fire alarm control panel | Edwards Systems Technology | dna | EST3 | OM00015745 |  | North east wing across from public restrooms - Central Control | NA | NA | NA | NA | 110 | DNA | electric | 1 | NA | NA | \Classifications\Building System Class\D50-Electrical SYS\D5030 - Comm & Security\Fire Alarm Panel - FAP | 1009366
30-A1 | 30-A1 Central Justice Center | 30-A1-D3050-250-ACU01 | ROOF TOWER A/C UNIT 1 | LENNOX | 5691DO1156 | CHA16-1353-4G (NOT 46) | OM00000447 |  | MAIN TOWER ROOF NORTH END | NA | (1) 16X30X1 | R-22 | 1/3 | 460 | 29 | electric | 3 | NA | NA | \Classifications\Building System Class\D30-HVAC Systems\D3050 - Package SYS\Air Conditioning,Split System - ACU | 1009372
30-A1 | 30-A1 Central Justice Center | 30-A1-D3050-250-ACU02 | ROOF TOWER A/C UNIT WALL MOUNTED 2 | BARD | 125B001432686-01 | WA36L-A00XX4XXX | OM00000450 |  | MAIN TOWER ROOF | NA | (1) 16X30X1 | R-22 | 1/2 | 460 | 16 | electric | 3 | NA | NA | \Classifications\Building System Class\D30-HVAC Systems\D3050 - Package SYS\Air Conditioning,Split System - ACU | 1009373
30-A1 | 30-A1 Central Justice Center | 30-A1-D3050-250-ACU03 | Roof Tower A/C UNIT Wall Mount 3 | Bard | 125800 1432 657--01 | WA36 L. A00XX 4 XXX | OM00000449 |  | roof | NA | 16X3X1 | R-22 | 1/2 | 16 | 16 | electric | 3 | NA | NA | \Classifications\Building System Class\D30-HVAC Systems\D3050 - Package SYS\Air Conditioning,Split System - ACU | 1009374
30-A1 | 30-A1 Central Justice Center | 30-A1-D3050-250-ACU04 | Roof Tower A/C UNIT Wall Mount 4 | Bard | 10055B0011599793-02 | WA602-C00XX 4 XXX | OM00000448 |  | MAIN TOWER ROOF | NA | (1) 16X3X1 | R-22 | 1/2 | 460 | 16 | electric | 3 | NA | NA | \Classifications\Building System Class\D30-HVAC Systems\D3050 - Package SYS\Air Conditioning,Split System - ACU | 1009375
30-A1 | 30-A1 Central Justice Center | 30-A1-D3041-230-RFN11 | Return Fan RFN11 | Recold | 10053 | H33d1DW-AT-CL | OM00015822 | DNA | Mech RM | 2=B-120 | NA | NA | 10 | 480 | 12 | electric | 3 | NA | NA | \Classifications\Building System Class\D30-HVAC Systems\D3040 - Distribution SYS\Supply/Exhaust/Return fans- FAN | 1009376
30-A1 | 30-A1 Central Justice Center | 30-A1-D3041-230-RFN12 | Return Fan RFN12 | Recold | C-10041 | H22D1DWAFCL 1 | OM00015983 | PFR-CJC02-RTF04 | Floor 2 MECH RM S SIDE CENTER | 2=B-85 | NA | NA | 5 | 460 | 6.8 | electric | 3 | NA | NA | \Classifications\Building System Class\D30-HVAC Systems\D3040 - Distribution SYS\Supply/Exhaust/Return fans- FAN | 1009377
30-A1 | 30-A1 Central Justice Center | 30-A1-D3041-230-RFN13 | Return Fan RFN13 | Recold | 10028 | H-24DIDW-AF-CL1 | OM00015974 | PFR-CJC02-RTF03 | Floor 2 | 2=B-90 | NA | NA | 5 | 480 | 6.9 | electric | 3 | NA | NA | \Classifications\Building System Class\D30-HVAC Systems\D3040 - Distribution SYS\Supply/Exhaust/Return fans- FAN | 1009378
30-A1 | 30-A1 Central Justice Center | 30-A1-D3041-230-RFN14 | Return Fan RFN14 | Recold | c-10022 | H36DIDW | OM00015981 | PFR-CJC02-RTF02 | 2ND FL W WING E HALLWAY | 2=B-136 | NA | NA | 15 | 460 | 19.4 | electric | 3 | NA | NA | \Classifications\Building System Class\D30-HVAC Systems\D3040 - Distribution SYS\Supply/Exhaust/Return fans- FAN | 1009379
30-A1 | 30-A1 Central Justice Center | 30-A1-D3041-230-RFN15 | Blower Fan RFN15 | Dayton | DNA | 3c073a | OM00015938 |  | Floor 2 | NA | NA | NA | 3 | 480 | 4.2 | electric | 3 | NA | NA | \Classifications\Building System Class\D30-HVAC Systems\D3040 - Distribution SYS\Supply/Exhaust/Return fans- FAN | 1009380
30-A1 | 30-A1 Central Justice Center | 30-A1-D2023-310-HWP12 | HWP Pump 12 | Bell & Gossett | 172646 | DNA | OM00015937 | PFR-CJC02-PMP04 | MECH ROOM 2ND FLOOR S SIDE OF A CENTRAL TOWER | NA | NA | NA | DNA | 230 | DNA | electric | 3 | NA | NA | \Classifications\Building System Class\D20-Plumbing\D2020 - Domestic Water\Domestic Hot Water Circulating Pump - HWP | 1009381
30-A1 | 30-A1 Central Justice Center | 30-A1-D3031-100-PCH05 | Chilled Water Pump #5 | Unimount USMotors | DNA | B075B | OM00015978 | PFR-CJC02-PMP03 | Mech RM | NA | NA | NA | 5 | 460 | 6.85 | electric | 3 | NA | NA | \Classifications\Building System Class\D30-HVAC Systems\D3030 - Cooling SYS\Chilled Water Pump - PCH | 1009382
30-A1 | 30-A1 Central Justice Center | 30-A1-D3090-114-CMP04 | Air Compressor #4 | Ingersoll - Rand | 30t 817845 | 7100 | OM00015975 | State ID #A032114-93 ¦ PFR-CJC02-AIR01 | Mech RM | NA | NA | NA | 10 | 460 | 14 | electric | 3 | NA | NA | \Classifications\Building System Class\D30-HVAC Systems\D3090 - Other HVAC Systems and Equipment\Air Compressor - CMP | 1009384
30-A1 | 30-A1 Central Justice Center | 30-A1-D5011-240-TRN13 | Transformer 13 | Westinghouse | 67f12995 | BAR8318 | OM00015939 | PFR-CJC02-TRN01 | Floor 2 | NA | NA | NA | NA | 480 | DNA | electric | DNA | NA | NA | \Classifications\Building System Class\D50-Electrical SYS\D5010 - Elec Service & Dist\Transformer - TRN | 1009386
30-A1 | 30-A1 Central Justice Center | 30-A1-D2030-150-MWL01 | Main/Branch Waste System - MWL | NA | NA | NA | OM00000381 | NA | Room #1 | NA | NA | NA | NA | NA | NA | NA | NA | NA | NA | \Classifications\Building System Class\D20-Plumbing\D2030 - Sani Waste\Main/Branch Waste System - MWL | 1009387
30-A1 | 30-A1 Central Justice Center | 30-A1-B3010-100-RUF01 | Roof - RUF | NA | NA | NA | OM00000382 |  | Roof | NA | NA | NA | NA | NA | NA | NA | NA | NA | NA | \Classifications\Building System Class\B30-Roofing\B3010 - Roof Types\Roof - RUF | 1009388
30-A1 | 30-A1 Central Justice Center | 30-A1-G2050-200-LSC01 | Landscaping - LSC | NA | NA | NA | OM00000378 |  | OUTSIDE | NA | NA | NA | NA | NA | NA | NA | NA | NA | NA | \Classifications\Building System Class\G20-Other Systems\G2050 - Landscaping\Landscaping - LSC | 1009389
30-A1 | 30-A1 Central Justice Center | 30-A1-D5092-250-ELT150 | Exterior Lighting - ELT (150 FIXTURES) | OTIS | DNA | DNA | OM00000377 |  | OUTSIDE | NA | NA | NA | NA | DNA | DNA | Electric | DNA | NA | NA | \Classifications\Building System Class\D50-Electrical SYS\D5090 - Elec SYS\Exterior Lighting - ELT | 1009390
30-A1 | 30-A1 Central Justice Center | 30-A1-G2049-300-HSC01 | Hardscape - HSC | NA | NA | NA | OM00000376 | DNA | OUTSIDE | NA | NA | NA | NA | NA | NA | NA | NA | NA | NA | \Classifications\Building System Class\G20-Other Systems\G2040 - Site Development\Hardscape - HSC | 1009391
30-A1 | 30-A1 Central Justice Center | 30-A1-D4031-100-FEX145 | ABC FIRE EXTINGUISHER (145) | NA | NA | NA | OM00000380 |  | All | NA | NA | NA | NA | NA | NA | NA | NA | NA | NA | \Classifications\Building System Class\D40-Fire Protection SYS\D4030 - FIRE SPEC\Fire Extinguisher - FEX | 1009392
30-A1 | 30-A1 Central Justice Center | 30-A1-D5092-250-EML389 | EMERGENCY LIGHT 389 | NA | NA | NA | OM00000379 |  | All | NA | NA | NA | NA | 110 | DNA | electric | 1 | NA | NA | \Classifications\Building System Class\D50-Electrical SYS\D5090 - Elec SYS\Emergency And Exit Lighting - EML | 1009393
30-A1 | 30-A1 Central Justice Center | 30-A1-D2040-100-PSU02 | Sump Pump "" SP2"" | Chicago | DNA | S076-00350 | OM00015855 | PFR CJCBS SMP04 | Caged area GARAGE | NA | NA | NA | 3 | 480 | 3 | electric | 3 | NA | NA | \Classifications\Building System Class\D20-Plumbing\D2040 - Rain Drain\Sump Pump - PSU | 1009501
30-A1 | 30-A1 Central Justice Center | 30-A1-D2040-100-PSU01 | Sump Pump "" SP1"" | Chicago | DNA | SO76-003501 | OM00015856 | PFR-CJCBS-SMP05 | Caged area, GARAGE | NA | NA | NA | 3 | 480 | 3 | electric | 3 | NA | NA | \Classifications\Building System Class\D20-Plumbing\D2040 - Rain Drain\Sump Pump - PSU | 1009502
30-A1 | 30-A1 Central Justice Center | 30-A1-B2034-400-DOH02 | Roll up door motor 2 | Power Master | 362640 | H | OM00015872 |  | Loading Dock | 5L-290 | NA | NA | 3/4 | 110 | 9.6 | electric | 1 | NA | NA | \Classifications\Building System Class\B20-General Building Exterior\B2030 - Exterior Doors\Door,Overhead-Shutter,Manual,Elec,Roll-up - DOH | 1009506
30-A1 | 30-A1 Central Justice Center | 30-A1-B2034-400-DOH03 | Roll up door motor 3 | LIFT Master | 2911NZ40 | EH7511L4 | OM00013715 |  | Loading Dock | 5L-290 | NA | NA | 3/4 | 115 | 13.6 | electric | 1 | NA | NA | \Classifications\Building System Class\B20-General Building Exterior\B2030 - Exterior Doors\Door,Overhead-Shutter,Manual,Elec,Roll-up - DOH | 1009507
30-A1 | 30-A1 Central Justice Center | 30-A1-B2034-400-DOH04 | Roll up door motor 4 | Lift Master | 2911N1239 | GH7511L4E79930 | OM00000409 |  | Loading Dock | na | NA | NA | 3/4 | 115 | 13.6 | electric | 1 | NA | NA | \Classifications\Building System Class\B20-General Building Exterior\B2030 - Exterior Doors\Door,Overhead-Shutter,Manual,Elec,Roll-up - DOH | 1009508
30-A1 | 30-A1 Central Justice Center | 30-A1-D2023-310-HWP01 | Circulating Pump #1 | Grundfos | DNA | UP43-75 BF | OM00015880 |  | Basement, Mechanical hallway room B-18 | NA | NA | NA | DNA | 115 | DNA | electric | 1 | NA | NA | \Classifications\Building System Class\D20-Plumbing\D2020 - Domestic Water\Domestic Hot Water Circulating Pump - HWP | 1009509
30-A1 | 30-A1 Central Justice Center | 30-A1-D2023-310-HWP06 | Circulating Pump #6 | Grundfos | DNA | UP 431.75 BF | OM00015881 | DNA | Basement, Mechanical Hallway Room B-18 | NA | NA | NA | DNA | 110 | DNA | electric | 1 | NA | NA | \Classifications\Building System Class\D20-Plumbing\D2020 - Domestic Water\Domestic Hot Water Circulating Pump - HWP | 1009510
30-A1 | 30-A1 Central Justice Center | 30-A1-D2023-310-HWP03 | Circulating Pump #3 | Grundfos | 9549 | DNA | OM00015882 | PFR-CJCBS-PMP03 | Basement, Mechanical Hallway Room B-18 | NA | NA | NA | DNA | 115 | DNA | electric | 1 | NA | NA | \Classifications\Building System Class\D20-Plumbing\D2020 - Domestic Water\Domestic Hot Water Circulating Pump - HWP | 1009511
30-A1 | 30-A1 Central Justice Center | 30-A1-D2023-310-HWP04 | Circulating Pump #4 | Grundfos | DNA | 52722336 | OM00015884 | PFR-CJCBS-PMP02 | Basement, Mechanical Hallway Room B-18 | NA | NA | NA | DNA | 115 | 1.7 | electric | 1 | NA | NA | \Classifications\Building System Class\D20-Plumbing\D2020 - Domestic Water\Domestic Hot Water Circulating Pump - HWP | 1009512
30-A1 | 30-A1 Central Justice Center | 30-A1-D5092-210-GEN01 | Stand by Generator | Onan Genset | A010194779 | DFHB-4492806 | OM00015876 |  | Loading Dock Driveway | NA | NA | NA | 1200 | 480 | 12 OZ | Diesel | 3 | NA | NA | \Classifications\Building System Class\D50-Electrical SYS\D5090 - Elec SYS\Emergency Generator - GEN | 1009513
30-A1 | 30-A1 Central Justice Center | 30-A1-D2023-310-HWP05 | Hot water pump 5 | Taco | DNA | 1130 1 EC | OM00015842 | PFR-CJCBS-PMP14 | NORTHWEST BASEMENT #B-05 | NA | NA | NA | 1/8 | 110 | 2.6 | electric | 1 | NA | NA | \Classifications\Building System Class\D20-Plumbing\D2020 - Domestic Water\Domestic Hot Water Circulating Pump - HWP | 1009514
30-A1 | 30-A1 Central Justice Center | 30-A1-D2023-310-HWP02 | Hot water pump #2 | PACO COMP. | D2ZD21015A | 2 1/2 HD-LR62 | OM00015886 | PFR-CJCBS-PMP12 | Basement, Mechanical Hallway Room B-18 | NA | NA | NA | 25 | 480 | 30 | electric | 3 | NA | NA | \Classifications\Building System Class\D20-Plumbing\D2020 - Domestic Water\Domestic Hot Water Circulating Pump - HWP | 1009515
30-A1 | 30-A1 Central Justice Center | 30-A1-D4010-150-FMS01 | Stand Pipe, deluge system | Pump Engineering Co. | DNA | DNA | OM00015885 | PFR-CJCBS-EFP01 | Mechanical Room | NA | NA | NA | 20 | 480 | 23 | electric | 3 | NA | NA | \Classifications\Building System Class\D40-Fire Protection SYS\D4010 - Sprinkler SYS\Fire Systems, stand pipes - FMS | 1009516
30-A1 | 30-A1 Central Justice Center | 30-A1-D3090-114-CMP01 | Air Compressor #1 | Gardiner, Denver | 510060 | ACD-1002 | OM00000451 | PFR-CJCPH-AIR01 | Roof A | NA | NA | NA | 3 | 460 | 4.35 | electric | 3 | NA | NA | \Classifications\Building System Class\D30-HVAC Systems\D3090 - Other HVAC Systems and Equipment\Air Compressor - CMP | 1009517
30-A1 | 30-A1 Central Justice Center | 30-A1-D3041-110-AHU01 | Air Handler 1 | Trane | K94K79515 | MCCA006GAH | OM00015883 | PFR-CJCBS-AHU01 | Mechanical Room | A 59 | 4=16X20X2 4=12X24X1 4=24X24X1 | CHILLED WATER | 5 | 480 | DNA | electric | 3 | NA | NA | \Classifications\Building System Class\D30-HVAC Systems\D3040 - Distribution SYS\Air Handling Unit - AHU | 1009518
30-A1 | 30-A1 Central Justice Center | 30-A1-D3041-110-AHU02 | Air Handler 2 | Temtrol | 69647 | WF DV14 | OM00015867 | PFR-CJCBS-AHU04 | Record dept. | 2 B66 | 4=24X24X4 | CHILLED WATER | 7.5 | 460 | 9.3 | electric | 3 | NA | NA | \Classifications\Building System Class\D30-HVAC Systems\D3040 - Distribution SYS\Air Handling Unit - AHU | 1009519
30-A1 | 30-A1 Central Justice Center | 30-A1-D3041-110-AHU03 | Air Handler for Phone equipment 3 | Trane | K87C07611 | CCD871A60G | OM00015833 | PFR-CJCBS-AHU06 | Mechanical Room | (1) A59 | (4) 16X20X2 | CHILLED WATER | 5 | 480 | 7.5 | electric | 3 | NA | NA | \Classifications\Building System Class\D30-HVAC Systems\D3040 - Distribution SYS\Air Handling Unit - AHU | 1009520
30-A1 | 30-A1 Central Justice Center | 30-A1-D3041-110-AHU05 | Air Handler #5 | Recold | 18815 | AH-75 | OM00015840 | PFR-CJCBS-AHU09 | Mechanical Room, NW CORNER | 2=AP38 | MEDIA ROLL | NA | 1/2 | 460 | 1.1 | electric | 3 | NA | NA | \Classifications\Building System Class\D30-HVAC Systems\D3040 - Distribution SYS\Air Handling Unit - AHU | 1009521
30-A1 | 30-A1 Central Justice Center | 30-A1-D3042-220-EFN02 | Exhaust Fan EFN02 | Recold | H9928 | DNA | OM00015832 | PFR-CJCBS-EXF01 | Mechanical Room NORTH WEST | 2=B 120 | NA | NA | 7.5 | 460 | 10 | electric | 3 | NA | NA | \Classifications\Building System Class\D30-HVAC Systems\D3040 - Distribution SYS\Supply/Exhaust/Return fans- FAN | 1009524
30-A1 | 30-A1 Central Justice Center | 30-A1-D3042-220-EFN03 | Exhaust Fan EFN03 | Penn | 72826541 | WCB81 | OM00015889 | PFR-CJCBS-EXF02 | Parking Area | DNA | NA | NA | DNA | 240 | DNA | electric | 3 | NA | NA | \Classifications\Building System Class\D30-HVAC Systems\D3040 - Distribution SYS\Supply/Exhaust/Return fans- FAN | 1009525
30-A1 | 30-A1 Central Justice Center | 30-A1-D3042-220-EFN01 | Exhaust Fan EFN01 | Recold | 10007 | H-30 DIDW AFCL1 | OM00015787 | PFR-CJCBS-EXF08 | Parking Area | 2=B 112 | NA | NA | 7.5 | 480 | 10.6 | electric | 3 | NA | NA | \Classifications\Building System Class\D30-HVAC Systems\D3040 - Distribution SYS\Supply/Exhaust/Return fans- FAN | 1009526
30-A1 | 30-A1 Central Justice Center | 30-A1-D3042-220-EFN04 | Exhaust Fan EFN04 | DNA | DNA | DNA | OM00015866 | PFR-CJCBS-EXF10 | Parking Area | DNA | NA | NA | DNA | 480 | DNA | electric | 3 | NA | NA | \Classifications\Building System Class\D30-HVAC Systems\D3040 - Distribution SYS\Supply/Exhaust/Return fans- FAN | 1009527
30-A1 | 30-A1 Central Justice Center | 30-A1-D3042-220-EFN05 | Exhaust Fan EFN05, Wall Mounted bracket | dayton | DNA | DNA | OM00015863 | PFR-Cjcbs-exf11 | Mechanical Room C-11 W WING BASEMENT | NA | NA | NA | >5 | 115 | DNA | electric | 1 | NA | NA | \Classifications\Building System Class\D30-HVAC Systems\D3040 - Distribution SYS\Supply/Exhaust/Return fans- FAN | 1009528
30-A1 | 30-A1 Central Justice Center | 30-A1-D3042-220-EFN06 | Exhaust Fan EFN06, Wall Mounted bracket | DNA | DNA | DNA | OM00015848 | pfr-cjcbs-exf13 | Mechanical Room | DNA | NA | NA | DNA | 480 | DNA | electric | 3 | NA | NA | \Classifications\Building System Class\D30-HVAC Systems\D3040 - Distribution SYS\Supply/Exhaust/Return fans- FAN | 1009529
30-A1 | 30-A1 Central Justice Center | 30-A1-D3042-220-EFN13 | Exhaust Fan EFN13 | Recold | 9923 | h9923 | OM00015844 | pfr-cjcbs-ex14 | Mechanical Room WEST WING BASEMENT | 1=b 100 | NA | NA | 7.5 | 460 | 10.5 | electric | 3 | NA | NA | \Classifications\Building System Class\D30-HVAC Systems\D3040 - Distribution SYS\Supply/Exhaust/Return fans- FAN | 1009530
30-A1 | 30-A1 Central Justice Center | 30-A1-D3042-220-EFN07 | Exhaust Fan EFN07 | Loren Cook Co | S219221-00 | 270801 | OM00015841 | pfr-cjcbs-exf09 | Mechanical Room | DNA | NA | NA | 7.5 | 460 | 11 | electric | 3 | NA | NA | \Classifications\Building System Class\D30-HVAC Systems\D3040 - Distribution SYS\Supply/Exhaust/Return fans- FAN | 1009531
30-A1 | 30-A1 Central Justice Center | 30-A1-D3042-220-EFN08 | Exhaust Fan EFN08 for b-18 | DNA | DNA | DNA | OM00015797 |  | Mechanical Room | 1=1/2""x57"" GATES 2570 | NA | NA | 3/4 | 208 | 5.3 | electric | 1 | NA | NA | \Classifications\Building System Class\D30-HVAC Systems\D3040 - Distribution SYS\Supply/Exhaust/Return fans- FAN | 1009532
30-A1 | 30-A1 Central Justice Center | 30-A1-D5010-200-ESD08 | Electrical Switch Gear 8 | Powell Elec. Co | 35536 | DNA | OM00015810 | PFR-CJCBS-SWG01 | MECH ROOM A-19 CENTRAL BASEMENT | NA | NA | NA | NA | 460 | 1200 | electric | 3 | NA | NA | \Classifications\Building System Class\D50-Electrical SYS\D5010 - Elec Service & Dist\Electical Service and Distribution - ESD | 1009540
30-A1 | 30-A1 Central Justice Center | 30-A1-D5011-240-TRN01 | Transformer 1 | Westinghouse | 67F1934 | BAR 8317 | OM00000452 | DNA | MAIN ROOF TOWER | NA | NA | NA | NA | 480 | DNA | electric | 3 | NA | NA | \Classifications\Building System Class\D50-Electrical SYS\D5010 - Elec Service & Dist\Transformer - TRN | 1009543
30-A1 | 30-A1 Central Justice Center | 30-A1-D5011-240-TRN03 | Transformer 3 | Square D Co. | 004369-A1 | DNA | OM00015808 |  | Mech Area BASEMENT | NA | NA | NA | NA | 4160 | 1000KVA | electric | 3 | NA | NA | \Classifications\Building System Class\D50-Electrical SYS\D5010 - Elec Service & Dist\Transformer - TRN | 1009545
30-A1 | 30-A1 Central Justice Center | 30-A1-D5011-240-TRN04 | Transformer 4 | Westinghouse | 67f22338 | BAR8326 | OM00015807 | PFR-CJCBS-TRN02 | TRANSFORMER ROOM | NA | NA | NA | NA | 460 | DNA | electric | 3 | NA | NA | \Classifications\Building System Class\D50-Electrical SYS\D5010 - Elec Service & Dist\Transformer - TRN | 1009546
30-A1 | 30-A1 Central Justice Center | 30-A1-D5011-240-TRN09 | Transformer 9 | Westinghouse | 66M7315 | V46D28T22B | OM00015829 | PFR-CJCBS-TRN01 | DNA | NA | NA | NA | NA | DNA | DNA | electric | 3 | NA | NA | \Classifications\Building System Class\D50-Electrical SYS\D5010 - Elec Service & Dist\Transformer - TRN | 1009551
30-A1 | 30-A1 Central Justice Center | 30-A1-D3090-220-CMD01 | Air Dryer 1 | Hankinson | GR510A1151001055 | HPR5-10 | OM00015802 | PFR-CJCBS-DRY02 | Room B18 | NA | NA | R-134a | DNA | 110 | DNA | electric | 1 | NA | NA | \Classifications\Building System Class\D30-HVAC Systems\D3090 - Other HVAC Systems and Equipment\Compressed Air Dryer - CMD | 1009554
30-A1 | 30-A1 Central Justice Center | 30-A1-D3090-220-CMD02 | Air Dryer 2 | Hankinson | H51OA1150601132 | HPR5-10-115 | OM00015803 | DNA | Room B18 | NA | NA | R-134a | DNA | 110 | 3.2 | electric | 1 | NA | NA | \Classifications\Building System Class\D30-HVAC Systems\D3090 - Other HVAC Systems and Equipment\Compressed Air Dryer - CMD | 1009555
30-A1 | 30-A1 Central Justice Center | 30-A1-D4022-210-FSG01 | Fire Pump | Master Control | 91472 | MCRT280-50-46HX | OM00015805 |  | Room B18 CENTRAL BASEMENT | NA | NA | NA | 60 | 480 | 56 | electric | 3 | NA | NA | \Classifications\Building System Class\D40-Fire Protection SYS\D4020 - Stand Pipe\Pump,Fire,Electric Motor Driven - FSG | 1009557
30-A1 | 30-A1 Central Justice Center | 30-A1-D4022-210-JPM01 | Jockey Pump Fire Pump System | GRUNDFOS | CR2-80 | PMC2-3-46-13XE4 | OM00015806 |  | Room B18 CENTRAL BASEMENT | NA | NA | NA | 2 | 460 | 2.7 | electric | 3 | NA | NA | \Classifications\Building System Class\D40-Fire Protection SYS\D4020 - Stand Pipe\Jockey Pump - JPM | 1009558
30-A1 | 30-A1 Central Justice Center | 30-A1-D3031-100-PCH19 | PCH19 |  | 1BF061 M70 | 170218A | OM00015799 | DNA | Room B18 CENTRAL BASEMENT | NA | NA | NA | 5 | 460 | 6.4 | electric | 3 | NA | NA | \Classifications\Building System Class\D30-HVAC Systems\D3030 - Cooling SYS\Chilled Water Pump - PCH | 1009559
30-A1 | 30-A1 Central Justice Center | 30-A1-D3031-100-PCH20 | PCH20 | Bell and Gosett | 1BF061 E70 | 170216A | OM00015798 | DNA | Room B18 - Central Basement | NA | NA | NA | 5 | 480 | 6.4 | electric | 3 | NA | NA | \Classifications\Building System Class\D30-HVAC Systems\D3030 - Cooling SYS\Chilled Water Pump - PCH | 1009560
30-A1 | 30-A1 Central Justice Center | 30-A1-D3031-100-PCH01 | Chilled Water Pump #1 | LEESON | DNA | N364T17DBGA | OM00015900 | PFR-CJCBS-PMP11 | Room B18 CENTRAL BASEMENT | NA | NA | NA | 60 | 480 | 69.5 | electric | 3 | NA | NA | \Classifications\Building System Class\D30-HVAC Systems\D3030 - Cooling SYS\Chilled Water Pump - PCH | 1009561
30-A1 | 30-A1 Central Justice Center | 30-A1-D3031-100-PCH02 | Chilled Water Pump middle #2 | Pump Engineering Co. | C09H639A-M | H639A | OM00015899 | NA | Room B18 CENTRAL BASEMENT | NA | NA | NA | 60 | 480 | 70 | electric | 3 | NA | NA | \Classifications\Building System Class\D30-HVAC Systems\D3030 - Cooling SYS\Chilled Water Pump - PCH | 1009562
30-A1 | 30-A1 Central Justice Center | 30-A1-D3031-100-PCH03 | Chilled Water Pump #3 | Pump Engineering Co. | DNA | DNA | OM00015898 | DNA | Room B18 CENTRAL BASEMENT | NA | NA | NA | 73 | 480 | 60 | electric | 3 | NA | NA | \Classifications\Building System Class\D30-HVAC Systems\D3030 - Cooling SYS\Chilled Water Pump - PCH | 1009563
30-A1 | 30-A1 Central Justice Center | 30-A1-D2023-310-WBS01 | Pump for domestic water #1 | Pump Engineering Co. | D2ZD2101514 | 2 1/2 HD-LR62 | OM00015887 | PFR-CJCBS-PMP13 | Basement, Mech.hallway room 18 | NA | NA | NA | 25 | 480 | 29.1 | electric | 3 | NA | NA | \Classifications\Building System Class\D20-Plumbing\D2020 - Domestic Water\Domestic Water Booster System - WBS | 1009564
30-A1 | 30-A1 Central Justice Center | 30-A1-D3031-210-CDR01 | Condenser unit 1 | Trane | 2345U65BH | CGA180B400CD | OM00015877 |  | Loading Dock Area Outside | DNA | NA | R22 | 1 | 460 | 33.6 | electric | 3 | NA | NA | \Classifications\Building System Class\D30-HVAC Systems\D3030 - Cooling SYS\Condensing Unit, Air Cooled - CDR | 1009572
30-A1 | 30-A1 Central Justice Center | 30-A1-D3050-250-ACU11 | ACU Split System 11 | CARRIER | 1500E23151 | 384CC036320 | OM00015869 |  | Loading Dock Area Outside | DNA | NA | R-22 | 1/4 | 208/230 | 17.2 | electric | 1 | NA | NA | \Classifications\Building System Class\D30-HVAC Systems\D3050 - Package SYS\Air Conditioning,Split System - ACU | 1009573
30-A1 | 30-A1 Central Justice Center | 30-A1-D3050-250-ACU12 | ACU Split System 12 | Trane | k87d11840 | 17ACACC | OM00015850 | PFR-CJCBS-CDU02 | NORTH BASEMENT | DNA | NA | R-22 | 7.5 | 460 | DNA | electric | 3 | NA | NA | \Classifications\Building System Class\D30-HVAC Systems\D3050 - Package SYS\Air Conditioning,Split System - ACU | 1009574
30-A1 | 30-A1 Central Justice Center | 30-A1-D3050-250-ACU17 | Air Conditioning Split System | RHEEM | 5882F209706142 | RAKA-024VA2 | OM00000367 |  | 3RD FLOOR ROOF & W. WING W. HALL IDF | DNA | NA | R-22 | DNA | 208/230 | 16 | electric | 1 | NA | NA | \Classifications\Building System Class\D30-HVAC Systems\D3050 - Package SYS\Air Conditioning,Split System - ACU | 1009575
30-A1 | 30-A1 Central Justice Center | 30-A1-D3050-250-ACU13 | ACU Split System 14 | SANYO | 84202 | C182 | OM00000371 |  | 3rd Floor NORTH ROOF | DNA | NA | R22 | 1 | 240 | 15 | electric | 1 | NA | NA | \Classifications\Building System Class\D30-HVAC Systems\D3050 - Package SYS\Air Conditioning,Split System - ACU | 1009576
30-A1 | 30-A1 Central Justice Center | 30-A1-D3050-310-HPU01 | Heat Pump 1 | Rheem | 5044623940249 | RPDL-101CKA | OM00013713 |  | 3rd Floor West ROOF | 5L520 | 20X25X2 | R-22 | 1/3 | 240 | 5.6 | electric | 3 | NA | NA | \Classifications\Building System Class\D30-HVAC Systems\D3050 - Package SYS\Heat Pump,Air Cooled - HPU | 1009579
30-A1 | 30-A1 Central Justice Center | 30-A1-D3050-310-HPU02 | Heat Pump 2 | Rheem | 4824F08942861 | RPND-031VZ | OM00000370 |  | 3rd Floor NW ROOF | DNA | 20X25X2 | R-22 | 1/3 | 240 | 16.6 | electric | 1 | NA | NA | \Classifications\Building System Class\D30-HVAC Systems\D3050 - Package SYS\Heat Pump,Air Cooled - HPU | 1009580
30-A1 | 30-A1 Central Justice Center | 30-A1-D3041-230-RFN01 | Return Air Fan 2A | Recold | 72-4412 | 7490 | OM00015824 | PFR-CJC03-RTF03 | Room 308 SECURED WEST WING | BP-144 | NA | NA | 15 | 460 | 19 | electric | 3 | NA | NA | \Classifications\Building System Class\D30-HVAC Systems\D3040 - Distribution SYS\Supply/Exhaust/Return fans- FAN | 1009583
30-A1 | 30-A1 Central Justice Center | 30-A1-D3041-230-RFN02 | Return Air Fan 9 | Recold | 10031 | H20DIDW AFCL1 | OM00015815 | PFR-CJCO3-RTF02 | SECURED HALLWAY WEST WING WEST HALL | 2=B83 | NA | NA | 10 | 460 | 7 | electric | 3 | NA | NA | \Classifications\Building System Class\D30-HVAC Systems\D3040 - Distribution SYS\Supply/Exhaust/Return fans- FAN | 1009584
30-A1 | 30-A1 Central Justice Center | 30-A1-D3041-230-RFN03 | Return Air Fan 1A | BARRY BLOWER CO | 72-4411 | AF-DW | OM00015927 | PFR-CJC03-RTF04 | Room 376 | 2=A64 | NA | NA | 3 | 460 | 4.7 | electric | 3 | NA | NA | \Classifications\Building System Class\D30-HVAC Systems\D3040 - Distribution SYS\Supply/Exhaust/Return fans- FAN | 1009585
30-A1 | 30-A1 Central Justice Center | 30-A1-D3041-230-RFN05 | Return Air Fan 4 | WOODS | 30WA08 100167650 | 90JMPT/25/6/9 | OM00015987 |  | IDF 4.1, 4TH FLOOR SECURED HALLWAY NORTH SIDE | NA | NA | NA | 7.5 | 480 | 9.75 | electric | 3 | NA | NA | \Classifications\Building System Class\D30-HVAC Systems\D3040 - Distribution SYS\Supply/Exhaust/Return fans- FAN | 1009590
30-A1 | 30-A1 Central Justice Center | 30-A1-D3041-110-AHU14 | Air Handler AHU14 | Temtrol | T002961-001-00 | WF-DH66 | OM00015941 | DNA | Mech Room, WEST END OF N HALLWAY | 4=BX112 | 15=24X24X4 5=12X24X4, 15=24X24X1, 5=12X24X1 | CHILLED WATER | 25 | 480 | 30 | electric | 3 | NA | NA | \Classifications\Building System Class\D30-HVAC Systems\D3040 - Distribution SYS\Air Handling Unit - AHU | 1009591
30-A1 | 30-A1 Central Justice Center | 30-A1-D3041-230-RFN06 | Return Air Fan 6 | American Fan | P008RH042-01 | 90JM-25-6-9 | OM00015933 | DNA | Mech Room WESTEND OF N. HALLWAY | NA | NA | NA | 7.5 | 480 | 10.7 | electric | 3 | NA | NA | \Classifications\Building System Class\D30-HVAC Systems\D3040 - Distribution SYS\Supply/Exhaust/Return fans- FAN | 1009592
30-A1 | 30-A1 Central Justice Center | 30-A1-D3041-110-AHU15 | Air Handler AHU15 | Temtrol | U104108-001-00 | WF-DH69 | OM00015925 | DNA | Mech Room WEST END OF N HALLWAY | 4=BX112 | 15=24X24X4 5=12X24X4 15=24X24X1 5=12X24X1 | CHILLED WATER | 25 | 460 | 29.9 | electric | 3 | NA | NA | \Classifications\Building System Class\D30-HVAC Systems\D3040 - Distribution SYS\Air Handling Unit - AHU | 1009593
30-A1 | 30-A1 Central Justice Center | 30-A1-D3041-110-AHU16 | Air Handler AHU16, 6TH RM MECH ROOM | Temtrol | U103271-001-00 | WF-DH69 | OM00015948 | DNA | Mech Room, 6TH FLOOR MECH ROOM SECURED W END NORTH HALL | (3) BX116 | 15=24X24X4 15=24X24X1 5=12X24X1 5X12X24X4 | CHILLED WATER | 25 | 480 | 29.9 | electric | 3 | NA | NA | \Classifications\Building System Class\D30-HVAC Systems\D3040 - Distribution SYS\Air Handling Unit - AHU | 1009594
30-A1 | 30-A1 Central Justice Center | 30-A1-D1010-100-ELE01 | Elevator #1 Overhead Traction -#046964 | OTIS | 323112 | DNA | OM00026141 | State ID# 046964 | ROOF WEST SIDE TOWER | NA | NA | NA | 39 | 480 | 76 | Electric | 1 | NA | NA | \Classifications\Building System Class\D10-Conveyance Systems\D1010 - Elevator\Elevator,Electric,Pass/Freight - ELE | 1010812
30-A1 | 30-A1 Central Justice Center | 30-A1-D1010-100-ELE02 | Elevator #2 Overhead Traction #046965 | OTIS | DNA | DNA | OM00026104 | State ID# 046965 | ROOR TOWER . WEST SIDE | NA | NA | NA | 39 | 480 | 76 | Electric | 1 | NA | NA | \Classifications\Building System Class\D10-Conveyance Systems\D1010 - Elevator\Elevator,Electric,Pass/Freight - ELE | 1010813
30-A1 | 30-A1 Central Justice Center | 30-A1-D1010-100-ELE03 | Elevator #3 Overhead Traction #047357 | OTIS | 323114 | DNA | OM00026103 | State ID# 047357 | WEST SIDE ROOF MECH ROOM | NA | NA | NA | 39 | 480 | 76 | Electric | 3 | NA | NA | \Classifications\Building System Class\D10-Conveyance Systems\D1010 - Elevator\Elevator,Electric,Pass/Freight - ELE | 1010814
30-A1 | 30-A1 Central Justice Center | 30-A1-D1010-100-ELE04 | Elevator #4 Overhead Traction #047358 | OTIS | 323111 | DNA | OM00026102 | State ID# 047358 | MAIN TOWER ROOF | NA | NA | NA | 39 | 480 | 76 | Electric | 3 | NA | NA | \Classifications\Building System Class\D10-Conveyance Systems\D1010 - Elevator\Elevator,Electric,Pass/Freight - ELE | 1010815
30-A1 | 30-A1 Central Justice Center | 30-A1-D1010-100-ELE05 | Elevator #5 Overhead Traction #047337 | OTIS | DNA | DNA | OM00026093 | State ID# 047337 | TOWER ROOF SOUTH MECH ROOM | NA | NA | NA | 44 | 480 | 173 | Electric | 3 | NA | NA | \Classifications\Building System Class\D10-Conveyance Systems\D1010 - Elevator\Elevator,Electric,Pass/Freight - ELE | 1010816
30-A1 | 30-A1 Central Justice Center | 30-A1-D1010-100-ELE06 | Elevator #6 Overhead Traction #047338 | OTIS | 05193-1A | AAA21799B10235 | OM00026116 | State ID# 047338 | MAIN TOWER ROOF | NA | NA | NA | 21 | 480 | 44.5 | Electric | 3 | NA | NA | \Classifications\Building System Class\D10-Conveyance Systems\D1010 - Elevator\Elevator,Electric,Pass/Freight - ELE | 1010817
30-A1 | 30-A1 Central Justice Center | 30-A1-D1020-100-ESC01 | Escalator - ESC01 | OTIS | DNA | DNA | OM00026094 | State ID# 047340 | MAIN LOBBY | NA | NA | DNA | DNA | 460 | DNA | Electric | 3 | DNA | DNA | \Classifications\Building System Class\D10-Conveyance Systems\D1020 - Escalator\Escalator,Electric - ESC | 1010920
30-A1 | 30-A1 Central Justice Center | 30-A1-D1020-100-ESC02 | Escalator - ESC02 | OTIS | DNA | DNA | OM00026095 | State ID# 047339 | MAIN LOBBY | NA | DNA | NA | DNA | 460 | DNA | Electric | 3 | DNA | DNA | \Classifications\Building System Class\D10-Conveyance Systems\D1020 - Escalator\Escalator,Electric - ESC | 1010921
30-A1 | 30-A1 Central Justice Center | 30-A1-D1020-100-ESC03 | Escalator - ESC03 | OTIS | 22276675P | DNA | OM00026096 | State ID# 047342 | MAIN LOBBY FROM FLOORS 2-3 | NA | NA | NA | DNA | 480 | DNA | Electric | 3 | NA | NA | \Classifications\Building System Class\D10-Conveyance Systems\D1020 - Escalator\Escalator,Electric - ESC | 1010922
30-A1 | 30-A1 Central Justice Center | 30-A1-D1020-100-ESC04 | Escalator - ESC04 | OTIS | DNA | DNA | OM00026097 | State ID# 047341 | MAIN LOBBY FLOORS 2-.3 | NA | NA | NA | DNA | 480 | DNA | Electric | 3 | NA | NA | \Classifications\Building System Class\D10-Conveyance Systems\D1020 - Escalator\Escalator,Electric - ESC | 1010923
30-A1 | 30-A1 Central Justice Center | 30-A1-B2010-100-BLD01 | BUILDING STRUCTURE | NA | NA | NA | OM00000383 | NA | EXTERIOR | NA | NA | NA | NA | NA | NA | NA | NA | NA | NA | \Classifications\Building System Class\B20-General Building Exterior\B2010 - Exterior Walls\Building - BLD | 1012145
30-A1 | 30-A1 Central Justice Center | 30-A1-B2034-400-DOH07 | ROLL UP DOOR | DNA | KAE534352 | MG-74 | OM00025401 |  | Sally Port Bus Bay Door | NA | NA | NA | 3/4 | 460 | 1.7 | Electric | 3 | NA | NA | \Classifications\Building System Class\B20-General Building Exterior\B2030 - Exterior Doors\Door,Overhead-Shutter,Manual,Elec,Roll-up - DOH | 1012147
30-A1 | 30-A1 Central Justice Center | 30-A1-D3044-125-PHW01 | INDUSTRIAL HOT WATER PUMP | PACO | 2AZD21019A | 5BBKPSM | OM00015892 | DNA | BASEMENT MECH ROOM | DNA | NA | NA | 20 | 480 | 23.5 | Electric | 3 | NA | NA | \Classifications\Building System Class\D30-HVAC Systems\D3040 - Distribution SYS\Hot Water Pump - PHW | 1012149
30-A1 | 30-A1 Central Justice Center | 30-A1-D3050-250-ACU15 | ACU Split System 17 | CARRIER | 3699F49154 | 38AH-028-610AA | OM00013711 |  | 3RD FLOOR S. ROOF | NA | NA | R-22 | DNA | 460 | 56.3 | Electric | 3 | NA | NA | \Classifications\Building System Class\D30-HVAC Systems\D3050 - Package SYS\Air Conditioning,Split System - ACU | 1012152
30-A1 | 30-A1 Central Justice Center | 30-A1-D3050-250-ACU16 | ACU Split System 18 | RHEEM | 7134M050617905 | RAKB-060DAS | OM00002900 | DNA | WEST SIDE EXTERIOR | NA | NA | R22 | DNA | 460 | 8.6 | Electric | 3 | NA | NA | \Classifications\Building System Class\D30-HVAC Systems\D3050 - Package SYS\Air Conditioning,Split System - ACU | 1012153
30-A1 | 30-A1 Central Justice Center | 30-A1-D3041-110-AHU33 | AIR HANDLER AHU33 | TEMPTROL | 44053 | DHT-105 | OM00002893 | DNA | NORTH SIDE HOLDING AREA CEILING | B66 (2) | (6)16X25X26 | CHILLED WATER | 5 | 460 | 6.6 | Electric | 3 | NA | NA | \Classifications\Building System Class\D30-HVAC Systems\D3040 - Distribution SYS\Air Handling Unit - AHU | 1012154
30-A1 | 30-A1 Central Justice Center | 30-A1-D3041-110-AHU34 | AIR HANDLER UNIT AHU34 | WILLIAMS | 24202A | AH020W2080/R00 | OM00000416 | DNA | A.T.T. PHONE ROOM | 1=B-40 | 2=16X20X2 | CHILLED WATER | 15 | 460 | 2.1 | Electric | 3 | NA | NA | \Classifications\Building System Class\D30-HVAC Systems\D3040 - Distribution SYS\Air Handling Unit - AHU | 1012155
30-A1 | 30-A1 Central Justice Center | 30-A1-D3041-110-AHU35 | AIR HANDLER UNIT AHU35 | LIEBERT | DNA | DNA | OM00026124 | DNA | MAIN SERVER ROOM MAIN TOWER | (2) B42 | (6) 18X24X4 | CHILLED WATER | DNA | 460 | DNA | Electric | 3 | NA | NA | \Classifications\Building System Class\D30-HVAC Systems\D3040 - Distribution SYS\Air Handling Unit - AHU | 1012156
30-A1 | 30-A1 Central Justice Center | 30-A1-D3041-110-AHU36 | AIR HANDLER UNIT AHU36 | LIEBERT | DNA | DNA | OM00026125 | DNA | MAIN SERVER ROOM MAIN TOWER | (2) B42 | (4) 18X18X4 | CHILLED WATER | 5 | 460 | 6.3 | Electric | 3 | NA | NA | \Classifications\Building System Class\D30-HVAC Systems\D3040 - Distribution SYS\Air Handling Unit - AHU | 1012157
30-A1 | 30-A1 Central Justice Center | 30-A1-D3041-110-AHU37 | AIR HANDLER AHU37 | TEMPROL | 6100569-001-00 | WF DH69 | OM00000358 | DNA | 9TH FLOOR AIR HANDLER ROOM NORTH | (3) BX112 | (15) 24X24X2, (5) 12X24X2, (15) 24X24X4, (5) 12X24X4 | CHILLED WATER | 25 | 460 | 34 | Electric | 3 | NA | NA | \Classifications\Building System Class\D30-HVAC Systems\D3040 - Distribution SYS\Air Handling Unit - AHU | 1012158
30-A1 | 30-A1 Central Justice Center | 30-A1-D3041-110-AHU38 | AIR HANDLER AHU38, UNIT MAIN SERVER ROOM | LIEBERT | DNA | DNA | OM00026126 | DNA | FIRST FLOOR | (2) B42 | (4) 18X24X4 | CHILLED WATER | 5 | 460 | 6.3 | Electric | 3 | NA | NA | \Classifications\Building System Class\D30-HVAC Systems\D3040 - Distribution SYS\Air Handling Unit - AHU | 1012159
30-A1 | 30-A1 Central Justice Center | 30-A1-D3042-220-EFN16 | EXHAUST FAN EFN16 | RECOLD | 10070 | H40515W AF.CL1 | OM00026115 | DNA | MAIN TOWER ROOF | 3=B144 | NA | NA | 15 | 460 | 17.5 | Electric | 3 | NA | NA | \Classifications\Building System Class\D30-HVAC Systems\D3040 - Distribution SYS\Supply/Exhaust/Return fans- FAN | 1012161
30-A1 | 30-A1 Central Justice Center | 30-A1-D3042-220-EFN17 | EXHAUST FAN EFN17 | RECOLD | 10032 | H36 DIDW AF.CL1 | OM00026148 | DNA | TOP OF STAIRS OFF 3RD FLOOR W. WING | 3= B112 | NA | NA | 15 | 460 | 20 | Electric | 3 | NA | NA | \Classifications\Building System Class\D30-HVAC Systems\D3040 - Distribution SYS\Supply/Exhaust/Return fans- FAN | 1012162
30-A1 | 30-A1 Central Justice Center | 30-A1-D5037-710-FAP03 | Halon Fire Alarm Panel | Fire-Lite Alarms Inc. | EST-3 | MINISCAN 424A | OM00000362 | DNA | North west end basement telephone room | NA | NA | NA | NA | 120 | DNA | Electric | 1 | NA | NA | \Classifications\Building System Class\D50-Electrical SYS\D5030 - Comm & Security\Fire Alarm Panel - FAP | 1012163
30-A1 | 30-A1 Central Justice Center | 30-A1-B2034-400-DOH05 | ROLL UP DOOR, MANUAL DOH05 | DNA | DNA | DNA | OM00028601 |  | BASEMENT LOADING DOCK | NA | NA | NA | NA | NA | NA | OTHER | NA | NA | NA | \Classifications\Building System Class\B20-General Building Exterior\B2030 - Exterior Doors\Door,Overhead-Shutter,Manual,Elec,Roll-up - DOH | 1013388
30-A1 | 30-A1 Central Justice Center | 30-A1-D3042-220-EFN09 | EXHAUST FAN 9 | Recold | 72-4410 | DNA | OM00026147 | NA | 3RD FLOOR OFF STAIRS WEST WING | DNA | NA | NA | 5 | 230/460 | 9.4/4.7 | Electric | 3 | NA | NA | \Classifications\Building System Class\D30-HVAC Systems\D3040 - Distribution SYS\Supply/Exhaust/Return fans- FAN | 1013389
30-A1 | 30-A1 Central Justice Center | 30-A1-D3042-220-EFN10 | EXHAUST FAN 10 | DNA | H49DIDWAF-CL1 | 10069 | OM00000445 | NA | CENTRAL TOWER ROOF | 3=5V-1700 | NA | NA | NA | 460 | 51 | Electric | 3 | NA | NA | \Classifications\Building System Class\D30-HVAC Systems\D3040 - Distribution SYS\Supply/Exhaust/Return fans- FAN | 1013390
30-A1 | 30-A1 Central Justice Center | 30-A1-D3042-220-EFN11 | EXHAUST FAN EFN11 | TEMTROL | 44052 | DVT145 | OM00015854 | NA | S. WEST WING SOUTH SIDE | 2=B80 | NA | NA | NA | 46 | DNA | Electric | 3 | NA | NA | \Classifications\Building System Class\D30-HVAC Systems\D3040 - Distribution SYS\Supply/Exhaust/Return fans- FAN | 1013391
30-A1 | 30-A1 Central Justice Center | 30-A1-D3042-220-EFN15 | EXHAUST FAN 15 | RECOLD | 9921 | AF | OM00015852 | NA | WEST WING | (1) BX97 | NA | NA | 7 1/2 | 460 | 10.6 | ELECTRIC | 3 | NA | NA | \Classifications\Building System Class\D30-HVAC Systems\D3040 - Distribution SYS\Supply/Exhaust/Return fans- FAN | 1013392
30-A1 | 30-A1 Central Justice Center | 30-A1-D3041-230-RFN16 | RETURN FAN FOR AH27 | AMERICAN FAN CO | DNA | 90JM/25/6/9 28P/A | OM00025383 | NA | 11TH FLOOR W END OF N HALLWAY | NA | NA | NA | 7.5 | 460 | 10.5 | Electric | 3 | NA | NA | \Classifications\Building System Class\D30-HVAC Systems\D3040 - Distribution SYS\Supply/Exhaust/Return fans- FAN | 1013393
30-A1 | 30-A1 Central Justice Center | 30-A1-D3041-230-RFN17 | RETURN FAN FOR AH25 | AMERICAN FIRE CO | DNA | 90JM/25/6/9 28P/A | OM00026117 |  | 9th Floor AIR HANDLER ROOM W END OF N HALLWAY | [10 empty] | \Classifications\Building System Class\D30-HVAC Systems\D3040 - Distribution SYS\Supply/Exhaust/Return fans- FAN | 1013394
30-A1 | 30-A1 Central Justice Center | 30-A1-D3041-230-RFN18 | RETURN FAN FOR AH24 | AMERICAN FAN CO | DNA | 90JM/25/6/9 | OM00015996 | NA | W END OF N HALLWAY | NA | NA | NA | 7.5 | 460 | 10.7 | Electric | 3 | NA | NA | \Classifications\Building System Class\D30-HVAC Systems\D3040 - Distribution SYS\Supply/Exhaust/Return fans- FAN | 1013395
30-A1 | 30-A1 Central Justice Center | 30-A1-D3041-230-RFN19 | RETURN FAN RFN19 | RECOLD | 10010 | H-36-DIDWAFCL1 | OM00026143 | NA | 1ST FLOOR NORTH MECH ROOM | B-1362 | NA | NA | 15 | 460 | 19.4 | Electric | 3 | NA | NA | \Classifications\Building System Class\D30-HVAC Systems\D3040 - Distribution SYS\Supply/Exhaust/Return fans- FAN | 1013396
30-A1 | 30-A1 Central Justice Center | 30-A1-D3041-230-RFN20 | RETURN FAN RFN201 | RECOLD | 4888 | 30B10W | OM00026145 | NA | 1ST FLOOR W. WING W HALLWAY | 2=B120 | NA | NA | 15 | 460 | 20 | Electric | 3 | NA | NA | \Classifications\Building System Class\D30-HVAC Systems\D3040 - Distribution SYS\Supply/Exhaust/Return fans- FAN | 1013397
30-A1 | 30-A1 Central Justice Center | 30-A1-D3041-230-RFN21 | RETURN FAN FOR AH26 | AMERICAN FAN CO | 7285 | 90JM/25/6/9 28PA | OM00000373 | NA | 10TH FLOOR AIR HANDLER RM W END OF N HALLWAY | NA | NA | NA | 7.5 | 460 | 10.7 | ELECTRIC | 3 | NA | NA | \Classifications\Building System Class\D30-HVAC Systems\D3040 - Distribution SYS\Supply/Exhaust/Return fans- FAN | 1013398
30-A1 | 30-A1 Central Justice Center | 30-A1-D3041-230-RFN22 | RETURN FAN RFN22 | RECOLD | 9922 | DNA | OM00000414 | NA | Basement - WEST WING SOUTH | 2=B95 | NA | NA | NA | 460 | 6.8 | ELECTRIC | 3 | NA | NA | \Classifications\Building System Class\D30-HVAC Systems\D3040 - Distribution SYS\Supply/Exhaust/Return fans- FAN | 1013399
30-A1 | 30-A1 Central Justice Center | 30-A1-D4094-450-SFM01 | Halon Suppression System | Fenwal | A38542 | 31-192007-20 | OM00025279 | 592289 | Records Exhibit Room | NA | NA | NA | NA | 125 | 15 | Electric | 1 | NA | NA | \Classifications\Building System Class\D40-Fire Protection SYS\D4090 - Other Fire Protection Systems\Fire Suppression, Gaseous - SFM | 1013400
30-A1 | 30-A1 Central Justice Center | 30-A1-D2023-100-BFP01 | COLD WATER BACK FLOW BFP01 | WILKINS ZURN | 982064 | 975X1 | OM00000363 | DNA | SOUTH SIDE MECH ROOM | NA | NA | NA | NA | NA | NA | NA | NA | NA | NA | \Classifications\Building System Class\D20-Plumbing\D2020 - Domestic Water\Backflow Preventer - BFP | 1013401
30-A1 | 30-A1 Central Justice Center | 30-A1-D2023-100-BFP02 | DOMESTIC COLD WATER BACK FLOW BFP02 | WILKINS | B35611 | DNA | OM00000403 |  | MECH ROOM B18 Basement | NA | NA | NA | NA | NA | NA | NA | NA | NA | NA | \Classifications\Building System Class\D20-Plumbing\D2020 - Domestic Water\Backflow Preventer - BFP | 1013402
30-A1 | 30-A1 Central Justice Center | 30-A1-D3031-100-PCH09 | CHILLED WATER PUMP PCH09 | DNA | DNA | DNA | OM00026142 | NA | BASEMENT RECORDS OFFICE | NA | NA | NA | 1 1/2 | 208 230/460 | 2.4 | Electric | 3 | NA | NA | \Classifications\Building System Class\D30-HVAC Systems\D3030 - Cooling SYS\Chilled Water Pump - PCH | 1013404
30-A1 | 30-A1 Central Justice Center | 30-A1-D3020-100-HET02 | HOT WATER EXPANSION TANK INDUSTRIAL - HET02 | ADVANCE TANK & MFG CO | 1776 | DNA | OM00000446 | DNA | SOUTHSIDE TOWER | NA | NA | NA | NA | NA | NA | NA | NA | NA | NA | \Classifications\Building System Class\D30-HVAC Systems\D3020 - Heat SYS\Heater Water Expansion Tank - HET | 1013408
30-A1 | 30-A1 Central Justice Center | 30-A1-D3044-125-PHW05 | HOT WATER PUMP | Marathon Electric | DNA | KVA56C17FS322J | OM00036425 |  | Near Traffic, AHU 13 Room |  |  |  | .75 | 115 | 11 |  | 1 |  |  | \Classifications\Building System Class\D30-HVAC Systems\D3040 - Distribution SYS\Hot Water Pump - PHW | 1013410
30-A1 | 30-A1 Central Justice Center | 30-A1-D3050-310-HPU03 | Heat Pump HPU03 | CARRIER | 3899G30575 | 50JTQ012---601WW | OM00000353 |  | 3RD FLOOR S ROOF | 1=A50 | 4=20X20X2 | R-22 | DNA | 460 | 23.6 | ELECTRIC | 3 | NA | NA | \Classifications\Building System Class\D30-HVAC Systems\D3050 - Package SYS\Heat Pump,Air Cooled - HPU | 1013411
30-A1 | 30-A1 Central Justice Center | 30-A1-D3050-310-HPU04 | HEAT PUMP | CARRIER | 3899G630577 | 50TJQ012---601WW | OM00000352 | NA | 3RD FLOOR S. ROOF | 1=A50 | 4=20X20X2 | R-22 | DNA | 460 | 26.3 | Electric | 3 | NA | NA | \Classifications\Building System Class\D30-HVAC Systems\D3050 - Package SYS\Heat Pump,Air Cooled - HPU | 1013412
30-A1 | 30-A1 Central Justice Center | 30-A1-D3050-310-HPU05 | HEAT PUMP HPU05 | CARRIER | 3899630576 | 50TJQ012---601WW | OM00000349 | NA | 3RD FLOOR S. ROOF | A52 | 4=24X24X2 | R-22 | DNA | 460 | 26.3 | ELECTRIC | 3 | NA | NA | \Classifications\Building System Class\D30-HVAC Systems\D3050 - Package SYS\Heat Pump,Air Cooled - HPU | 1013413
30-A1 | 30-A1 Central Justice Center | 30-A1-D3050-310-HPU06 | HEAT PUMP HPU06 | CARRIER | 3899630578 | 50TJQ013---601WW | OM00000350 | NA | 3RD FLOOR S. ROOF | A52 | 4=24X24X2 | R-22 | DNA | 460 | 26.3 | Electric | 3 | NA | NA | \Classifications\Building System Class\D30-HVAC Systems\D3050 - Package SYS\Heat Pump,Air Cooled - HPU | 1013414
30-A1 | 30-A1 Central Justice Center | 30-A1-D3068-100-BAS01 | BUILDING AUTOMATION SYSTEM | SHUTTLE X | N41G00412D11971 | NSX2000 | OM00025318 | NA | MAIN TOWER 1ST FLOOR - Facilities | NA | NA | NA | NA | 115 | NA | ELECTRIC | 1 | NA | NA | \Classifications\Building System Class\D30-HVAC Systems\D3060 - Control & Inst Air\Building Automation System - BAS | 1013415
30-A1 | 30-A1 Central Justice Center | 30-A1-D3040-600-HES03 | HEAT EXCHANGER STEAM | DNA | DNA | DNA | OM00013708 | DNA | CENTRAL BASEMENT PUMP ROOM | NA | NA | NA | NA | NA | NA | NA | NA | NA | NA | \Classifications\Building System Class\D30-HVAC Systems\D3040 - Distribution SYS\Heat Exchanger,Steam - HES | 1013416
30-A1 | 30-A1 Central Justice Center | 30-A1-D3050-210-PKU01 | PACKAGE UNIT | CARRIER | 4607V0170 | 50AH-O6O---631 | OM00026109 | NA | ABOVE SELF HELP | DNA | DNA | R-22 | DNA | 460 | 9 | ELECTRIC | 3 | NA | NA | \Classifications\Building System Class\D30-HVAC Systems\D3050 - Package SYS\Package Unit - PKU | 1013418
30-A1 | 30-A1 Central Justice Center | 30-A1-D3050-210-PKU03 | PACKAGE UNIT A/C | TRANE | DNA | DNA | OM00013712 | NA | 3rd Floor Roof - Jury Assembly | AX-32 | 4=16X25X2 | R-22 | DNA | DNA | DNA | ELECTRIC | DNA | NA | NA | \Classifications\Building System Class\D30-HVAC Systems\D3050 - Package SYS\Package Unit - PKU | 1013420
30-A1 | 30-A1 Central Justice Center | 30-A1-D3050-210-PKU09 | PACKAGE UNIT | CARRIER | 4607V010153 | 50AH-036-551 | OM00026121 | NA | COLLECTIONS AREA | DNA | DNA | R-22 | DNA | 208 | 10.3 | ELECTRIC | 3 | NA | NA | \Classifications\Building System Class\D30-HVAC Systems\D3050 - Package SYS\Package Unit - PKU | 1013421
30-A1 | 30-A1 Central Justice Center | 30-A1-D3050-250-ACU06 | AIR CONDITIONING UNIT | TRANE | DNA | DNA | OM00000413 |  | TOWER ROOF EAST | DNA | 2=16X25X2 | R-22 | DNA | DNA | DNA | Electric | 3 | NA | NA | \Classifications\Building System Class\D30-HVAC Systems\D3050 - Package SYS\Air Conditioning,Split System - ACU | 1013423
30-A1 | 30-A1 Central Justice Center | 30-A1-D3050-250-ACU07 | AIR CONDITIONING UNIT | TRANE | DNA | DNA | OM00000412 |  | TOWER ROOF EAST | DNA | 2=16X25X2 | R-22 | DNA | DNA | DNA | ELECTRIC | 3 | NA | NA | \Classifications\Building System Class\D30-HVAC Systems\D3050 - Package SYS\Air Conditioning,Split System - ACU | 1013424
30-A1 | 30-A1 Central Justice Center | 30-A1-D3050-250-ACU08 | AIR CONDITIONING UNIT | CARRIER | 3999G20025 | 50TJQ007---611NA | OM00000354 |  | 3RD FLOOR SOUTH ROOF | 1 A39 | 2=16X25X2 | R-22 | DNA | 460 | 19.7 | Electric | 3 | NA | Na | \Classifications\Building System Class\D30-HVAC Systems\D3050 - Package SYS\Air Conditioning,Split System - ACU | 1013425
30-A1 | 30-A1 Central Justice Center | 30-A1-D3050-250-ACU09 | AIR CONDITIONING UNIT | CARRIER | 3999G20026 | 50TJQ007---611NA | OM00000351 |  | 3RD FLOOR SOUTH ROOF | A39 | 2=16X25X2 | R-22 | DNA | 460 | 19.7 | ELECTRIC | 3 | NA | NA | \Classifications\Building System Class\D30-HVAC Systems\D3050 - Package SYS\Air Conditioning,Split System - ACU | 1013426
30-A1 | 30-A1 Central Justice Center | 30-A1-G3010-210-PWT01 | DOMESTIC WATER TANK | ADANCED TANK & MFG | 17198 | DNA | OM00000411 | DNA | CENTRAL TOWER ROOF | NA | NA | NA | NA | NA | NA | Other | NA | NA | NA | \Classifications\Building System Class\G30-Site Mechanical Utilities\G3010 - Water Supply\Potable Water Storage Tank - PWT | 1013427
30-A1 | 30-A1 Central Justice Center | 30-A1-D3042-220-EFN18 | Exhaust Fan 18 | Penn Ventilator | 72826540 | WCB81 | OM00025243 |  | Wall above parking space #11 | [10 empty] | \Classifications\Building System Class\D30-HVAC Systems\D3040 - Distribution SYS\Supply/Exhaust/Return fans- FAN | 1015367
30-A1 | 30-A1 Central Justice Center | 30-A1-D5037-710-FAP05 | Fire Alarm Panel - FAP05 | Fike | DNA | 10-052 | OM00026123 |  | Data Center | [10 empty] | \Classifications\Building System Class\D50-Electrical SYS\D5030 - Comm & Security\Fire Alarm Panel - FAP | 1015368
30-A1 | 30-A1 Central Justice Center | 30-A1-C1020-110-FRD01 | Fire curtain | Smoke Guard |  | Reliance | OM00025245 |  | Floor 4, Hallway | [10 empty] | \Classifications\Building System Class\C10-General Building Interior\C1020 - Fire Doors\Fire Doors - FRD | 1015424
30-A1 | 30-A1 Central Justice Center | 30-A1-C1020-110-FRD02 | Fire curtain | Smoke Guard |  | Reliance | OM00025246 |  | Floor 4, Hallway | [10 empty] | \Classifications\Building System Class\C10-General Building Interior\C1020 - Fire Doors\Fire Doors - FRD | 1015425
30-A1 | 30-A1 Central Justice Center | 30-A1-C1020-110-FRD03 | Fire curtain | Smoke Guard |  | Reliance | OM00025247 |  | Floor 4, Hallway | [10 empty] | \Classifications\Building System Class\C10-General Building Interior\C1020 - Fire Doors\Fire Doors - FRD | 1015426
30-A1 | 30-A1 Central Justice Center | 30-A1-C1020-110-FRD04 | Fire curtain | Smoke Guard |  | Reliance | OM00025248 |  | Floor 4, Hallway | [10 empty] | \Classifications\Building System Class\C10-General Building Interior\C1020 - Fire Doors\Fire Doors - FRD | 1015427
30-A1 | 30-A1 Central Justice Center | 30-A1-C1020-110-FRD05 | Fire curtain | Smoke Guard |  | Reliance | OM00025249 |  | Floor 5, Hallway | [10 empty] | \Classifications\Building System Class\C10-General Building Interior\C1020 - Fire Doors\Fire Doors - FRD | 1015428
30-A1 | 30-A1 Central Justice Center | 30-A1-C1020-110-FRD06 | Fire curtain | Smoke Guard |  | Reliance | OM00025250 |  | Floor 5, Hallway | [10 empty] | \Classifications\Building System Class\C10-General Building Interior\C1020 - Fire Doors\Fire Doors - FRD | 1015429
30-A1 | 30-A1 Central Justice Center | 30-A1-C1020-110-FRD07 | Fire curtain | Smoke Guard |  | Reliance | OM00025251 |  | Floor 5 Hallway | [10 empty] | \Classifications\Building System Class\C10-General Building Interior\C1020 - Fire Doors\Fire Doors - FRD | 1015430
30-A1 | 30-A1 Central Justice Center | 30-A1-C1020-110-FRD08 | Fire curtain | Smoke Guard |  | Reliance | OM00025252 |  | Floor 5 , Hallway | [10 empty] | \Classifications\Building System Class\C10-General Building Interior\C1020 - Fire Doors\Fire Doors - FRD | 1015431
30-A1 | 30-A1 Central Justice Center | 30-A1-C1020-110-FRD09 | Fire curtain | Smoke Guard |  | Reliance | OM00025253 |  | Floor 6, Hallway | [10 empty] | \Classifications\Building System Class\C10-General Building Interior\C1020 - Fire Doors\Fire Doors - FRD | 1015432
30-A1 | 30-A1 Central Justice Center | 30-A1-C1020-110-FRD10 | Fire curtain | Smoke Guard |  | Reliance | OM00025254 |  | Floor 6, Hallway | [10 empty] | \Classifications\Building System Class\C10-General Building Interior\C1020 - Fire Doors\Fire Doors - FRD | 1015433
30-A1 | 30-A1 Central Justice Center | 30-A1-C1020-110-FRD11 | Fire curtain | Smoke Guard |  | Reliance | OM00025255 |  | Floor 6, Hallway | [10 empty] | \Classifications\Building System Class\C10-General Building Interior\C1020 - Fire Doors\Fire Doors - FRD | 1015434
30-A1 | 30-A1 Central Justice Center | 30-A1-C1020-110-FRD12 | Fire curtain | Smoke Guard |  | Reliance | OM00025256 |  | Floor 6, Hallway | [10 empty] | \Classifications\Building System Class\C10-General Building Interior\C1020 - Fire Doors\Fire Doors - FRD | 1015436
30-A1 | 30-A1 Central Justice Center | 30-A1-C1020-110-FRD13 | Fire curtain | Smoke Guard |  | Reliance | OM00025257 |  | Floor 7, Hallway | [10 empty] | \Classifications\Building System Class\C10-General Building Interior\C1020 - Fire Doors\Fire Doors - FRD | 1015437
30-A1 | 30-A1 Central Justice Center | 30-A1-C1020-110-FRD14 | Fire curtain | Smoke Guard |  | Reliance | OM00025258 |  | Floor 7, Hallway | [10 empty] | \Classifications\Building System Class\C10-General Building Interior\C1020 - Fire Doors\Fire Doors - FRD | 1015438
30-A1 | 30-A1 Central Justice Center | 30-A1-C1020-110-FRD15 | Fire curtain | Smoke Guard |  | Reliance | OM00025259 |  | Floor 7, Hallway | [10 empty] | \Classifications\Building System Class\C10-General Building Interior\C1020 - Fire Doors\Fire Doors - FRD | 1015439
30-A1 | 30-A1 Central Justice Center | 30-A1-C1020-110-FRD16 | Fire curtain | Smoke Guard |  | Reliance | OM00025260 |  | Floor 7, Hallway | [10 empty] | \Classifications\Building System Class\C10-General Building Interior\C1020 - Fire Doors\Fire Doors - FRD | 1015440
30-A1 | 30-A1 Central Justice Center | 30-A1-C1020-110-FRD17 | Fire curtain | Smoke Guard |  | Reliance | OM00025261 |  | Floor 8, Public Hallway | [10 empty] | \Classifications\Building System Class\C10-General Building Interior\C1020 - Fire Doors\Fire Doors - FRD | 1015456
30-A1 | 30-A1 Central Justice Center | 30-A1-C1020-110-FRD18 | Fire curtain | Smoke Guard |  | Reliance | OM00025262 |  | Floor 8, Public Hallway | [10 empty] | \Classifications\Building System Class\C10-General Building Interior\C1020 - Fire Doors\Fire Doors - FRD | 1015457
30-A1 | 30-A1 Central Justice Center | 30-A1-C1020-110-FRD19 | Fire curtain | Smoke Guard |  | Reliance | OM00025263 |  | Floor 8, Public Hallway | [10 empty] | \Classifications\Building System Class\C10-General Building Interior\C1020 - Fire Doors\Fire Doors - FRD | 1015458
30-A1 | 30-A1 Central Justice Center | 30-A1-C1020-110-FRD20 | Fire curtain | Smoke Guard |  | Reliance | OM00025264 |  | Floor 8, Public Hallway | [10 empty] | \Classifications\Building System Class\C10-General Building Interior\C1020 - Fire Doors\Fire Doors - FRD | 1015459
30-A1 | 30-A1 Central Justice Center | 30-A1-C1020-110-FRD21 | Fire curtain | Smoke Guard |  | Reliance | OM00025265 |  | Floor 9, Public Hallway | [10 empty] | \Classifications\Building System Class\C10-General Building Interior\C1020 - Fire Doors\Fire Doors - FRD | 1015460
30-A1 | 30-A1 Central Justice Center | 30-A1-C1020-110-FRD22 | Fire curtain | Smoke Guard |  | Reliance | OM00025266 |  | Floor 9, Public Hallway | [10 empty] | \Classifications\Building System Class\C10-General Building Interior\C1020 - Fire Doors\Fire Doors - FRD | 1015461
30-A1 | 30-A1 Central Justice Center | 30-A1-C1020-110-FRD23 | Fire curtain | Smoke Guard |  | Reliance | OM00025267 |  | Floor 9 , Public Hallway | [10 empty] | \Classifications\Building System Class\C10-General Building Interior\C1020 - Fire Doors\Fire Doors - FRD | 1015462
30-A1 | 30-A1 Central Justice Center | 30-A1-C1020-110-FRD24 | Fire curtain | Smoke Guard |  | Reliance | OM00025268 |  | Floor 9 | [10 empty] | \Classifications\Building System Class\C10-General Building Interior\C1020 - Fire Doors\Fire Doors - FRD | 1015463
30-A1 | 30-A1 Central Justice Center | 30-A1-C1020-110-FRD25 | Fire curtain | Smoke Guard |  | Reliance | OM00025269 |  | Floor 10 , Public Hallway | [10 empty] | \Classifications\Building System Class\C10-General Building Interior\C1020 - Fire Doors\Fire Doors - FRD | 1015464
30-A1 | 30-A1 Central Justice Center | 30-A1-C1020-110-FRD26 | Fire curtain | Smoke Guard |  | Reliance | OM00025270 |  | Floor 10 , Public Hallway | [10 empty] | \Classifications\Building System Class\C10-General Building Interior\C1020 - Fire Doors\Fire Doors - FRD | 1015465
30-A1 | 30-A1 Central Justice Center | 30-A1-C1020-110-FRD27 | Fire curtain | Smoke Guard |  | Reliance | OM00025271 |  | Floor 10, Public Hallway | [10 empty] | \Classifications\Building System Class\C10-General Building Interior\C1020 - Fire Doors\Fire Doors - FRD | 1015466
30-A1 | 30-A1 Central Justice Center | 30-A1-C1020-110-FRD28 | Fire curtain | Smoke Guard |  | Reliance | OM00025272 |  | Floor 10 , Public Hallway | [10 empty] | \Classifications\Building System Class\C10-General Building Interior\C1020 - Fire Doors\Fire Doors - FRD | 1015467
30-A1 | 30-A1 Central Justice Center | 30-A1-C1020-110-FRD29 | Fire curtain | Smoke Guard |  | Reliance | OM00025273 |  | Floor 11, Public Hallway | [10 empty] | \Classifications\Building System Class\C10-General Building Interior\C1020 - Fire Doors\Fire Doors - FRD | 1015468
30-A1 | 30-A1 Central Justice Center | 30-A1-C1020-110-FRD30 | Fire curtain | Smoke Guard |  | Reliance | OM00025274 |  | Floor 11, Public Hallway | [10 empty] | \Classifications\Building System Class\C10-General Building Interior\C1020 - Fire Doors\Fire Doors - FRD | 1015469
30-A1 | 30-A1 Central Justice Center | 30-A1-C1020-110-FRD31 | Fire curtain | Smoke Guard |  | Reliance | OM00025275 |  | Floor 11, Public Hallway | [10 empty] | \Classifications\Building System Class\C10-General Building Interior\C1020 - Fire Doors\Fire Doors - FRD | 1015470
30-A1 | 30-A1 Central Justice Center | 30-A1-C1020-110-FRD32 | Fire curtain | Smoke Guard |  | Reliance | OM00025276 |  | Floor 11 , Public Hallway | [10 empty] | \Classifications\Building System Class\C10-General Building Interior\C1020 - Fire Doors\Fire Doors - FRD | 1015471
30-A1 | 30-A1 Central Justice Center | 30-A1-D4013-200-PRE01 | Deluge System, Data Center | Viking | DNA | DNA | OM00025278 |  | Closet behind Data Center | [10 empty] | \Classifications\Building System Class\D40-Fire Protection SYS\D4010 - Sprinkler SYS\Fire Systems, Preaction System - PRE | 1015781
30-A1 | 30-A1 Central Justice Center | 30-A1-D4094-450-SFM03 | Halon Suppression System | Kidde | 87513 | 89920103 | OM00013707 |  | Basement Air Handler Room, NW side of basement | [10 empty] | \Classifications\Building System Class\D40-Fire Protection SYS\D4090 - Other Fire Protection Systems\Fire Suppression, Gaseous - SFM | 1015782
30-A1 | 30-A1 Central Justice Center | 30-A1-D4013-200-PRE02 | Deluge System, ATT Room | Viking | DNA | DNA | OM00025280 |  | Basement, Garage, In front of Space 165 | [10 empty] | \Classifications\Building System Class\D40-Fire Protection SYS\D4010 - Sprinkler SYS\Fire Systems, Preaction System - PRE | 1015783
30-A1 | 30-A1 Central Justice Center | 30-A1-D5037-710-FAP06 | Fire Alarm Panel | Fenwal | DNA | Model 2210 | OM00036424 | [12 empty] | \Classifications\Building System Class\D50-Electrical SYS\D5030 - Comm & Security\Fire Alarm Panel - FAP | 1015815
30-A1 | 30-A1 Central Justice Center | 30-A1-D4094-450-SFM02 | FE-227 Clean Agent Extinguishing System | Fike | 0206942 | DNA | OM00025277 |  | Closet behind Data Center | [10 empty] | \Classifications\Building System Class\D40-Fire Protection SYS\D4090 - Other Fire Protection Systems\Fire Suppression, Gaseous - SFM | 1015816
30-A1 | 30-A1 Central Justice Center | 30-A1-D3031-100-PCH16 | Pump for condensation tank 1 | Grundfos | 0323 | A97658065P11319 | OM00025292 |  | Mechanical Room |  |  |  | 7.5 | 240 | 19-18/9 |  | 3 |  |  | \Classifications\Building System Class\D30-HVAC Systems\D3030 - Cooling SYS\Chilled Water Pump - PCH | 1015915
30-A1 | 30-A1 Central Justice Center | 30-A1-D3031-100-PCH17 | Pump for condensation tank 2 | Grundfos | 0324 | A97658065P11319 | OM00025293 |  | Mechanical Room |  |  |  | 7.5 | 240 | 19-18/9 |  | 3 |  |  | \Classifications\Building System Class\D30-HVAC Systems\D3030 - Cooling SYS\Chilled Water Pump - PCH | 1015918
30-A1 | 30-A1 Central Justice Center | 30-A1-D3055-260-WAC02 | Wall Air Conditioner w/ Heat | Friedrich | DNA | Uni-Fit UE0D11 | OM00025298 |  | Secure Parking Entrance |  |  | R-410a |  | Other | 7.5 | Electric | 1 |  | 8000 | \Classifications\Building System Class\D30-HVAC Systems\D3050 - Package SYS\Window Air Conditioner- WAC | 1016688
30-A1 | 30-A1 Central Justice Center | 30-A1-D2040-100-PSU05 | Sewage Ejector Pump | Tsurumi | B-10773417 | 100C43.7-CR-63 | OM00025299 |  | Parking Garage |  |  |  | 5 HP | 480 | 6.9 |  | 3 |  |  | \Classifications\Building System Class\D20-Plumbing\D2040 - Rain Drain\Sump Pump - PSU | 1016699
30-A1 | 30-A1 Central Justice Center | 30-A1-D2040-100-PSU06 | Sewage Ejector Pump | Tsurumi | B-10773415 | 100C43.7-CR-63 | OM00025300 |  | Parking Garage |  |  |  | 5 | 480 | 6.9 |  | 3 |  |  | \Classifications\Building System Class\D20-Plumbing\D2040 - Rain Drain\Sump Pump - PSU | 1016700
30-A1 | 30-A1 Central Justice Center | 30-A1-D3090-114-CMP05 | Air Compressor 05 | Quincy | UTZ450758 | BMQT15ST | OM00025304 | State ID# A013305-15 | Basement compressor room | Qty (2) B94 | 110377E100 |  | 10 |  | 12.5 |  |  |  |  | \Classifications\Building System Class\D30-HVAC Systems\D3090 - Other HVAC Systems and Equipment\Air Compressor - CMP | 1017311
30-A1 | 30-A1 Central Justice Center | 30-A1-D3090-114-CMP06 | Air Compressor 06 | Quincy | QU1211120011 | BMQT15ST | OM00025305 | State ID# A013304-15 | Basement compressor room | Qty (2) B-94 | 110377E100 |  | 10 | 480 | 12.5 |  |  |  |  | \Classifications\Building System Class\D30-HVAC Systems\D3090 - Other HVAC Systems and Equipment\Air Compressor - CMP | 1017312
30-A1 | 30-A1 Central Justice Center | 30-A1-D3041-230-RFN23 | Return Fan 23 | Recold | 10047 | H-20 DIDW AF-CL1 | OM00000402 |  | 3rd Floor Main Tower Mechanical Room | NA | NA | NA | 5 hp | 480 | DNA | Electric | 1 | NA | NA | \Classifications\Building System Class\D30-HVAC Systems\D3040 - Distribution SYS\Supply/Exhaust/Return fans- FAN | 1017758
30-A1 | 30-A1 Central Justice Center | 30-A1-B2034-400-DOH08 | ROLL UP GATE | Cokson Rolling Doors | AA18010674 | R1 | OM00025320 |  | Southwest end | [10 empty] | \Classifications\Building System Class\B20-General Building Exterior\B2030 - Exterior Doors\Door,Overhead-Shutter,Manual,Elec,Roll-up - DOH | 1018023
30-A1 | 30-A1 Central Justice Center | 30-A1-D3044-125-PHW07 | Pump Hot Water PHW07 | Paco | 1971088206-10 | 98556050 | OM00025327 |  | Mechanical room B18 |  |  |  | 20 | Other | 47/23.5 |  |  |  |  | \Classifications\Building System Class\D30-HVAC Systems\D3040 - Distribution SYS\Hot Water Pump - PHW | 1018775
30-A1 | 30-A1 Central Justice Center | 30-A1-D3040-600-HES04 | Heat Exchanger Steam HES04 | Armstrong | 9994 | 665 | OM00025328 |  | Mechanical room B18 | [10 empty] | \Classifications\Building System Class\D30-HVAC Systems\D3040 - Distribution SYS\Heat Exchanger,Steam - HES | 1018776
30-A1 | 30-A1 Central Justice Center | 30-A1-D3040-600-HES05 | Heat Exchanger Steam 05 | Armstrong | 9995 | 665 | OM00025329 |  | Mechanical room B18 | [10 empty] | \Classifications\Building System Class\D30-HVAC Systems\D3040 - Distribution SYS\Heat Exchanger,Steam - HES | 1018777
30-A1 | 30-A1 Central Justice Center | 30-A1-D5011-240-TRN16 | Transformer 16 | Sierra | 19644-1 | Cat No 225 TCH22GE | OM00025322 | PFR-CJC10-TRN01 | 10th Floor, Main Electrical Room | NA | NA | NA | NA | 480 | 225 | Electric | DNA | NA | NA | \Classifications\Building System Class\D50-Electrical SYS\D5010 - Elec Service & Dist\Transformer - TRN | 1018956
30-A1 | 30-A1 Central Justice Center | 30-A1-D5011-240-TRN17 | Transformer 17 | Square D Comp (MGM) | 98-2-47946 | 101-50 Cat No AC374-N0155H | OM00025323 |  | 9th Floor, Main Elec Room | NA | NA | NA | NA | Other | 150 | Electric | 3 | NA | NA | \Classifications\Building System Class\D50-Electrical SYS\D5010 - Elec Service & Dist\Transformer - TRN | 1018957
30-A1 | 30-A1 Central Justice Center | 30-A1-D5011-240-TRN18 | Transformer 18 | Sqaure D Sorgel | 120128 | 101-50 | OM00025324 |  | 8th Floor, Main Elec Room | NA | NA | NA | NA | 480 | 225 | Electric | 3 | NA | NA | \Classifications\Building System Class\D50-Electrical SYS\D5010 - Elec Service & Dist\Transformer - TRN | 1018958
30-A1 | 30-A1 Central Justice Center | 30-A1-D5011-240-TRN19 | Transformer 19 | Square D | 994195-B1 | Model III Unit Substation | OM00025325 |  | DNA | NA | NA | NA | NA | 480 | 500 | Electric | 3 | NA | NA | \Classifications\Building System Class\D50-Electrical SYS\D5010 - Elec Service & Dist\Transformer - TRN | 1018959
30-A1 | 30-A1 Central Justice Center | 30-A1-D5011-240-TRN20 | Transformer 20 | Powell Electrical | S.O. 35537 | T6AA | OM00015943 | PFR-CJC06-TRN01 | 6th Floor, Main Elec Room | NA | NA | NA | NA | 480 | 400 | Electric | 3 | NA | NA | \Classifications\Building System Class\D50-Electrical SYS\D5010 - Elec Service & Dist\Transformer - TRN | 1018960
30-A1 | 30-A1 Central Justice Center | 30-A1-D5011-240-TRN22 | Transformer 22 | Westinghouse | 66G15407 | V46D28T22B | OM00015749 | PFR-CJC01-TRN01 | 1st Floor, Main Elec Room - Behind Security Desk | NA | NA | NA | NA | Other | 225 KVA | Electric | 3 | NA | NA | \Classifications\Building System Class\D50-Electrical SYS\D5010 - Elec Service & Dist\Transformer - TRN | 1018961
30-A1 | 30-A1 Central Justice Center | 30-A1-D5011-240-TRN23 | Transformer 23 | Westinghouse | 67F1937 | BAR8327 | OM00015830 | PFR-CJCBS-TRN05 | Basement | NA | NA | NA | NA | 480 | 500 KVA | Electric | 3 | NA | NA | \Classifications\Building System Class\D50-Electrical SYS\D5010 - Elec Service & Dist\Transformer - TRN | 1018962
30-A1 | 30-A1 Central Justice Center | 30-A1-D5011-240-TRN24 | Transformer 24 | Westinghouse | 66H8253 | V46D28T22B | OM00015858 | PFR-CJCBS - TRN08 | Basement | NA | NA | NA | NA | Other | 225 KVA | Electric | 3 | NA | NA | \Classifications\Building System Class\D50-Electrical SYS\D5010 - Elec Service & Dist\Transformer - TRN | 1018963
30-A1 | 30-A1 Central Justice Center | 30-A1-D5011-240-TRN25 | Transformer 25 | Westinghouse | 67F1936 | BAR8327 | OM00015860 |  | Basement, West Wing - Near ELE 12 | NA | NA | NA | NA | 480 | 500 KVA | Electric | 3 | NA | NA | \Classifications\Building System Class\D50-Electrical SYS\D5010 - Elec Service & Dist\Transformer - TRN | 1018964
30-A1 | 30-A1 Central Justice Center | 30-A1-D2023-100-BFP04 | Backflow | Febco | 005791 | LF 825Y | OM00025360 |  | Basement, Chilled water pump room | NA | NA | NA | NA | NA | NA | NA | NA | NA | NA | \Classifications\Building System Class\D20-Plumbing\D2020 - Domestic Water\Backflow Preventer - BFP | 1018966
30-A1 | 30-A1 Central Justice Center | 30-A1-D5011-240-TRN21 | Transformer 21 | Westinghouse | 67A1347 | V46D28T1ZE | OM00015986 | PFR-CJC04-TRN01 | 4th Floor, Main Elec Room | NA | NA | NA | NA | Other | 112.5 KVA | Electric | 3 | NA | NA | \Classifications\Building System Class\D50-Electrical SYS\D5010 - Elec Service & Dist\Transformer - TRN | 1018968
30-A1 | 30-A1 Central Justice Center | 30-A1-D3041-110-AHU42 | AHU CHILLED WATER MINIMATE | LIEBERT | 0150N57831 | MM04043AOODO | OM00025363 |  |  | NA | (1)-20x20x4 | CHILLED WATER | 1/2 HP | Other | 1.4 | Electric | 3 | NA | NA | \Classifications\Building System Class\D30-HVAC Systems\D3040 - Distribution SYS\Air Handling Unit - AHU | 1019489
30-A1 | 30-A1 Central Justice Center | 30-A1-D2023-100-BFP05 | Backflow BFP05 | Wilkins | L75035 | Wilkins 375 | OM00025380 |  |  | NA | NA | NA | NA | NA | NA | NA | NA | NA | NA | \Classifications\Building System Class\D20-Plumbing\D2020 - Domestic Water\Backflow Preventer - BFP | 1019754
30-A1 | 30-A1 Central Justice Center | 30-A1-D3042-220-EFN19 | Exhaust Fan EFN19 | Centralaire | 34168R01 | L1218 | OM00025381 |  | West Wing/West Secured Hallway | A-36 (2) | NA | NA | 3 | Other | 4.3 | Electric | 3 | NA | NA | \Classifications\Building System Class\D30-HVAC Systems\D3040 - Distribution SYS\Supply/Exhaust/Return fans- FAN | 1019755
30-A1 | 30-A1 Central Justice Center | 30-A1-D2023-310-HWP17 | HWP17 | Taco | DNA | 1611B3E | OM00025382 |  | West Wing Secured Hall Mech Room | NA | NA | NA | DNA | DNA | DNA | Electric | DNA | NA | NA | \Classifications\Building System Class\D20-Plumbing\D2020 - Domestic Water\Domestic Hot Water Circulating Pump - HWP | 1019756
30-A1 | 30-A1 Central Justice Center | 30-A1-D2023-310-HWP18 | Hot Water Pump HWP18 | Bell & Gossett | 1AF00LFJ51 | 321635 | OM00025378 |  | West Wing | NA | NA | NA | 5 | DNA | DNA | NA | DNA | NA | NA | \Classifications\Building System Class\D20-Plumbing\D2020 - Domestic Water\Domestic Hot Water Circulating Pump - HWP | 1020095
30-A1 | 30-A1 Central Justice Center | 30-A1-D2023-310-HWP20 | Hot Water Pump 20 | Taco | 03/16 | 1611E3E8 4.75 |  |  | Floor 3 Sector C West Mechanical room | NA | NA | NA | DNA | DNA | DNA | Electric | DNA | NA | NA | \Classifications\Building System Class\D20-Plumbing\D2020 - Domestic Water\Domestic Hot Water Circulating Pump - HWP | 1020462
30-A1 | 30-A1 Central Justice Center | 30-A1-D3042-220-EFN20 | Exhaust Fan 20 | DNA | DNA | DNA | OM00025387 |  | Floor 2 Sector A Roof access from Cafeteria Patio | 1-A36 | DNA | NA | 3/4 hp 1/4 hp | 460 | 1.3 amp 0.85 amp | Electric | 3 | NA | NA | \Classifications\Building System Class\D30-HVAC Systems\D3040 - Distribution SYS\Supply/Exhaust/Return fans- FAN | 1020463
30-A1 | 30-A1 Central Justice Center | 30-A1-D3042-220-EFN21 | Exhaust Fan 21 | DNA | DNA | DNA | OM00025388 |  | Floor 3 Sector C roof south east end | 1-A32 | DNA | NA | 3/4 hp 1/10 hp | 460 | 1.3 amp 0.65 amp | Electric | 3 | NA | NA | \Classifications\Building System Class\D30-HVAC Systems\D3040 - Distribution SYS\Supply/Exhaust/Return fans- FAN | 1020464
30-A1 | 30-A1 Central Justice Center | 30-A1-D3042-220-EFN22 | Exhaust Fan 22 | DNA | DNA | DNA | OM00025389 |  | Floor 3 Sector C roof south west end | 2-A64 | DNA | NA | 3 hp 3/4 hp | 460 | 4 amp 1.5 Amp | Electric | 3 | NA | NA | \Classifications\Building System Class\D30-HVAC Systems\D3040 - Distribution SYS\Supply/Exhaust/Return fans- FAN | 1020465
30-A1 | 30-A1 Central Justice Center | 30-A1-D2023-310-HWP19 | How water circulating pump 19 | Taco | 02/16 | 1632E3E2 5.65 | DNA |  | Floor 1 Sector C West Mechanical room | NA | NA | NA | 3/4 | 115/230 | 10.8 Amp 5.4 Amp | Electric | DNA | NA | NA | \Classifications\Building System Class\D20-Plumbing\D2020 - Domestic Water\Domestic Hot Water Circulating Pump - HWP | 1020466
30-A1 | 30-A1 Central Justice Center | 30-A1-D3031-100-PCH21 | PCH21 | Bell/Gosett | 187226 | Series 80 | OM00025395 |  | Basement | NA | NA | NA | 1.5 | 460 | 3.2 | Gas | 3 | NA | NA | \Classifications\Building System Class\D30-HVAC Systems\D3030 - Cooling SYS\Chilled Water Pump - PCH | 1020506
30-A1 | 30-A1 Central Justice Center | 30-A1-D3044-125-PHW08 | HEATING HOT WATER BOOSTER PUMP | BELL & GOSSETT | 106197LF | 100BFNI | OM00025407 |  | 2ND FLOOR WEST WING E. HALLWAY | DIRECT DRIVE | NA | NA | 1/12 hp | 1.15 | 1.75 | Electric | DNA | NA | NA | \Classifications\Building System Class\D30-HVAC Systems\D3040 - Distribution SYS\Hot Water Pump - PHW | 1021662
30-A1 | 30-A1 Central Justice Center | 30-A1-D2040-100-PSU08 | Pump#3 | GR | 1179954 | T4A60-B | OM00025390 |  | Materials Room | DNA | NA | NA | 15 | 208-230-460 | 40.5-38-19 | Electric | 3 | NA | NA | \Classifications\Building System Class\D20-Plumbing\D2040 - Rain Drain\Sump Pump - PSU | 1022465
30-A1 | 30-A1 Central Justice Center | 30-A1-D2040-100-PSU07 | PUMP #4 | GR | 1181456 | T4A60-B | OM00025391 |  | Materials Room | DNA | NA | NA | 15 | 205-230-460 | 40.5-38-19 | Electric | 3 | NA | NA | \Classifications\Building System Class\D20-Plumbing\D2040 - Rain Drain\Sump Pump - PSU | 1022464
30-A1 | 30-A1 Central Justice Center | 30-A1-D2023-310-HWP21 | Hot Water Pump 21 | TACO | 16ME3E1S | 555JXDYD-2680 | OM00025416 |  | West Wing, East Sec. Hallway | NA | NA | NA | 1/3 | 115 | 6.2 | Electric | 1 | NA | NA | \Classifications\Building System Class\D20-Plumbing\D2020 - Domestic Water\Domestic Hot Water Circulating Pump - HWP | 1022556
30-A1 | 30-A1 Central Justice Center | 30-A1-D2023-310-HWP22 | Water Source Heat Pump 22 | Climate Master | 410517871 | TSV018BGXX5CLTA | OM00025419 |  | Basement, Fire Pump Room | Direct Drive | 1-24X24X1 | 12410A | 1/8HP | 208-230 | 20AMP | Electric | 1 Phase | 18600 BTU/HX | NA | \Classifications\Building System Class\D20-Plumbing\D2020 - Domestic Water\Domestic Hot Water Circulating Pump - HWP | 1022664
30-A1 | 30-A1 Central Justice Center | 30-A1-D3050-310-HPU07 | Heat Pump Block Heater for Generator | Climate Master | UT0517871 | TSV018BGXX5CLTA | OM00025419 |  | Fire Pump Room | DNA | DNA | R410A | DNA | 208/230 | DNA | DNA | DNA | NA | NA | \Classifications\Building System Class\D30-HVAC Systems\D3050 - Package SYS\Heat Pump,Air Cooled - HPU | 1022747
30-A1 | 30-A1 Central Justice Center | 30-A1-D3041-110-AHU44 | AHU 08 | Temtrol / Baldor | F1804165931 | 07M826X790G1 | OM00047595 |  | Air Compressor Room | DD | DNA | NA | 7.5 ? 9.5 | 230 / 460 | 9.5 ? 11.5 | Electric | 3 | NA | NA | \Classifications\Building System Class\D30-HVAC Systems\D3040 - Distribution SYS\Air Handling Unit - AHU | 1022748
30-A1 | 30-A1 Central Justice Center | 30-A1-D3041-110-AHU45 | AHU 10 | Temtrol / Baldor | F1804023650, F1804203899, F1804023785, F1803091973, F1804023660, F1802270614 | 06K265W567G1 | OM00047596 |  | West Wing / Stadium side / Near C55 Courtroom | DD | 20 - 22 X 22 X 1 | NA | 5-7 | 230 / 460 | 6.5 ? 8.5 | Electric | 3 | NA | NA | \Classifications\Building System Class\D30-HVAC Systems\D3040 - Distribution SYS\Air Handling Unit - AHU | 1022749
30-A1 | 30-A1 Central Justice Center | 30-A1-D3041-110-AHU46 | AHU 12 | Temtrol / Baldor | F1804165909, 928 | 07M826X790G1 | OM00047597 |  | West Wing / Stadium side / Between C61 & C63 Court rooms | DD | 9 X 20 X 24 X 2 | NA | 7.5 ? 95 | 230 / 460 | DNA | Electric | DNA | NA | NA | \Classifications\Building System Class\D30-HVAC Systems\D3040 - Distribution SYS\Air Handling Unit - AHU | 1022750
30-A1 | 30-A1 Central Justice Center | 30-A1-D3041-110-AHU47 | AHU 19 | Temtrol / Baldor | DNA | DNA | OM00047598 |  | West Wing / East Side / Neer C58 Court RM | DD | 4 ? 16 X 30 X 1 | NA | NA | 230 / 460 | DNA | Electric | DNA | NA | NA | \Classifications\Building System Class\D30-HVAC Systems\D3040 - Distribution SYS\Air Handling Unit - AHU | 1022751
30-A1 | 30-A1 Central Justice Center | 30-A1-D3041-110-AHU48 | AHU 21 | Temtrol / Baldor | F1804242754, 2809, F1804023840, F1805023754 | 06K265W567G1 | OM00047599 |  | Tower Side by Main Fire Panel Room | DD | 14 ? 16 X 25 X 2 | NA | 7 | 230 / 460 | 17.9 / 8.5 | Electric | DNA | NA | NA | \Classifications\Building System Class\D30-HVAC Systems\D3040 - Distribution SYS\Air Handling Unit - AHU | 1022752
30-A1 | 30-A1 Central Justice Center | 30-A1-D3041-110-AHU49 | AHU 27 | Temtrol / Baldor | F1805071329, 354 | DNA | OM00047600 |  | Tower South Hall, Between C4 and C5 | DD | 8 ? 16 X 30 X 1 | NA | 5-7 | 230 / 460 | 6.5 - 8.5 | Electric | 3 | NA | NA | \Classifications\Building System Class\D30-HVAC Systems\D3040 - Distribution SYS\Air Handling Unit - AHU | 1022753
30-A1 | 30-A1 Central Justice Center | 30-A1-D3041-110-AHU50 | AHU 28 | Temtrol / Baldor | F1805075210, 205, 206, 208 | 07M826X790G1 | OM00047601 |  | Main Tower North side | DD | 12 ? 25 X 25 X 2 | NA | 7.5 ? 9.5 | 230 / 460 | 9.5 ? 11.5 | Electric | 3 | NA | NA | \Classifications\Building System Class\D30-HVAC Systems\D3040 - Distribution SYS\Air Handling Unit - AHU | 1022754
30-A1 | 30-A1 Central Justice Center | 30-A1-D3041-110-AHU51 | AHU 30 | Temtrol / Baldor | F1710305133 | 07M826X776G1 | OM00047602 |  | West Wing / East Side/ Near C48 Court Room / Upper Unit | DD | 8 ? 20 X 24 X 2 | NA | NA | 230 / 460 | DNA | Electric | 3 | NA | NA | \Classifications\Building System Class\D30-HVAC Systems\D3040 - Distribution SYS\Air Handling Unit - AHU | 1022755
30-A1 | 30-A1 Central Justice Center | 30-A1-D3041-110-AHU52 | AHU 31 | Temtrol / Baldor | F1805075216, 5212, 5215, 5217 | 07M826X790G1 | OM00047603 |  | West Wing / East Side / Near C48 Court RM / Lower Unit | DD | 12 ? 22 X 22 X 1, 10 ? 16 X 25 X 1 | NA | 9.5 | 230 / 460 | 25 / 11.5 | Electric | 3 | NA | NA | \Classifications\Building System Class\D30-HVAC Systems\D3040 - Distribution SYS\Air Handling Unit - AHU | 1022756
30-A1 | 30-A1 Central Justice Center | 30-A1-D3041-110-AHU55 | AHU 40 | Temtrol / Baldor | F1804165927, F1804165903 | 07M826X790G1 | OM00047605 |  | Main Tower, North Side, By Kitchen, Lower Unit | DD | 10 X 22 X 22 X 1 | NA | 7.5 ? 9.5 | 230 / 460 | 9.5 ? 11.5 | Electric | 3 | NA | NA | \Classifications\Building System Class\D30-HVAC Systems\D3040 - Distribution SYS\Air Handling Unit - AHU | 1022758
30-A1 | 30-A1 Central Justice Center | 30-A1-D3041-110-AHU53 | AHU 32 | Temtrol / Baldor | F1711205319 | 07M826X776G1 | OM00047604 |  | Main Tower / By Main Fire Panel Room upper unit | DD | 4 ? 18 X 24 X 2 | NA | 9.5 | 230 / 460 | 23 / 10.6 | Electric | 3 | NA | NA | \Classifications\Building System Class\D30-HVAC Systems\D3040 - Distribution SYS\Air Handling Unit - AHU | 1022757
30-A1 | 30-A1 Central Justice Center | 30-A1-D3041-110-AHU56 | AHU 41 | Temtrol / Baldor | F1804203934, | 06K265W567G1 | OM00047606 |  | Main Tower, North Side, By Kitchen, Upper Unit | DD | 10 X 22 X 22 X 1 | NA | 10-12 | 230 / 460 | 31 / 14.5 | Electric | 3 | NA | NA | \Classifications\Building System Class\D30-HVAC Systems\D3040 - Distribution SYS\Air Handling Unit - AHU | 1022759
30-A1 | 30-A1 Central Justice Center | 30-A1-D3041-110-AHU43 | AHU 04 | Temtrol / Baldor | F1804272694 | 06K265W356G1 | OM00047607 | AHU29/AHU04 | North West Corner, Parking Stall 158 | DD | 4 ? 16 X 30 X 1 | NA | 4.5 | 230/460 | 12/5.9 | Electric | 3 | NA | NA | \Classifications\Building System Class\D30-HVAC Systems\D3040 - Distribution SYS\Air Handling Unit - AHU | 1022760
30-A1 | 30-A1 Central Justice Center | 30-A1-D3041-110-AHU54 | AHU 39 | Temtrol / Baldor | F1804255878, F1710305135 | 07M826X776G1 | OM00047608 |  | West Wing / Stadium side / Near Criminal Traffic | DD | 8 ? 28 X 28 X 2 | NA | 10-12 | 230/460 | 31/14.5 | Electric | 3 | NA | NA | \Classifications\Building System Class\D30-HVAC Systems\D3040 - Distribution SYS\Air Handling Unit - AHU | 1022761
30-A1 | 30-A1 Central Justice Center | 30-A1-D3041-110-AHU57 | AHU 22 | Temtrol | C001116-011 |  | OM00047610 |  | Tower by Main Fire Panel Room | DD | 9 - 24 X 24 X 2 | NA | 7.5hp | 460 | 9.5 | DNA | 3 | NA | NA | \Classifications\Building System Class\D30-HVAC Systems\D3040 - Distribution SYS\Air Handling Unit - AHU | 1022895
30-A1 | 30-A1 Central Justice Center | 30-A1-D3041-110-AHU58 | AHU 23 | Temtrol | C001116-012 | W-A100-2 WIDE x 1 HIGH | OM00047611 |  | Tower Side by Main Fire Panel Room | DD | 14-16-24x2 | Chilled Water | 8.5 hp | 460 | 8.5 |  | 3 |  |  | \Classifications\Building System Class\D30-HVAC Systems\D3040 - Distribution SYS\Air Handling Unit - AHU | 1022896
30-A1 | 30-A1 Central Justice Center | 30-A1-D3041-110-AHU59 | AHU 26 | Temtrol | C001116-013 | FW-A100-2 WIDE X 3 HIGH | OM00047612 |  | Tower Side by Main Fire Panel Room | DD | 12 - 24 x 24 x 2 | NA | 6 hp | 460 | 7.5 | DNA | 3 | NA | NA | \Classifications\Building System Class\D30-HVAC Systems\D3040 - Distribution SYS\Air Handling Unit - AHU | 1022897
30-A1 | 30-A1 Central Justice Center | 30-A1-D3041-110-AHU60 | AHU29 | Temtrol | C001116-018 | FW-A100-2WIDE x 1 HIGH | OM00047614 |  | Panel Room | DD | 9-24x24x2 | Chilled Water | 6 hp | 460 | 15 |  | 3 |  |  | \Classifications\Building System Class\D30-HVAC Systems\D3040 - Distribution SYS\Air Handling Unit - AHU | 1022898
30-A3 | 30-A3 Central Justice Center, Civil Complex Center | 30-A3-D3050-310-HPU15 | A/C Package Unit (Heat Pump)#15 | Bryant | 1107012332 | 549BEX090000AK | OM00000332 | DNA | West Side | A-51 | 16X20X2 (2) | R-22 | DNA | 460 | 19.2 | electric | 3 | DNA | DNA | \Classifications\Building System Class\D30-HVAC Systems\D3050 - Package SYS\Heat Pump,Air Cooled - HPU | 1009290
30-A3 | 30-A3 Central Justice Center, Civil Complex Center | 30-A3-D3050-310-HPU19 | A/C Package Unit (Heat Pump)#19 | Bryant | 1107G12327 | 549BEX090000AK | OM00000331 | DNA | West Side | A-51 | 16X20X2 (2) | R-22 | DNA | 460 | 19.2 | electric | 3 | DNA | DNA | \Classifications\Building System Class\D30-HVAC Systems\D3050 - Package SYS\Heat Pump,Air Cooled - HPU | 1009291
30-A3 | 30-A3 Central Justice Center, Civil Complex Center | 30-A3-D3050-310-HPU20 | A/C Package Unit (Heat Pump)#20 | Carrier | 3505G50817 | 50HJQ008-621 | OM00000333 | DNA | West Side | A-51 | 16X20X2 (4) | R-22 | DNA | 460 | 19.2 | electric | 3 | DNA | DNA | \Classifications\Building System Class\D30-HVAC Systems\D3050 - Package SYS\Heat Pump,Air Cooled - HPU | 1009292
30-A3 | 30-A3 Central Justice Center, Civil Complex Center | 30-A3-D3050-310-HPU21 | A/C Package Unit (Heat Pump)#21 | York | NOA8554587 | BP090C00N4AAA4A | OM00000344 | DNA | West Side | A-49 | 16X25X2 (2) | R-22 | DNA | 460 | 21.3 | electric | 3 | DNA | DNA | \Classifications\Building System Class\D30-HVAC Systems\D3050 - Package SYS\Heat Pump,Air Cooled - HPU | 1009293
30-A3 | 30-A3 Central Justice Center, Civil Complex Center | 30-A3-D3050-310-HPU22 | A/C Package Unit (Heat Pump)#22 | Bryant | 1407G30889 | 549BEX090000AK | OM00000342 | DNA | S.W. Side | A-51 | 16X20X2 (4) | R-22 | DNA | 460 | 19.2 | electric | 3 | DNA | DNA | \Classifications\Building System Class\D30-HVAC Systems\D3050 - Package SYS\Heat Pump,Air Cooled - HPU | 1009294
30-A3 | 30-A3 Central Justice Center, Civil Complex Center | 30-A3-D3050-310-HPU23 | A/C Package Unit (Heat Pump)#23 | Carrier | DNA | DNA | OM00000348 | DNA | Center of roof | NA | 18X24X1 (1) | R-22 | DNA | DNA | DNA | electric | DNA | DNA | DNA | \Classifications\Building System Class\D30-HVAC Systems\D3050 - Package SYS\Heat Pump,Air Cooled - HPU | 1009295
30-A3 | 30-A3 Central Justice Center, Civil Complex Center | 30-A3-D3050-310-HPU01 | A/C Package Unit (Heat Pump) #1 | Carrier | 1887G91409 | 50Qh008630DA | OM00000340 | DNA | South Side | A-38 | 24X26X2 (2) | R-22 | DNA | 460 | 7.6 | electric | 3 | DNA | DNA | \Classifications\Building System Class\D30-HVAC Systems\D3050 - Package SYS\Heat Pump,Air Cooled - HPU | 1009296
30-A3 | 30-A3 Central Justice Center, Civil Complex Center | 30-A3-D3050-310-HPU10 | A/C Package Unit (Heat Pump) #10 | Carrier | 4994G40552 | 50HS-036---601AA | OM00025294 | DNA | South Side 1A | NA | 16X25X1 (2) | R-22 | DNA | DNA | DNA | electric | 3 | DNA | DNA | \Classifications\Building System Class\D30-HVAC Systems\D3050 - Package SYS\Heat Pump,Air Cooled - HPU | 1009297
30-A3 | 30-A3 Central Justice Center, Civil Complex Center | 30-A3-D3050-310-HPU02 | A/C Package Unit (Heat Pump) #2 | Carrier | 1987G97173 | 50QH006620DA | OM00000339 | DNA | S.E.Side | NA | A38 | R-22 | DNA | 460 | 2.1 | electric | 3 | DNA | DNA | \Classifications\Building System Class\D30-HVAC Systems\D3050 - Package SYS\Heat Pump,Air Cooled - HPU | 1009298
30-A3 | 30-A3 Central Justice Center, Civil Complex Center | 30-A3-D3050-310-HPU03 | A/C Package Unit (Heat Pump) #3 | Carrier | 0601G30319 | 50HJQ00B-601 | OM00000337 | DNA | S.E. Corner | A-51 | 16X20X2 (4) | R-22 | DNA | 460 | 19.2 | electric | 3 | DNA | DNA | \Classifications\Building System Class\D30-HVAC Systems\D3050 - Package SYS\Heat Pump,Air Cooled - HPU | 1009299
30-A3 | 30-A3 Central Justice Center, Civil Complex Center | 30-A3-D3050-310-HPU04 | A/C Package Unit (Heat Pump) #4 | Carrier | 4586019917 | 50Q000620V0 | OM00000338 | DNA | East Side | NA | 18X25X1 (2) | R-22 | DNA | 460 | DNA | electric | 3 | DNA | DNA | \Classifications\Building System Class\D30-HVAC Systems\D3050 - Package SYS\Heat Pump,Air Cooled - HPU | 1009300
30-A3 | 30-A3 Central Justice Center, Civil Complex Center | 30-A3-D3050-310-HPU05 | A/C Package Unit (Heat Pump) #5 | Carrier | 3300G30327 | 50HJQ008-601 | OM00000325 | DNA | Center of roof | A-51 | 16X20X2 (4) | R-22 | DNA | 460 | 19.2 | electric | 3 | DNA | DNA | \Classifications\Building System Class\D30-HVAC Systems\D3050 - Package SYS\Heat Pump,Air Cooled - HPU | 1009301
30-A3 | 30-A3 Central Justice Center, Civil Complex Center | 30-A3-D3050-310-HPU12 | A/C Package Unit (Heat Pump) #12 | York | SNFMM065609 | BIHA018AO6B | OM00000326 | 5A | Center of roof 5A NORTH EAST | NA | 16X25X1 (1) | R-22 | 1/2 | 460 | 13 | electric | 3 | DNA | DNA | \Classifications\Building System Class\D30-HVAC Systems\D3050 - Package SYS\Heat Pump,Air Cooled - HPU | 1009302
30-A3 | 30-A3 Central Justice Center, Civil Complex Center | 30-A3-D3050-310-HPU06 | A/C Package Unit (Heat Pump) #6 | Carrier | 3200G20253 | 50HJQ006-601 | OM00000327 | DNA | Center of roof | A-40 | 16X25X2 (2) | R-22 | DNA | 460 | 14.7 | electric | 3 | DNA | DNA | \Classifications\Building System Class\D30-HVAC Systems\D3050 - Package SYS\Heat Pump,Air Cooled - HPU | 1009303
30-A3 | 30-A3 Central Justice Center, Civil Complex Center | 30-A3-D3050-310-HPU07 | A/C Package Unit (Heat Pump) #7 | Carrier | 0601G30316 | 50HJQ00B-601 | OM00000328 | DNA | Center of roof | A-51 | 16X20X2 (4) | R-22 | DNA | 460 | 19.2 | electric | 3 | DNA | DNA | \Classifications\Building System Class\D30-HVAC Systems\D3050 - Package SYS\Heat Pump,Air Cooled - HPU | 1009304
30-A3 | 30-A3 Central Justice Center, Civil Complex Center | 30-A3-D3050-310-HPU08 | A/C Package Unit (Heat Pump) #8 | Carrier | 3200G20252 | 50HJQ006-601 | OM00000347 | DNA | Center of roof | A-40 | 16X25X2 (2) | R-22 | DNA | 460 | 14.7 | electric | 3 | DNA | DNA | \Classifications\Building System Class\D30-HVAC Systems\D3050 - Package SYS\Heat Pump,Air Cooled - HPU | 1009305
30-A3 | 30-A3 Central Justice Center, Civil Complex Center | 30-A3-D3050-310-HPU09 | A/C Package Unit (Heat Pump) #9 | Carrier | 3900G2 | 30TF0006-601-GA | OM00000346 | DNA | Center of roof | A-40 | 16X25X2 (2) | R-22 | DNA | 460 | 13.0 | electric | 3 | DNA | DNA | \Classifications\Building System Class\D30-HVAC Systems\D3050 - Package SYS\Heat Pump,Air Cooled - HPU | 1009306
30-A3 | 30-A3 Central Justice Center, Civil Complex Center | 30-A3-D3050-310-HPU11 | A/C Package Unit (Heat Pump) #11 | Carrier | 3900G24457 | 50TFQ004-601GA | OM00000345 | DNA | Center of roof | A-36 | 16X25X2 (2) | R-22 | DNA | 460 | DNA | electric | 3 | DNA | DNA | \Classifications\Building System Class\D30-HVAC Systems\D3050 - Package SYS\Heat Pump,Air Cooled - HPU | 1009307
30-A3 | 30-A3 Central Justice Center, Civil Complex Center | 30-A3-D3050-310-HPU16 | A/C Package Unit (Heat Pump) #16 | Carrier | 4000G30254 | 50TFQ009-601 | OM00000335 | DNA | South Side | A-48 | 16X20X2 (4) | R-22 | 2.6 | 460 | DNA | electric | 3 | DNA | DNA | \Classifications\Building System Class\D30-HVAC Systems\D3050 - Package SYS\Heat Pump,Air Cooled - HPU | 1009309
30-A3 | 30-A3 Central Justice Center, Civil Complex Center | 30-A3-D3050-250-ACU01 | ACU Split System | Fujitsu | GNN004629 | AOU24RML | OM00000386 |  | East Side | NA | Washable | R-410A | DNA | 230/208 | 13 | electric | 3 | DNA | DNA | \Classifications\Building System Class\D30-HVAC Systems\D3050 - Package SYS\Air Conditioning,Split System - ACU | 1009312
30-A3 | 30-A3 Central Justice Center, Civil Complex Center | 30-A3-D3050-250-ACU03 | ACU Split System | Fujitsu | GNN004734 | AOU24RML | OM00000391 |  | West Side | NA | Washable | R-410A | DNA | 230/208 | 11.8 | electric | 3 | DNA | DNA | \Classifications\Building System Class\D30-HVAC Systems\D3050 - Package SYS\Air Conditioning,Split System - ACU | 1009315
30-A3 | 30-A3 Central Justice Center, Civil Complex Center | 30-A3-D3050-250-ACU04 | ACU #5 | EMI | 1-01-D-3652-17 | SHC12DA0000AAOA | OM00000390 |  | S.W. Corner | NA | Washable | R-22 | DNA | 208/230 | 15 | electric | 3 | DNA | DNA | \Classifications\Building System Class\D30-HVAC Systems\D3050 - Package SYS\Air Conditioning,Split System - ACU | 1009316
30-A3 | 30-A3 Central Justice Center, Civil Complex Center | 30-A3-D4031-100-FEX12 | Fire Extinguishers (entire facility) QTY:12 | Amerex | NA | FB-102136 | OM00000430 |  | entire facility | NA | NA | NA | NA | NA | NA | NA | NA | NA | NA | \Classifications\Building System Class\D40-Fire Protection SYS\D4030 - FIRE SPEC\Fire Extinguisher - FEX | 1009317
30-A3 | 30-A3 Central Justice Center, Civil Complex Center | 30-A3-D5038-810-CTY01 | Security System, Intrusion | Honeywell | DS600ELT | 560OE | OM00000397 | DNA | Main Electric Rm. | NA | NA | NA | NA | 12 | 2.5 | electric | 1 | NA | NA | \Classifications\Building System Class\D50-Electrical SYS\D5030 - Comm & Security\Intrusion Alarm - ITA | 1009319
30-A3 | 30-A3 Central Justice Center, Civil Complex Center | 30-A3-D5037-710-FAP01 | Fire Panel | Fire-Lite | MS5024UD | 5204 | OM00000401 |  | East Side of Bldg. in IT Server rm. | NA | NA | NA | NA | 110 | DNA | electric | NA | NA | NA | \Classifications\Building System Class\D50-Electrical SYS\D5030 - Comm & Security\Fire Alarm Panel - FAP | 1009320
30-A3 | 30-A3 Central Justice Center, Civil Complex Center | 30-A3-D4010-150-FMS01 | Sprinkler Stand-Pipe 4"" | CSC | 840027 | VDS-G4 | OM00000398 | DNA | S.E. Corner of building off Planter | NA | NA | NA | DNA | DNA | DNA | electric | NA | NA | NA | \Classifications\Building System Class\D40-Fire Protection SYS\D4010 - Sprinkler SYS\Fire Systems, stand pipes - FMS | 1009322
30-A3 | 30-A3 Central Justice Center, Civil Complex Center | 30-A3-D5010-200-ESD01 | Main Electrical Service Disconnect-Switchboard | Square D | Series E1 | QMB-367-W | OM00000399 |  | Main Electric Rm. | NA | NA | NA | NA | 480/277 | 800 | electric | 3 | NA | NA | \Classifications\Building System Class\D50-Electrical SYS\D5010 - Elec Service & Dist\Electical Service and Distribution - ESD | 1009323
30-A3 | 30-A3 Central Justice Center, Civil Complex Center | 30-A3-D5092-250-EML65 | EMERGENCY LIGHT (65) | NA | NA | NA | OM00000431 |  | All | NA | NA | NA | NA | 110 | DNA | electric | 1 | NA | NA | \Classifications\Building System Class\D50-Electrical SYS\D5090 - Elec SYS\Emergency And Exit Lighting - EML | 1009324
30-A3 | 30-A3 Central Justice Center, Civil Complex Center | 30-A3-D2030-150-MWL01 | Main/Branch Waste System - MWL | NA | NA | NA | OM00000429 | DNA | ALL | NA | NA | NA | NA | NA | NA | NA | NA | NA | NA | \Classifications\Building System Class\D20-Plumbing\D2030 - Sani Waste\Main/Branch Waste System - MWL | 1009325
30-A3 | 30-A3 Central Justice Center, Civil Complex Center | 30-A3-B3010-100-RUF01 | Roof - RUF | NA | NA | NA | OM00000424 |  | Roof | NA | NA | NA | NA | NA | NA | NA | NA | NA | NA | \Classifications\Building System Class\B30-Roofing\B3010 - Roof Types\Roof - RUF | 1009326
30-A3 | 30-A3 Central Justice Center, Civil Complex Center | 30-A3-G2050-200-LSC01 | Landscaping - LSC | NA | NA | NA | OM00000427 | DNA | Exterior | NA | NA | NA | NA | NA | NA | NA | NA | NA | NA | \Classifications\Building System Class\G20-Other Systems\G2050 - Landscaping\Landscaping - LSC | 1009327
30-A3 | 30-A3 Central Justice Center, Civil Complex Center | 30-A3-D5092-250-ELT01 | Exterior Lighting - ELT | NA | NA | NA | OM00000426 | DNA | Exterior | NA | NA | NA | NA | NA | NA | NA | NA | NA | NA | \Classifications\Building System Class\D50-Electrical SYS\D5090 - Elec SYS\Exterior Lighting - ELT | 1009328
30-A3 | 30-A3 Central Justice Center, Civil Complex Center | 30-A3-G2049-300-HSC01 | Hardscape - HSC | NA | NA | NA | OM00000425 | DNA | Exterior | NA | NA | NA | NA | NA | NA | NA | NA | NA | NA | \Classifications\Building System Class\G20-Other Systems\G2040 - Site Development\Hardscape - HSC | 1009329
30-A3 | 30-A3 Central Justice Center, Civil Complex Center | 30-A3-D3042-220-EFN05 | BELT DRIVEN EXHAUST FAN EFN05 | Lauren Cook Company | Serial Number 0110908 | 100ACEB | OM00000394 |  | Roof | 4L180 | NA | NA | NA | 115 | DNA | Electrical | DNA | NA | NA | \Classifications\Building System Class\D30-HVAC Systems\D3040 - Distribution SYS\Supply/Exhaust/Return fans- FAN | 1013381
30-A3 | 30-A3 Central Justice Center, Civil Complex Center | 30-A3-D3042-220-EFN06 | BELT DRIVEN EXHAUST FAN EFN06 | Lauren Cook Company | X10752 | 135ACEB | OM00000330 |  | NorthSide Roof | 4L-240 | NA | NA | NA | 115 | DNA | Electrical | DNA | NA | NA | \Classifications\Building System Class\D30-HVAC Systems\D3040 - Distribution SYS\Supply/Exhaust/Return fans- FAN | 1013382
30-A3 | 30-A3 Central Justice Center, Civil Complex Center | 30-A3-D3042-220-EFN01 | BELT DRIVEN EXHAUST FAN EFN01 | Loren Cook Company | DNA | 150ACEB | OM00000392 |  | Roof S/W CORNER | A1270 | NA | NA | NA | DNA | DNA | Electric | DNA | NA | NA | \Classifications\Building System Class\D30-HVAC Systems\D3040 - Distribution SYS\Supply/Exhaust/Return fans- FAN | 1013383
30-A3 | 30-A3 Central Justice Center, Civil Complex Center | 30-A3-D3042-220-EFN02 | BELT DRIVEN EXHAUST FAN | Loren Cook Company | DNA | 120ACEB | OM00000388 |  | Roof | AL230 | NA | NA | NA | DNA | DNA | Electric | DNA | NA | NA | \Classifications\Building System Class\D30-HVAC Systems\D3040 - Distribution SYS\Supply/Exhaust/Return fans- FAN | 1013384
30-A3 | 30-A3 Central Justice Center, Civil Complex Center | 30-A3-D3042-220-EFN03 | BELT DRIVEN EXHAUST FAN EFN03 | Loren Cook Company | DNA | 150ACEB | OM00000387 |  |  | DNA | NA | NA | NA | DNA | DNA | Electric | DNA | NA | NA | \Classifications\Building System Class\D30-HVAC Systems\D3040 - Distribution SYS\Supply/Exhaust/Return fans- FAN | 1013385
30-A3 | 30-A3 Central Justice Center, Civil Complex Center | 30-A3-D3042-220-EFN07 | DIRECT DRIVE EXHAUST FAN EFN07 | Loren Cook Company | DNA | 70 ACEB | OM00000393 |  | Roof | 4L180 | NA | NA | NA | 115 | DNA | Electrical | DNA | NA | NA | \Classifications\Building System Class\D30-HVAC Systems\D3040 - Distribution SYS\Supply/Exhaust/Return fans- FAN | 1013386
30-A3 | 30-A3 Central Justice Center, Civil Complex Center | 30-A3-D3042-210-FAN04 | DIRECT DRIVE EXHAUST FAN04 | DNA | DNA | DNA | OM00000395 |  | ROOF | NA | NA | NA | NA | DNA | DNA | Electric | DNA | NA | NA | \Classifications\Building System Class\D30-HVAC Systems\D3040 - Distribution SYS\Fan,Axial - FAN | 1013387
30-A3 | 30-A3 Central Justice Center, Civil Complex Center | 30-A3-B2010-100-BLD01 | BUILDING STRUCTURE | NA | NA | NA | OM00000428 | NA | All | NA | NA | NA | NA | NA | NA | NA | NA | NA | NA | \Classifications\Building System Class\B20-General Building Exterior\B2010 - Exterior Walls\Building - BLD | 1013428
30-A3 | 30-A3 Central Justice Center, Civil Complex Center | 30-A3-B2034-400-DOH01 | SLIDING GATE | CHAMBERLAIN | 3611N3537 | LIFT MASTER | OM00000422 |  | EXTERIOR | DNA | NA | NA | NA | 90 | 10 | ELECTRIC | 1 | NA | NA | \Classifications\Building System Class\B20-General Building Exterior\B2030 - Exterior Doors\Door,Overhead-Shutter,Manual,Elec,Roll-up - DOH | 1013429
30-A3 | 30-A3 Central Justice Center, Civil Complex Center | 30-A3-B2034-400-DOH02 | ROLL UP DOOR | LIFT MASTER | 3307N1768 | MJ1211 | OM00000423 | NA | NORTH SECURED PARKING | DNA | NA | NA | 1/2 | 115 | 6.0 | ELECTRIC | 1 | NA | NA | \Classifications\Building System Class\B20-General Building Exterior\B2030 - Exterior Doors\Door,Overhead-Shutter,Manual,Elec,Roll-up - DOH | 1013430
30-A3 | 30-A3 Central Justice Center, Civil Complex Center | 30-A3-D5010-234-ATS01 | TRANSFER SWITCH | G.E. ZENITH CONTROLS | DNA | ENTELLI-SWITCH 250 | OM00000421 |  | OUTSIDE S. SIDE OF BUILDING | NA | NA | NA | NA | DNA | DNA | ELECTRIC | DNA | NA | NA | \Classifications\Building System Class\D50-Electrical SYS\D5010 - Elec Service & Dist\Automatic Transfer Switch - ATS | 1013431
30-A3 | 30-A3 Civil Complex Center ("CXC") | 30-A3-D3050-250-ACU05 | ACU Split System | Mitsubishi Electric | 3000918T | MUY-GE15NA | OM00025288 |  | Roof Near Fire Panel Room | NA | Washable | R-410A | NA | 240 | DNA | DNA | 1 | NA | NA | \Classifications\Building System Class\D30-HVAC Systems\D3050 - Package SYS\Air Conditioning,Split System - ACU | 1015920
30-A3 | 30-A3 Civil Complex Center ("CXC") | 30-A3-D3050-310-HPU24 | Heat Pump HPU24 | Carrier | 3412G50209 | 50TCQD08A2A6A0A0A0 | OM00035584 | DNA | SW end of roof |  |  | R-410A |  |  |  | Electric |  |  |  | \Classifications\Building System Class\D30-HVAC Systems\D3050 - Package SYS\Heat Pump,Air Cooled - HPU | 1016454
30-A3 | 30-A3 Civil Complex Center ("CXC") | 30-A3-D3050-310-HPU25 | HPU 25 | YORK | N1D5650802 | XP102 C00N4AAA7 | OM000025372 |  | Roof | A-54 | (4) 20x24x2 | R-410A | 3.0/1.3/1.3 | Other | 6.3/4/.7/1.3 | Electric | 3 | NA | NA | \Classifications\Building System Class\D30-HVAC Systems\D3050 - Package SYS\Heat Pump,Air Cooled - HPU | 1019497
30-A3 | 30-A3 Civil Complex Center ("CXC") | 30-A3-D2023-100-BFP06 | BFP 06 | Wilkins | 4013907 | 975XL | OM00025396 |  | DNA | NA | NA | NA | NA | NA | NA | NA | NA | NA | NA | \Classifications\Building System Class\D20-Plumbing\D2020 - Domestic Water\Backflow Preventer - BFP | 1020503
30-A3 | 30-A3 Civil Complex Center ("CXC") | 30-A3-D3050-310-HPU26 | HPU26 | Carrier | 4916P85999 | 50HCQD08A2A6AOAOGO | OM00025404 |  | CXC Jury Assembly Room |  |  | R-410A |  | 460 | 25 |  | 3 |  |  | \Classifications\Building System Class\D30-HVAC Systems\D3050 - Package SYS\Heat Pump,Air Cooled - HPU | 1021727
30-A3 | 30-A3 Civil Complex Center ("CXC") | 30-A3-D3050-250-ACU06 | ACU Split System | Fujitsu | LUN 085002 | AOU24RLXFZ | OM00025417 |  | Roof - Southwest Corner | NA | NA | R-410A | NA | 208/230 | 15 | Electric | 1 | NA | NA | \Classifications\Building System Class\D30-HVAC Systems\D3050 - Package SYS\Air Conditioning,Split System - ACU | 1022510
30-B1 | 30-B1 Betty Lou Lamoreaux Justice Center | 30-B1-B3010-100-RUF01 | Roof - RUF | DNA | DNA | DNA | OM00030097 |  | Roof | NA | NA | NA | NA | NA | NA | NA | NA | NA | NA | \Classifications\Building System Class\B30-Roofing\B3010 - Roof Types\Roof - RUF | 1009658
30-B1 | 30-B1 Betty Lou Lamoreaux Justice Center | 30-B1-D1010-100-ELE01 | ELEVATOR Passenger, #1 | DOVER | DNA | C-B0500 | OM00015914 | State ID# 103036¦ PASS #1 | ELEVATOR ROOM 8TH FLOOR | NA | NA | NA | 38 | 460 | 97 | electric | 3 | NA | NA | \Classifications\Building System Class\D10-Conveyance Systems\D1010 - Elevator\Elevator,Electric,Pass/Freight - ELE | 1009659
30-B1 | 30-B1 Betty Lou Lamoreaux Justice Center | 30-B1-D1010-100-ELE10 | ELEVATOR Passenger, #10 | DOVER | DNA | DNA | OM00015902 | State ID# 103053¦ PASS 10 | ELEVATOR ROOM | NA | NA | NA | 18 | 480 | 6.0/3.0 | electric | 3 | NA | NA | \Classifications\Building System Class\D10-Conveyance Systems\D1010 - Elevator\Elevator,Electric,Pass/Freight - ELE | 1009660
30-B1 | 30-B1 Betty Lou Lamoreaux Justice Center | 30-B1-D1010-100-ELE02 | ELEVATOR Passenger, #2 | DOVER | 24-A-900 | C-B0501 | OM00015915 | State ID# 103037¦ PASS #2 | ELEVATOR ROOM 8TH FLOOR | NA | NA | NA | 38 | 460 | 97 | electric | 3 | NA | NA | \Classifications\Building System Class\D10-Conveyance Systems\D1010 - Elevator\Elevator,Electric,Pass/Freight - ELE | 1009661
30-B1 | 30-B1 Betty Lou Lamoreaux Justice Center | 30-B1-D1010-100-ELE03 | ELEVATOR Passenger, #3 | DOVER | 24-A-900801 C4 | CBO502 | OM00015916 | State ID# 103038¦ PASS #3 | ELEVATOR ROOM 8TH FLOOR | NA | NA | NA | 38 | 480 | 97 | electric | 3 | NA | NA | \Classifications\Building System Class\D10-Conveyance Systems\D1010 - Elevator\Elevator,Electric,Pass/Freight - ELE | 1009662
30-B1 | 30-B1 Betty Lou Lamoreaux Justice Center | 30-B1-D1010-100-ELE04 | ELEVATOR Passenger, #4 | DOVER | 24-A-90080203 | CB-0503 | OM00015917 | State ID# 103039¦ PASS #4 | ELEVATOR ROOM 8TH FLOOR | NA | NA | NA | 38 | 480 | 97 | electric | 3 | NA | NA | \Classifications\Building System Class\D10-Conveyance Systems\D1010 - Elevator\Elevator,Electric,Pass/Freight - ELE | 1009663
30-B1 | 30-B1 Betty Lou Lamoreaux Justice Center | 30-B1-D1010-100-ELE05 | ELEVATOR Passenger, #5 | DOVER | 24A900803 | CB0504 | OM00015918 | State ID# 103040¦ PASS #5 | ELEVATOR ROOM 8TH FLOOR | NA | NA | NA | 38 | 460 | 97 | electric | 3 | NA | NA | \Classifications\Building System Class\D10-Conveyance Systems\D1010 - Elevator\Elevator,Electric,Pass/Freight - ELE | 1009664
30-B1 | 30-B1 Betty Lou Lamoreaux Justice Center | 30-B1-D1010-100-ELE06 | ELEVATOR Passenger, #6 | DOVER | 24-A-90080601 | CB-0505 | OM00015919 | State ID# 103041¦ PASS #6 | ELEVATOR ROOM | NA | NA | NA | 38 | 480 | 97 | electric | 3 | NA | NA | \Classifications\Building System Class\D10-Conveyance Systems\D1010 - Elevator\Elevator,Electric,Pass/Freight - ELE | 1009665
30-B1 | 30-B1 Betty Lou Lamoreaux Justice Center | 30-B1-D1010-100-ELE07 | ELEVATOR#7 | DOVER | DNA | CB-0539 | OM00015969 | State ID# 097544¦ #7 EMPL | ELEVATOR ROOM | NA | NA | NA | 31 | 460 | 84 | electric | 3 | NA | NA | \Classifications\Building System Class\D10-Conveyance Systems\D1010 - Elevator\Elevator,Electric,Pass/Freight - ELE | 1009666
30-B1 | 30-B1 Betty Lou Lamoreaux Justice Center | 30-B1-D1010-100-ELE08 | ELEVATOR Passenger, #8 | DOVER | DNA | CB-0537 | OM00015970 | State ID# 103054¦ PASS #8 | ELEVATOR ROOM | NA | NA | NA | 27 | 460 | 25 | electric | 3 | NA | NA | \Classifications\Building System Class\D10-Conveyance Systems\D1010 - Elevator\Elevator,Electric,Pass/Freight - ELE | 1009667
30-B1 | 30-B1 Betty Lou Lamoreaux Justice Center | 30-B1-D1010-100-ELE09 | ELEVATOR Passenger, #9 | DOVER | DNA | DNA | OM00015903 | State ID# 103052¦ PASS #9 | ELEVATOR ROOM | NA | NA | NA | 18 | 480 | 93 | electric | 3 | NA | NA | \Classifications\Building System Class\D10-Conveyance Systems\D1010 - Elevator\Elevator,Electric,Pass/Freight - ELE | 1009668
30-B1 | 30-B1 Betty Lou Lamoreaux Justice Center | 30-B1-D2030-150-MWL01 | Main/Branch Waste System - MWL | NA | NA | NA | OM00030098 | DNA | 1 | NA | NA | NA | NA | NA | NA | NA | NA | NA | NA | \Classifications\Building System Class\D20-Plumbing\D2030 - Sani Waste\Main/Branch Waste System - MWL | 1009670
30-B1 | 30-B1 Betty Lou Lamoreaux Justice Center | 30-B1-D3030-110-CTW01 | COOLING TOWER- EC1 | BALTIMORE | 89201868 | C1443NM | OM00015625 | DNA | COOLING TOWER AERA SOUTH SIDE OF BUILDING | B133/B124 | NA | CHILLED WATER | 7.5 LOW, 30 HIGH | 460 | DNA | electric | 3 | NA | NA | \Classifications\Building System Class\D30-HVAC Systems\D3030 - Cooling SYS\Cooling Tower - CTW | 1009672
30-B1 | 30-B1 Betty Lou Lamoreaux Justice Center | 30-B1-D3031-130-CLR01 | CHILLER#1 | GRASSCO | DNA | DNA | OM00015629 | DNA | CHILLLER ROOM | NA | NA | R-22 | 250 | 480 | 272 | electric | 3 | NA | NA | \Classifications\Building System Class\D30-HVAC Systems\D3030 - Cooling SYS\Chiller, Water Cooled - CLR | 1009674
30-B1 | 30-B1 Betty Lou Lamoreaux Justice Center | 30-B1-D3042-240-SEF01 | AIR HANDLER#15, BELT DRIVEN SMOKE EXHAUST FAN | PACE | 89-059412-12 | A12 FC 51 | OM00015962 |  | ROOF | NA | DNA | NA | DNA | 460 | DNA | electric | 3 | NA | NA | \Classifications\Building System Class\D30-HVAC Systems\D3040 - Distribution SYS\Supply/Exhaust/Return fans- FAN | 1009677
30-B1 | 30-B1 Betty Lou Lamoreaux Justice Center | 30-B1-D3042-240-SEF05 | SPECIALTY EXHAUST FAN | PACE | DNA | DNA | OM00015958 |  | ROOF - Central | NA | DNA | NA | DNA | 480 | DNA | electric | 3 | NA | NA | \Classifications\Building System Class\D30-HVAC Systems\D3040 - Distribution SYS\Supply/Exhaust/Return fans- FAN | 1009678
30-B1 | 30-B1 Betty Lou Lamoreaux Justice Center | 30-B1-D3041-110-AHU10 | AIR HANDLER#10 | PACE | 895941209 | DNA | OM00015923 | DNA | NORTH ROOF | (2) A72 | (2) 24X24X4 (2) 24X24X18 (3) 12X24X18 | CHILLED WATER | 5 | 460 | 6.2 | electric | 3 | NA | NA | \Classifications\Building System Class\D30-HVAC Systems\D3040 - Distribution SYS\Air Handling Unit - AHU | 1009679
30-B1 | 30-B1 Betty Lou Lamoreaux Justice Center | 30-B1-D3041-110-AHU11 | AIR HANDLER#11 | PACE | 895941210 | DNA | OM00015924 | DNA | SOUTH CENTRAL ROOF | (1) A55 | (1) 12X24X4 (1) 24X24X4 (1) 24X24X18 (1) 12X24X18 | CHILLED WATER | 1.5 | 460 | 2.1 | electric | 3 | NA | NA | \Classifications\Building System Class\D30-HVAC Systems\D3040 - Distribution SYS\Air Handling Unit - AHU | 1009680
30-B1 | 30-B1 Betty Lou Lamoreaux Justice Center | 30-B1-D3041-110-AHU12 | AIR HANDLER#12 | PACE | 895941211 | A8FGSW01 | OM00030003 | DNA | ROOF N/E SIDE | A41 | (1) 24X12X18 | CHILLED WATER | 1.5 | 460 | 2.1 | electric | 3 | NA | NA | \Classifications\Building System Class\D30-HVAC Systems\D3040 - Distribution SYS\Air Handling Unit - AHU | 1009681
30-B1 | 30-B1 Betty Lou Lamoreaux Justice Center | 30-B1-D3042-240-SEF02 | Exhaust Fan | PACE | DNA | DNA | OM00015960 |  | ROOF | NA | DNA | CHILLED WATER | DNA | 480 | DNA | electric | 3 | NA | NA | \Classifications\Building System Class\D30-HVAC Systems\D3040 - Distribution SYS\Supply/Exhaust/Return fans- FAN | 1009683
30-B1 | 30-B1 Betty Lou Lamoreaux Justice Center | 30-B1-D3041-110-AHU08 | AIR HANDLER#8 | PACE | 895941207 | DNA | OM00015972 |  | ROOF West Side | SUPPLY SV1900 Triple Return Banded | NA | CHILLED WATER | 60 | 460 | DNA | electric | 3 | NA | NA | \Classifications\Building System Class\D30-HVAC Systems\D3040 - Distribution SYS\Air Handling Unit - AHU | 1009688
30-B1 | 30-B1 Betty Lou Lamoreaux Justice Center | 30-B1-D3041-110-AHU06 | AIR HANDLER #6 | PACE | 89-59412-05 | DNA | OM00015922 |  | ROOF, Southeast Side | SUPPLY-SV1900 TRIPLE RETURN-B158 QUAD | (28) 24x24x2 (7) 12x24x2 (28) 24x24x18 BIG (3) 12x24x8 | CHILLED WATER | 70,20 | 460 | 60, 20.5 | electric | 3 | NA | NA | \Classifications\Building System Class\D30-HVAC Systems\D3040 - Distribution SYS\Air Handling Unit - AHU | 1009689
30-B1 | 30-B1 Betty Lou Lamoreaux Justice Center | 30-B1-D3041-110-AHU07 | Air Handler #7 | PACE | 89-59412-06 | PF-60 | OM00015921 |  | ROOF N/E SIDE | 4/B158, 5V1900 | (28)24X24X2, (7)12X24X2, (28) BAG 24X24X18, (7) 24X12X18 | NA | 25 | 460 | 60, 24.5 | electric | 3 | NA | NA | \Classifications\Building System Class\D30-HVAC Systems\D3040 - Distribution SYS\Air Handling Unit - AHU | 1009692
30-B1 | 30-B1 Betty Lou Lamoreaux Justice Center | 30-B1-D3041-110-AHU09 | AIR HANDLER#9 | PACE | 895941208 | DNA | OM00015971 | DNA | ROOF N/W SIDE | SUPPLY- 5V190 TRIPLE BANDED | NA | CHILLED WATER | 70 20 | 460 | 60 24.5 | electric | 3 | NA | NA | \Classifications\Building System Class\D30-HVAC Systems\D3040 - Distribution SYS\Air Handling Unit - AHU | 1009694
30-B1 | 30-B1 Betty Lou Lamoreaux Justice Center | 30-B1-D3044-125-PHW07 | BOILER HOT WATER RECIRCULATION PUMP#7 | US MOTOR | 89-12376 | 341A-SF | OM00013644 |  | BOILER ROOM SOUTH SIDE OF BUILDING | NA | NA | NA | 20 | 460 | 26.5 | electric | 3 | NA | NA | \Classifications\Building System Class\D30-HVAC Systems\D3040 - Distribution SYS\Hot Water Pump - PHW | 1009700
30-B1 | 30-B1 Betty Lou Lamoreaux Justice Center | 30-B1-D3068-100-BAS01 | Building Automation System | DNA | 006002-000445 | NSX-1000 | OM00030096 | DNA | ELEVATOR ROOM | NA | NA | NA | DNA | 110 | DNA | electric | 1 | NA | NA | \Classifications\Building System Class\D30-HVAC Systems\D3060 - Control & Inst Air\Building Automation System - BAS | 1009703
30-B1 | 30-B1 Betty Lou Lamoreaux Justice Center | 30-B1-D3090-114-CMP01 | AIR COMPRESSOR#1 | INGERSOLL-RAND | 30T716098 | 71T2 | OM00013703 | State ID# A032114-94 ¦ CMP01 & CMP02 share the same tank | CHILLLER ROOM | A-80 | NA | NA | 10 | 480 | 12.5 | electric | 3 | NA | NA | \Classifications\Building System Class\D30-HVAC Systems\D3090 - Other HVAC Systems and Equipment\Air Compressor - CMP | 1009704
30-B1 | 30-B1 Betty Lou Lamoreaux Justice Center | 30-B1-D3090-114-CMP02 | AIR COMPRESSOR#2 | INGERSOLL-RAND | 30T864116 | 71T2 | OM00013704 | State ID#A032114-94 ¦ CMP01 & CMP02 share the same tank | CHILLLER ROOM | A-80 | NA | NA | 10 | 460 | 12.5 | electric | 3 | NA | NA | \Classifications\Building System Class\D30-HVAC Systems\D3090 - Other HVAC Systems and Equipment\Air Compressor - CMP | 1009705
30-B1 | 30-B1 Betty Lou Lamoreaux Justice Center | 30-B1-D3090-220-CMD01 | AIR DRYER | DNA | DNA | Hankison | OM00015633 |  | CHILLLER ROOM | NA | NA | R-12 | NA | 110 | NA | electric | 1 | NA | NA | \Classifications\Building System Class\D30-HVAC Systems\D3090 - Other HVAC Systems and Equipment\Compressed Air Dryer - CMD | 1009706
30-B1 | 30-B1 Betty Lou Lamoreaux Justice Center | 30-B1-D4022-210-JPM01 | JOCKEY PUMP | MTH PUMPS | 06B-98795-1 | T510BF | OM00015651 | DNA | FIRE PUMP ROOM SOUTH SIDE OF BUILDING | NA | NA | NA | 1.5 | 460 | 2.4 | electric | 3 | NA | NA | \Classifications\Building System Class\D40-Fire Protection SYS\D4020 - Stand Pipe\Jockey Pump - JPM | 1009711
30-B1 | 30-B1 Betty Lou Lamoreaux Justice Center | 30-B1-D4031-100-FEX70 | ABC FIRE EXTINGUISHER (70) | NA | NA | NA | OM00030103 |  | All | NA | NA | NA | NA | NA | NA | NA | NA | NA | NA | \Classifications\Building System Class\D40-Fire Protection SYS\D4030 - FIRE SPEC\Fire Extinguisher - FEX | 1009712
30-B1 | 30-B1 Betty Lou Lamoreaux Justice Center | 30-B1-D5010-200-ESD01 | ELECTRICAL PANEL EMDB | SQUARE D | 1224875-BO | DNA | OM00015966 | DNA | MAIN ELECTRICAL ROOM | NA | NA | NA | NA | 480/277 | 1600 | electric | 3 | NA | NA | \Classifications\Building System Class\D50-Electrical SYS\D5010 - Elec Service & Dist\Electical Service and Distribution - ESD | 1009713
30-B1 | 30-B1 Betty Lou Lamoreaux Justice Center | 30-B1-D5010-200-ESD02 | ELECTRICAL PANEL MSB | SQUARE D | 1224875-AO1 | DNA | OM00015967 | DNA | MAIN ELECTRICAL ROOM SOUTH SIDE OF BUILDING | NA | NA | NA | NA | 480/277 | 1600 AMPS | electric | 3 | NA | NA | \Classifications\Building System Class\D50-Electrical SYS\D5010 - Elec Service & Dist\Electical Service and Distribution - ESD | 1009714
30-B1 | 30-B1 Betty Lou Lamoreaux Justice Center | 30-B1-D5010-200-ESD03 | ELECTRICAL PANEL MSC | SQUARE D | DNA | DNA | OM00015968 | DNA | MAIN ELECTRICAL ROOM | NA | NA | NA | NA | 480/277 | 5000 | electric | 3 | NA | NA | \Classifications\Building System Class\D50-Electrical SYS\D5010 - Elec Service & Dist\Electical Service and Distribution - ESD | 1009715
30-B1 | 30-B1 Betty Lou Lamoreaux Justice Center | 30-B1-D5037-710-FAP01 | SIMPLEX MAIN FIRE CONTROL PANEL QUANTITY (11) | SIMPLEX | DNA | 4100U | OM00015662 | DNA | FIRE CONTROL ROOM | NA | NA | NA | NA | 110 | DNA | electric | 1 | NA | NA | \Classifications\Building System Class\D50-Electrical SYS\D5030 - Comm & Security\Fire Alarm Panel - FAP | 1009718
30-B1 | 30-B1 Betty Lou Lamoreaux Justice Center | 30-B1-D4022-250-PFD01 | FIRE PUMP ENGINE DRIVEN | PEERLESS | 739021A | 12MBF | OM00015650 | Permit # G8707 | FIRE PUMP ROOM | NA | NA | NA | 141 | 110 | NA | Diesel | 1 | NA | NA | \Classifications\Building System Class\D40-Fire Protection SYS\D4020 - Stand Pipe\Pump,Fire,Diesel Engine Driven - PFD | 1009719
30-B1 | 30-B1 Betty Lou Lamoreaux Justice Center | 30-B1-D5092-210-GEN01 | GENERATOR | CATERPILLAR | 4309 | 3508 | OM00015920 | Permit # G8706 | GENERATOR ROOM | NA | NA | NA | 1486 | 480 | 1504 | diesel | 3 | NA | NA | \Classifications\Building System Class\D50-Electrical SYS\D5090 - Elec SYS\Emergency Generator - GEN | 1009720
30-B1 | 30-B1 Betty Lou Lamoreaux Justice Center | 30-B1-D5092-250-EML51 | EMERGENCY LIGHT (51) | NA | NA | NA | OM00030099 |  | All | NA | NA | NA | NA | 110 | DNA | electric | 1 | NA | NA | \Classifications\Building System Class\D50-Electrical SYS\D5090 - Elec SYS\Emergency And Exit Lighting - EML | 1009721
30-B1 | 30-B1 Betty Lou Lamoreaux Justice Center | 30-B1-G3063-100-DAT02 | GENERATOR DAY TANK | PRYCO | 6014117 | PY25ULCLA | OM00015660 | DNA | BOILER ROOM SOUTHWEST LOADING DOCK | NA | NA | NA | 33 | 115 | 6.6 | Diesel | 1 | NA | NA | \Classifications\Building System Class\G30-Site Mechanical Utilities\G3060 - Fuel Distribution\Tank, Fuel Storage Day - DAT | 1009723
30-B1 | 30-B1 Betty Lou Lamoreaux Justice Center | 30-B1-G2050-200-LSC01 | Landscaping - LSC | NA | NA | NA | OM00030100 | DNA | OUTSIDE | NA | NA | NA | NA | NA | NA | NA | NA | NA | NA | \Classifications\Building System Class\G20-Other Systems\G2050 - Landscaping\Landscaping - LSC | 1009724
30-B1 | 30-B1 Betty Lou Lamoreaux Justice Center | 30-B1-D5092-250-ELT01 | Exterior Lighting - ELT | NA | NA | NA | DNA | DNA | OUTSIDE | NA | NA | NA | NA | 277/115 | NA | Electric | NA | NA | NA | \Classifications\Building System Class\D50-Electrical SYS\D5090 - Elec SYS\Exterior Lighting - ELT | 1009725
30-B1 | 30-B1 Betty Lou Lamoreaux Justice Center | 30-B1-G2049-300-HSC01 | Hardscape - HSC | NA | NA | NA | OM00030102 | DNA | OUTSIDE | NA | NA | NA | NA | NA | NA | NA | NA | NA | NA | \Classifications\Building System Class\G20-Other Systems\G2040 - Site Development\Hardscape - HSC | 1009726
30-B1 | 30-B1 Betty Lou Lamoreaux Justice Center | 30-B1-D5010-234-ATS01 | Automatic Transfer Switch - ATS01 | Westinghouse | DNA | SPBNH | OM00015953 |  | GENERATOR ROOM SOUTH SIDE OF BUILDING | NA | NA | NA | NA | 460 | DNA | Electric | 3 | NA | NA | \Classifications\Building System Class\D50-Electrical SYS\D5010 - Elec Service & Dist\Automatic Transfer Switch - ATS | 1011266
30-B1 | 30-B1 Betty Lou Lamoreaux Justice Center | 30-B1-D3050-250-ACU01 | Data Center A/C, split system ACU05 | Liebert | 439807-001 | BF067A-AAEI | OM00015912 |  | Data Center, C234, 2nd Floor, South Park | (1) A-36 | 28.5"" x 29.5"" x 4"" | R-22 | 2.6 | 460 | 32.3 | Electric | 3 | NA | NA | \Classifications\Building System Class\D30-HVAC Systems\D3050 - Package SYS\Air Conditioning,Split System - ACU | 1011268
30-B1 | 30-B1 Betty Lou Lamoreaux Justice Center | 30-B1-D3050-250-ACU02 | Data Center A/C, split system ACU02 | Liebert | 439807-002 | BF067A-AAEI | OM00015952 | DNA | Data Center 2ND FLOOR SOUTH HALLWAY | (1) A-37 | 28.5"" x 29.5"" x 4"" | R-22 | 40 | 480 | 32.2 | Electric | 3 | NA | NA | \Classifications\Building System Class\D30-HVAC Systems\D3050 - Package SYS\Air Conditioning,Split System - ACU | 1011269
30-B1 | 30-B1 Betty Lou Lamoreaux Justice Center | 30-B1-D3050-250-ACU06 | Data Center A/C, split system ACU03 | Liebert | 198302-001 | CF 067A-A00 | OM00015951 | DNA | Data Center C234 2ND FLOOR SOUTH HALL | (1) A-36 | (2) 17X24 22 | R-22 | 40 | 460 | 24.2 | Electric | 3 | NA | NA | \Classifications\Building System Class\D30-HVAC Systems\D3050 - Package SYS\Air Conditioning,Split System - ACU | 1011270
30-B1 | 30-B1 Betty Lou Lamoreaux Justice Center | 30-B1-D3042-220-EFN27 | Exhaust Fan EF-27 (chiller room roof) | Dayton | DNA | DNA | OM00015909 | DNA | ROOF 1st Floor above chiller rooms | (2) BX64 | NA | NA | 5 | 480 | 7 | Electric | 3 | NA | NA | \Classifications\Building System Class\D30-HVAC Systems\D3040 - Distribution SYS\Supply/Exhaust/Return fans- FAN | 1011271
30-B1 | 30-B1 Betty Lou Lamoreaux Justice Center | 30-B1-D3042-220-EFN26 | Exhaust Fan EF-26 (chiller room roof) | Dayton | DNA | DNA | OM00015908 | DNA | ROOF 1st Floor above chiller room | (2) BX64 | NA | NA | 5 | 460 | 7 | Electric | 3 | NA | NA | \Classifications\Building System Class\D30-HVAC Systems\D3040 - Distribution SYS\Supply/Exhaust/Return fans- FAN | 1011272
30-B1 | 30-B1 Betty Lou Lamoreaux Justice Center | 30-B1-D3042-220-EFN25 | Exhaust Fan EF-25 (chiller room roof) | Dayton | DNA | DNA | OM00015907 | DNA | ROOF | (2) BX64 | NA | NA | 5 | 460 | 7 | Electric | 3 | NA | NA | \Classifications\Building System Class\D30-HVAC Systems\D3040 - Distribution SYS\Supply/Exhaust/Return fans- FAN | 1011273
30-B1 | 30-B1 Betty Lou Lamoreaux Justice Center | 30-B1-D3042-220-EFN24 | Exhaust Fan EF-24 (chiller room roof) | Dayton | DNA | DNA | OM00015950 | DNA | ROOF over 1st Floor Chiller Room | (1) 4L380 | (28) 24x24x2 (40)25x16x2 | NA | 1/2 | 460 | 1.0 | Electric | 3 | NA | NA | \Classifications\Building System Class\D30-HVAC Systems\D3040 - Distribution SYS\Supply/Exhaust/Return fans- FAN | 1011274
30-B1 | 30-B1 Betty Lou Lamoreaux Justice Center | 30-B1-D3042-220-EFN22 | Exhaust Fan EF-22 (chiller room roof) | DNA | DNA | DNA | OM00015949 | DNA | ROOF over 1st Floor Chiller Room | 1 4L3850 | NA | NA | 1/2 | 460 | 1.1 | Electric | 3 | NA | NA | \Classifications\Building System Class\D30-HVAC Systems\D3040 - Distribution SYS\Supply/Exhaust/Return fans- FAN | 1011275
30-B1 | 30-B1 Betty Lou Lamoreaux Justice Center | 30-B1-D3042-240-SEF04 | Fan, Smoke EVAC 1 (Southwest) | Pace | 89-59412-12 | A12 FG S1 | OM00026131 | DNA | ROOF | NA | NA | NA | 8 | 480 | 30 | Electric | 3 | NA | NA | \Classifications\Building System Class\D30-HVAC Systems\D3040 - Distribution SYS\Supply/Exhaust/Return fans- FAN | 1011276
30-B1 | 30-B1 Betty Lou Lamoreaux Justice Center | 30-B1-D3042-240-SEF03 | Fan, Smoke EVAC 3 (Northwest) | Pace | 89-59412-12 | A-12FCDWD1 | OM00026132 | DNA | ROOF | NA | NA | NA | 8 | 480 | 30 | Electric | 3 | NA | NA | \Classifications\Building System Class\D30-HVAC Systems\D3040 - Distribution SYS\Supply/Exhaust/Return fans- FAN | 1011278
30-B1 | 30-B1 Betty Lou Lamoreaux Justice Center | 30-B1-D3042-210-FAN18 | EXHAUST FAN#18 | PACE | 895941214 | DNA | OM00015905 | DNA | ROOF | NA | NA | NA | DNA | 480 | DNA | Electric | 3 | NA | NA | \Classifications\Building System Class\D30-HVAC Systems\D3040 - Distribution SYS\Fan,Axial - FAN | 1011279
30-B1 | 30-B1 Betty Lou Lamoreaux Justice Center | 30-B1-D1091-100-DMW01 | Dumbwaiter DMW01 | DNA | DNA | LD | OM00030077 | State ID# 103150 | SECURED HALLWAY SOUTHEAST 7TH FLOOR | NA | NA | NA | 1 | 110 | 12.6 | Electric | 1 | NA | NA | \Classifications\Building System Class\D10-Conveyance Systems\D1090 - Other Conveyance Systems\Dumbwaiter - DMW | 1011535
30-B1 | 30-B1 Betty Lou Lamoreaux Justice Center | 30-B1-D3030-100-TSP01 | Thermal Storage Pump | DNA | DNA | DNA | OM00030089 | NA | Basement- BELOW CHILLER ROOM | NA | NA | NA | 50 | 460 | 55 | Electric | 3 | NA | NA | \Classifications\Building System Class\D30-HVAC Systems\D3030 - Cooling SYS\Thermal Storage Pump - TSP | 1013372
30-B1 | 30-B1 Betty Lou Lamoreaux Justice Center | 30-B1-D3030-100-TSP02 | PUMP, THERMAL STORAGE TSP02 | US Electric Motors | DNA | B564A | OM00036426 |  | CENTRAL MECHANICAL ROOM | NA | NA | NA | 30 | 460 | 35.8 | Electric | 3 | NA | NA | \Classifications\Building System Class\D30-HVAC Systems\D3030 - Cooling SYS\Thermal Storage Pump - TSP | 1013373
30-B1 | 30-B1 Betty Lou Lamoreaux Justice Center | 30-B1-D2023-100-BFP04 | BACKFLOW PREVENTER | WATTS | 218560 | 909M1 | OM00015666 | Acct#: 7564 Assembly ID#: 598 | SOUTHWEST COOLING TOWER #2 | NA | NA | NA | NA | NA | NA | NA | NA | NA | NA | \Classifications\Building System Class\D20-Plumbing\D2020 - Domestic Water\Backflow Preventer - BFP | 1013375
30-B1 | 30-B1 Betty Lou Lamoreaux Justice Center | 30-B1-D2040-100-PSU01 | PUMP, SUMP | TEL | DNA | 4RC25 | OM00025282 |  | Central Mechanical Room | [10 empty] | \Classifications\Building System Class\D20-Plumbing\D2040 - Rain Drain\Sump Pump - PSU | 1013378
30-B1 | 30-B1 Betty Lou Lamoreaux Justice Center | 30-B1-D2040-100-PSU02 | PUMP, SUMP PSU02 | Teel-Dayton | DNA | 4RC25 0201 | OM00036428 |  | Central Mechanical Room | [10 empty] | \Classifications\Building System Class\D20-Plumbing\D2040 - Rain Drain\Sump Pump - PSU | 1013379
30-B1 | 30-B1 Betty Lou Lamoreaux Justice Center | 30-B1-C1020-110-FRD07 | WON DOOR | WON DOOR COMPANY | 406006 | DNA | OM00030008 | DNA | Floor 6 NEAR ELEVATORS | NA | NA | NA | DNA | DNA | DNA | DNA | DNA | NA | NA | \Classifications\Building System Class\C10-General Building Interior\C1020 - Fire Doors\Fire Doors - FRD | 1013483
30-B1 | 30-B1 Betty Lou Lamoreaux Justice Center | 30-B1-C1020-110-FRD06 | WON DOORS | WON DOOR COMPANY | 406005 | DNA | OM00033959 | DNA | 5TH FLOOR PUBLIC LOBBY | NA | NA | NA | NA | DNA | DNA | Electric | DNA | NA | NA | \Classifications\Building System Class\C10-General Building Interior\C1020 - Fire Doors\Fire Doors - FRD | 1013484
30-B1 | 30-B1 Betty Lou Lamoreaux Justice Center | 30-B1-D3042-240-SEF06 | EMERGENCY EXHAUST FAN | PACE | 89-59412-13` | PF 54 | OM00030001 |  | NORTH ROOF | (3) B148 | NA | NA | 15 | 460 | 18.6 | Electric | 3 | NA | NA | \Classifications\Building System Class\D30-HVAC Systems\D3040 - Distribution SYS\Supply/Exhaust/Return fans- FAN | 1013485
30-B1 | 30-B1 Betty Lou Lamoreaux Justice Center | 30-B1-D3042-220-EFN04 | BELT DRIVEN EXHAUST FAN | DAYTON ELECTRIC | DNA | MHZ01A | OM00015964 | NA | WEST ROOF | B44 | NA | NA | 5 | 208/230/460 | 14/13.2/6.6 | Electric | 3 | NA | NA | \Classifications\Building System Class\D30-HVAC Systems\D3040 - Distribution SYS\Supply/Exhaust/Return fans- FAN | 1013486
30-B1 | 30-B1 Betty Lou Lamoreaux Justice Center | 30-B1-D3042-220-EFN13 | EXAUST FAN #13 | DNA | DNA | DNA | OM00026130 | NA | SOU | 4L 320 | NA | NA | 2 | 460 | 2-8 | ELECTRIC | 3 | NA | NA | \Classifications\Building System Class\D30-HVAC Systems\D3040 - Distribution SYS\Supply/Exhaust/Return fans- FAN | 1013487
30-B1 | 30-B1 Betty Lou Lamoreaux Justice Center | 30-B1-D3050-250-ACU03 | SPLIT SYSTEM A/C | CARRIER | 3292X28538 | 38HD018C300 | OM00030002 | NA | N/E ROOF | NA | WASHABLE | R-22 | DNA | 208/230 | 8.9 | ELECTRIC | 1 | NA | NA | \Classifications\Building System Class\D30-HVAC Systems\D3050 - Package SYS\Air Conditioning,Split System - ACU | 1013488
30-B1 | 30-B1 Betty Lou Lamoreaux Justice Center | 30-B1-D3042-220-EFN05 | EXHUAST FAN 5 | DAYTON | 10845195_0704 | 4YY11 | OM00030004 | NA | CENTRAL SOUTH ROOF | A 49 | NA | NA | 5 | 208/230/460 | 14.5, 13.1, 6.6 | Electric | 3 | NA | NA | \Classifications\Building System Class\D30-HVAC Systems\D3040 - Distribution SYS\Supply/Exhaust/Return fans- FAN | 1013489
30-B1 | 30-B1 Betty Lou Lamoreaux Justice Center | 30-B1-D3042-220-EFN03 | EXHAUST FAN 3 | DAYTON | DNA | 3C566-A | OM00030005 |  | SOUTH CENTRAL ROOF | 4L220 | NA | NA | 1/2 | 115/230 | 8.2, 4.1 | Electric | 1 | NA | NA | \Classifications\Building System Class\D30-HVAC Systems\D3040 - Distribution SYS\Supply/Exhaust/Return fans- FAN | 1013490
30-B1 | 30-B1 Betty Lou Lamoreaux Justice Center | 30-B1-D2022-260-HWG02 | DOMESTIC HOT WATER HEATER | AMERICAN WATER HEATER CO | 06045 43592 | ACST5-120T | OM00030006 | DNA | 8TH FLOOR PENTHOUSE | NA | NA | NA | NA | 115 | 12 | Gas | 1 | 250,000 | NA | \Classifications\Building System Class\D20-Plumbing\D2020 - Domestic Water\Domestic Water Heater, Gas - HWG | 1013491
30-B1 | 30-B1 Betty Lou Lamoreaux Justice Center | 30-B1-D3044-125-PHW02 | DOMESTIC HOT WATER RECIRCULATION PUMP | GRUNDFOS | DNA | 52722336 | OM00030007 | NA | PENTHOUSE | NA | NA | NA | DNA | 115 | 1.7 | Electric | 1 | NA | NA | \Classifications\Building System Class\D30-HVAC Systems\D3040 - Distribution SYS\Hot Water Pump - PHW | 1013492
30-B1 | 30-B1 Betty Lou Lamoreaux Justice Center | 30-B1-C1020-110-FRD05 | WON DOOR | WON DOOR COMPANY | DNA | DNA | OM00030009 | DNA | NEAR ELEVATORS | NA | NA | NA | NA | DNA | DNA | DNA | DNA | NA | NA | \Classifications\Building System Class\C10-General Building Interior\C1020 - Fire Doors\Fire Doors - FRD | 1013493
30-B1 | 30-B1 Betty Lou Lamoreaux Justice Center | 30-B1-C1020-110-FRD04 | WON DOOR | WON DOOR COMPANY | DNA | DNA | OM00030010 | DNA | NEAR ELEVATORS | NA | NA | NA | NA | NA | NA | OTHER | NA | NA | NA | \Classifications\Building System Class\C10-General Building Interior\C1020 - Fire Doors\Fire Doors - FRD | 1013494
30-B1 | 30-B1 Betty Lou Lamoreaux Justice Center | 30-B1-C1020-110-FRD09 | WON DOOR | WON DOOR COMPANY | DNA | DNA | OM00030011 | DNA | NEAR ELEVATORS | NA | NA | NA | NA | NA | NA | Other | NA | NA | NA | \Classifications\Building System Class\C10-General Building Interior\C1020 - Fire Doors\Fire Doors - FRD | 1013495
30-B1 | 30-B1 Betty Lou Lamoreaux Justice Center | 30-B1-C1020-110-FRD11 | WON DOOR | WON DOOR COMPANY | DNA | DNA | OM00030012 | DNA | NEAR ELEVATORS | NA | NA | NA | NA | NA | NA | Other | NA | NA | NA | \Classifications\Building System Class\C10-General Building Interior\C1020 - Fire Doors\Fire Doors - FRD | 1013496
30-B1 | 30-B1 Betty Lou Lamoreaux Justice Center | 30-B1-C1020-110-FRD10 | WON DOOR | WON DOOR COMPANY | 406007 | DNA | OM00030073 | DNA | PUBLIC LOBBY BY ELEVATOR | NA | NA | NA | NA | NA | NA | DNA | NA | NA | NA | \Classifications\Building System Class\C10-General Building Interior\C1020 - Fire Doors\Fire Doors - FRD | 1013497
30-B1 | 30-B1 Betty Lou Lamoreaux Justice Center | 30-B1-D3041-110-AHU21 | AIR HANDLER #21 | PACE | 89-59412-15 | A-9 FC51 | OM00030085 |  | 1ST FLOOR NEAR SCREENING | A 41 | (1) 24X24X12 (1) 24X24X2 | CHILLED WATER | DNA | 460 | DNA | Electric | DNA | NA | NA | \Classifications\Building System Class\D30-HVAC Systems\D3040 - Distribution SYS\Air Handling Unit - AHU | 1013500
30-B1 | 30-B1 Betty Lou Lamoreaux Justice Center | 30-B1-D3031-100-PCH14 | CHILLED WATER PUMP FOR COOLING TOWER #1 | BELL & GOSSETT | 2268465 | 4BC 7.758F | OM00030088 |  | SOUTH SIDE OF BUILDING | NA | NA | NA | 7 1/2 | 460 | 11.8 |  | 3 | NA | NA | \Classifications\Building System Class\D30-HVAC Systems\D3030 - Cooling SYS\Chilled Water Pump - PCH | 1013503
30-B1 | 30-B1 Betty Lou Lamoreaux Justice Center | 30-B1-D4010-150-FMS01 | FIRE STAND PIPE | VICTAULIC | DNA | 9" 705 | OM00030091 |  | FIRE PUMP ROOM | NA | NA | NA | NA | NA | NA | ELECTRIC | NA | NA | NA | \Classifications\Building System Class\D40-Fire Protection SYS\D4010 - Sprinkler SYS\Fire Systems, stand pipes - FMS | 1013505
30-B1 | 30-B1 Betty Lou Lamoreaux Justice Center | 30-B1-G2023-150-PEG02 | JUDGES PARKING GATE | CHAMBERLAIN | 3711N5130 | VSL595-100-11 H3 | OM00030092 |  | JUDGES PARKING | NA | NA | NA | 1 | 90 | 10 | Electric | 1 | NA | NA | \Classifications\Building System Class\G20-Other Systems\G2020 - Parking Lots\Secured Parking Gate - PEG | 1013507
30-B1 | 30-B1 Betty Lou Lamoreaux Justice Center | 30-B1-G2023-150-PEG01 | ROLLING PARKING GATE | LIFT MASTER | 3811N5835 | VSL595-100-11H3 | OM00030093 | NA | PARKING LOT SOUTH SIDE OF BUILDING | NA | NA | NA | 1 | 115 | 13.6 | Electric | 1 |  | NA | \Classifications\Building System Class\G20-Other Systems\G2020 - Parking Lots\Secured Parking Gate - PEG | 1013508
30-B1 | 30-B1 Betty Lou Lamoreaux Justice Center | 30-B1-D3041-160-FDP01 | FIRE DAMPERS (42) | DNA | DNA | DNA | OM00030104 | DNA | ALL FLOORS | NA | NA | NA | NA | NA | NA | Other | NA | NA | NA | \Classifications\Building System Class\D30-HVAC Systems\D3040 - Distribution SYS\Fire Dampers - FDP | 1013511
30-B1 | 30-B1 Betty Lou Lamoreaux Justice Center | 30-B1-D3050-310-HPU04 | HEAT PUMP | TRANE | E26156184 | TCH024A100AB | OM00033954 | NA | SOUTH EAST SIDE | DNA | DNA | R-22 | 14 | 460 | 11.6 | Electric | 3 | NA | NA | \Classifications\Building System Class\D30-HVAC Systems\D3050 - Package SYS\Heat Pump,Air Cooled - HPU | 1013512
30-B1 | 30-B1 Betty Lou Lamoreaux Justice Center | 30-B1-D3050-250-ACU04 | A/C SPLIT SYSTEM | CARRIER | DNA | DNA | OM00033952 | NA | SOUTHWEST SIDE OF ROOF | NA | WASHABLE | R-22 | DNA | DNA | DNA | Electric | DNA | NA | NA | \Classifications\Building System Class\D30-HVAC Systems\D3050 - Package SYS\Air Conditioning,Split System - ACU | 1013513
30-B1 | 30-B1 Betty Lou Lamoreaux Justice Center | 30-B1-D3042-220-EFN06 | EXHAUST FAN | PVC | DNA | DNA | OM00033953 | NA | CENTRAL ROOF | A-39 | NA | NA | 1 1/5 | 460 | 2.4 | Electric | 3 | NA | NA | \Classifications\Building System Class\D30-HVAC Systems\D3040 - Distribution SYS\Supply/Exhaust/Return fans- FAN | 1013514
30-B1 | 30-B1 Betty Lou Lamoreaux Justice Center | 30-B1-D3050-310-HPU05 | HEAT PUMP | TRANE | DNA | TCH024810 AB | OM00033955 | NA | SOUTH EAST ROOF | DNA | DNA | R-22 | 1/4 | 460 | 11.6 | Electric | 3 | NA | NA | \Classifications\Building System Class\D30-HVAC Systems\D3050 - Package SYS\Heat Pump,Air Cooled - HPU | 1013515
30-B1 | 30-B1 Betty Lou Lamoreaux Justice Center | 30-B1-C1020-110-FRD01 | WON DOOR | WON DOOR | DNA | DNA | OM00033956 | DNA | 7TH FLOOR PUBLIC LOBBY SOUTH | NA | NA | NA | NA | NA | NA | Electric | NA | NA | NA | \Classifications\Building System Class\C10-General Building Interior\C1020 - Fire Doors\Fire Doors - FRD | 1013516
30-B1 | 30-B1 Betty Lou Lamoreaux Justice Center | 30-B1-C1020-110-FRD02 | WON DOOR | WON DOOR COMPANY | DNA | DNA | OM00033957 | DNA | NORTH PUBLIC LOBBY | NA | NA | NA | NA | NA | NA | Electric | NA | NA | NA | \Classifications\Building System Class\C10-General Building Interior\C1020 - Fire Doors\Fire Doors - FRD | 1013517
30-B1 | 30-B1 Betty Lou Lamoreaux Justice Center | 30-B1-C1020-110-FRD03 | WON DOOR | WON DOOR COMPANY | DNA | DNA | OM00033958 | DNA | INSIDE ROOM 665 | NA | NA | NA | NA | DNA | DNA | Electric | DNA | NA | NA | \Classifications\Building System Class\C10-General Building Interior\C1020 - Fire Doors\Fire Doors - FRD | 1013518
30-B1 | 30-B1 Betty Lou Lamoreaux Justice Center | 30-B1-C1020-110-FRD08 | WON DOOR | WON DOOR COMPANY | 406008 | DNA | OM00033960 | DNA | 4TH FLOOR LOBBY | NA | NA | NA | NA | NA | NA | DNA | NA | NA | NA | \Classifications\Building System Class\C10-General Building Interior\C1020 - Fire Doors\Fire Doors - FRD | 1013519
30-B1 | 30-B1 Betty Lou Lamoreaux Justice Center | 30-B1-G3063-100-AST01 | Above Ground Storage Tank and monitoring System | Veeder Root |  |  | OM00026139 |  | Monitoring System is in the Central Plant Fire Pump Room, above ground tank is located in the N/W corner of the judges parking lot. | NA | NA | NA |  | 110 |  | Diesel | 1 |  |  | \Classifications\Building System Class\G30-Site Mechanical Utilities\G3060 - Fuel Distribution\Tank, Fuel Storage, Above Ground - AST | 1015791
30-B1 | 30-B1 Betty Lou Lamoreaux Justice Center | 30-B1-D3044-125-PHW03 | Hot Water Recirculation Pump for Boiler #1 | Taco | DNA | 1636C6E3 | OM00026137 |  | Central Plant | NA | NA | NA | 1.5 | 110 | 15 | Electric | 1 |  |  | \Classifications\Building System Class\D30-HVAC Systems\D3040 - Distribution SYS\Hot Water Pump - PHW | 1015820
30-B1 | 30-B1 Betty Lou Lamoreaux Justice Center | 30-B1-D3044-125-PHW04 | Hot Water Recirculation Pump for Boiler #2 | Taco | DNA | 1636C6E3 | OM00026138 |  | Central Plant | NA | NA | NA | 1.5 | 110 | 15 | Electric | 1 |  |  | \Classifications\Building System Class\D30-HVAC Systems\D3040 - Distribution SYS\Hot Water Pump - PHW | 1015821
30-B1 | 30-B1 Betty Lou Lamoreaux Justice Center | 30-B1-D3021-130-BLR03 | Boiler 03 | Raypak | 1210347530 | H7-1753 | OM00026135 |  | Central Plant | NA | 16x16x1 | NA | NA | 110 | 18 | Natural gas | 1 | 1,750,000 | 1,522,500 | \Classifications\Building System Class\D30-HVAC Systems\D3020 - Heat SYS\Boiler,Hot Water,Oil/Gas/Comb. - BLR | 1015822
30-B1 | 30-B1 Betty Lou Lamoreaux Justice Center | 30-B1-D3021-130-BLR02 | Boiler 02 | Raypak | 1210347531 | H7-1753 | OM00026136 |  | Central Plant | NA | 16x16x1 | NA | NA | 110 | 18 | Natural gas | 1 | 1,750,000 | 1,522,500 | \Classifications\Building System Class\D30-HVAC Systems\D3020 - Heat SYS\Boiler,Hot Water,Oil/Gas/Comb. - BLR | 1015823
30-B1 | 30-B1 Betty Lou Lamoreaux Justice Center | 30-B1-B2034-400-DOH03 | Roll Up Door and Operator | Liftmaster Logic 4 | 5112N0051 | GH1043L4 | OM00030094 |  | Secured Loading Dock | NA | NA | NA | 1hp | 480 |  | Electric | 3 |  |  | \Classifications\Building System Class\B20-General Building Exterior\B2030 - Exterior Doors\Door,Overhead-Shutter,Manual,Elec,Roll-up - DOH | 1015825
30-B1 | 30-B1 Betty Lou Lamoreaux Justice Center | 30-B1-D3042-210-FAN14 | Floors 5-2, south holding, exhaust fan #14 | DNA |  |  | OM00026133 |  | Main Roof, southeast corner | (1) 4L220 | NA | NA | 1/4hp | 110 | 5 | Electric | 1 |  |  | \Classifications\Building System Class\D30-HVAC Systems\D3040 - Distribution SYS\Fan,Axial - FAN | 1015827
30-B1 | 30-B1 Betty Lou Lamoreaux Justice Center | 30-B1-D2023-100-BFP07 | Backflow Preventer - Boiler Room 1 1/2" | Febco | J001571 - Replaced SN 212242 | LF825Y 1 1/2" RP | OM00015901 | Acct#: 7564 Assembly ID#: 596 | Central Plant, Boiler Room, left side | NA | NA | NA | NA | NA | NA | NA | NA | NA | NA | \Classifications\Building System Class\D20-Plumbing\D2020 - Domestic Water\Backflow Preventer - BFP | 1015869
30-B1 | 30-B1 Betty Lou Lamoreaux Justice Center | 30-B1-B2010-100-BLD01 | Building Asset | NA | NA | NA | DNA | NA | [11 empty] | \Classifications\Building System Class\B20-General Building Exterior\B2010 - Exterior Walls\Building - BLD | 1016560
30-B1 | 30-B1 Betty Lou Lamoreaux Justice Center | 30-B1-G3063-100-DAT03 | GENERATOR DAY TANK | Pryco | 09347063 | PY25UL | OM00025301 |  | Fire Pump Room | [6 empty] | Diesel |  |  |  | \Classifications\Building System Class\G30-Site Mechanical Utilities\G3060 - Fuel Distribution\Tank, Fuel Storage Day - DAT | 1016701
30-B1 | 30-B1 Betty Lou Lamoreaux Justice Center | 30-B1-D3031-100-PCH16 | CHILLED WATER PUMP | Marathon |  | 215TTDR7343 | OM00015654 |  | Chiller Room by Loading Dock |  |  |  | 10 | 480 |  |  | 3 |  |  | \Classifications\Building System Class\D30-HVAC Systems\D3030 - Cooling SYS\Chilled Water Pump - PCH | 1016703
30-B1 | 30-B1 Betty Lou Lamoreaux Justice Center | 30-B1-D3031-100-PCH17 | CHILLED WATER PUMP | Marathon |  | 215TTDR7343 | OM00015655 |  | Chiller Room by Loading Dock |  |  |  | 10 | 480 |  |  | 3 |  |  | \Classifications\Building System Class\D30-HVAC Systems\D3030 - Cooling SYS\Chilled Water Pump - PCH | 1016704
30-B1 | 30-B1 Betty Lou Lamoreaux Justice Center | 30-B1-D2023-100-BFP08 | Backflow Preventer Domestic | WILKINS | G01731 | 375AR | OM00025311 | Acct#: 7564 Assembly ID#: 101248 | Rear of Building | NA | NA | NA | NA | NA | NA | NA | NA | NA | NA | \Classifications\Building System Class\D20-Plumbing\D2020 - Domestic Water\Backflow Preventer - BFP | 1018006
30-B1 | 30-B1 Betty Lou Lamoreaux Justice Center | 30-B1-D2023-100-BFP09 | Backflow Preventer #2 Domestic Water | WILKINS | G01732 | 375AR | OM00025312 | Acct#: 7564 Assembly ID#: 101249 | Rear of Building | NA | NA | NA | NA | NA | NA | NA | NA | NA | NA | \Classifications\Building System Class\D20-Plumbing\D2020 - Domestic Water\Backflow Preventer - BFP | 1018007
30-B1 | 30-B1 Betty Lou Lamoreaux Justice Center | 30-B1-B2034-400-DOH04 | Overhead Door DOH04 | Power Master | GAA465410 | MG-7 | OM00025319 |  | Detention Bus Bay | [10 empty] | \Classifications\Building System Class\B20-General Building Exterior\B2030 - Exterior Doors\Door,Overhead-Shutter,Manual,Elec,Roll-up - DOH | 1018024
30-B1 | 30-B1 Betty Lou Lamoreaux Justice Center | 30-B1-D3031-130-CLR04 | CAFM Multistack Chiller 4, Central Plant Chiller 3 | Multistack | AD07-129 | MS0292FN1M2R0H0CV8OFM-R134A | OM00025321 |  | Central Plant Chiller Room | NA | NA | R-134a | NA | 480 | 271 | Electric | 3 Ph, 50/60 Hz | NA | NA | \Classifications\Building System Class\D30-HVAC Systems\D3030 - Cooling SYS\Chiller, Water Cooled - CLR | 1018774
30-B1 | 30-B1 Betty Lou Lamoreaux Justice Center | 30-B1-D3031-100-PCH25 | Chilled Water Pump 5 | Aurora, Baldor | Motor- Z1412090492 | Pump- 11-2067255, Motor- JMM2535T | OM00025359 |  | 1st Floor, Central Plant Chiller Room | NA | NA | NA | 30 | 480 | 36 | Electric | 3 | NA | NA | \Classifications\Building System Class\D30-HVAC Systems\D3030 - Cooling SYS\Chilled Water Pump - PCH | 1018965
30-B1 | 30-B1 Betty Lou Lamoreaux Justice Center | 30-B1-D5010-234-ATS03 | Automatic Transfer Switch - ATS02 | GE ZENITH | 150206097-10-1 | ZTG000A00040F | OM00025384 |  | Generator room off dock | NA | NA | NA | NA | 480 | 400 | Electric | 3 | NA | NA | \Classifications\Building System Class\D50-Electrical SYS\D5010 - Elec Service & Dist\Automatic Transfer Switch - ATS | 1019498
30-B1 | 30-B1 Betty Lou Lamoreaux Justice Center | 30-B1-D2023-100-BFP10 | BFP 10 - Backflow 8" | Wilkins | T00685 - Replaced SN A1988 | 375ADAR 8" | OM00025385 | Acct#: 7564 Assembly ID#: 604 | Exterior, South side of the facility, corner of building, near Judges parking lot exit | NA | NA | NA | NA | NA | NA | NA | NA | NA | NA | \Classifications\Building System Class\D20-Plumbing\D2020 - Domestic Water\Backflow Preventer - BFP | 1020504
30-B1 | 30-B1 Betty Lou Lamoreaux Justice Center | 30-B1-D3031-130-CLR05 | CAFM Multistack Chiller 5, Central Plant Chiller 2 | Multistack | AF 03-064 | MS0292FN1M2R0H0CV8OFM-R134A | OM00025394 |  | Central Plant Chiller Room | NA | NA | R-134a | NA | 460 | 271 | Electric | 3 Ph, 50/60 Hz | NA | NA | \Classifications\Building System Class\D30-HVAC Systems\D3030 - Cooling SYS\Chiller, Water Cooled - CLR | 1021658
30-B1 | 30-B1 Betty Lou Lamoreaux Justice Center | 30-B1-D2022-100-HWE02 | Hot Water Heater | AO Smith | 1609M000318 | 275A Series 200 Low NOX | OM00025400 |  | Penthouse |  |  |  |  | 110 | 5 amp | Electric | 1 | 275,000 |  | \Classifications\Building System Class\D20-Plumbing\D2020 - Domestic Water\Domestic Water Heater, Electric - HWE | 1021695
30-B1 | 30-B1 Betty Lou Lamoreaux Justice Center | 30-B1-D2023-100-BFP11 | Backflow, bypass for SN-T00685 -3/4" | Wilkins | 4187532 | 975XL2 3/4" | OM00025399 | Acct#: 7564 Assembly ID#: 101627 | South Side of Building. near Judge's Exit Gate | NA | NA | NA | NA | NA | NA | NA | NA | NA | NA | \Classifications\Building System Class\D20-Plumbing\D2020 - Domestic Water\Backflow Preventer - BFP | 1021694
30-B1 | 30-B1 Betty Lou Lamoreaux Justice Center | 30-B1-D3031-100-PCH15 | Pump Chilled Water PCH15 | US Motors/Nidec | DNA | FK57 | OM00030086 |  | Chiller Room, Central Plant | NA | NA | NA | 30 | 480 | 36 | Electric | 3 | NA | NA | \Classifications\Building System Class\D30-HVAC Systems\D3030 - Cooling SYS\Chilled Water Pump - PCH | 1022496
30-B1 | 30-B1 Betty Lou Lamoreaux Justice Center | 30-B1-D2023-100-BFP12 | Backflow | Wilkins | 4684821 | 975XL2 | OM00047609 |  | Roof Above Water Heater Room | NA | NA | NA | NA | NA | NA | NA | NA | NA | NA | \Classifications\Building System Class\D20-Plumbing\D2020 - Domestic Water\Backflow Preventer - BFP | 1022878
30-B1 | 30-B1 Betty Lou Lamoreaux Justice Center | 30-B1-D3030-160-ECW04 | Evaporative Cooler - ECW ¦ D3030-160-ECW | Baltimore | U190258701-02-01 | CXVB-241-0812-10 | OM00047618 |  | Central Plant | (2) 2R-B090 | NA | R134A | (2) 5 HP | 460 | DNA | Electric | 3 | NA | NA | \Classifications\Building System Class\D30-HVAC Systems\D3030 - Cooling SYS\Evaporative Cooler - ECW | 1022899
30-B1 | 30-B1 Betty Lou Lamoreaux Justice Center | 30-B1-D3030-160-ECW03 | Evaporative Cooler - ECW ¦ D3030-160-ECW | Baltimore | U190258701-01-01 | CXVB-241-0812-10 | OM00047615 |  | Central Plant | (2) 2R-B090 | NA | R134A | (2) 5 HP | 460 | DNA | Electric | 3 | NA | NA | \Classifications\Building System Class\D30-HVAC Systems\D3030 - Cooling SYS\Evaporative Cooler - ECW | 1022902
30-B1 | 30-B1 Betty Lou Lamoreaux Justice Center | 30-B1-D2090-230-WIP03 | Pump, Water Treatment Pump - WIP ¦ D2090-230-WIP | Advantage Controls | 0308023C19-002 | XSCPF3E | OM00047617 | DNA | Central Plant | NA | NA | NA | DNA | 100-240 | 2.5 | Electric | 1 | NA | NA | \Classifications\Building System Class\D20-Plumbing\D2090 - Other Plumbing SYS\Water Treatment Inhibitor Pump - WIP | 1022905
30-B1 | 30-B1 Betty Lou Lamoreaux Justice Center | 30-B1-D2090-230-WIP04 | Pump, Water Treatment Pump - WIP ¦ D2090-230-WIP | Advantage Controls | 0308023C19-002 | XSCPF3E | OM00047620 | DNA | Cooling Tower Area | NA | NA | NA | DNA | 100-240 | 2.5 | Electric | 1 | NA | NA | \Classifications\Building System Class\D20-Plumbing\D2090 - Other Plumbing SYS\Water Treatment Inhibitor Pump - WIP | 1022904
30-B1 | 30-B1 Betty Lou Lamoreaux Justice Center | 30-B1-D3031-100-PCH26 | Pump, Tower Water Condensate - PCH ¦ D3031-100-PCH | Baltimore | NA | BAC301310F3 | OM00047616 | DNA | Central Plant | NA | NA | NA | 5 | 460 | 6.7 | Electric | 3 | NA | NA | \Classifications\Building System Class\D30-HVAC Systems\D3030 - Cooling SYS | 1022907
30-B1 | 30-B1 Betty Lou Lamoreaux Justice Center | 30-B1-D3031-100-PCH27 | Pump, Water Treatment Pump - WIP ¦ D2090-230-WIP | Baltimore | NA | BAC301310F3 | NA | OM00047619 | Central Plant | NA | NA | NA | 5 HP | 460 | 6.7 | Electric | 3 | NA |  | \Classifications\Building System Class\D30-HVAC Systems\D3030 - Cooling SYS\Chilled Water Pump - PCH | 1022906
30-C1 | 30-C1 North Justice Center | 30-C1-D2023-100-BFP01 | BACKFLOW DEVICE 01 DOMESTIC | FEBCO | 109110947 | 825YD 4" RP | OM00030081 | Meter#: 2160748 Assembly ID#: 2000599 | AT METER ON BERKLEY AT VALLEY VIEW. PHASE 3 | NA | NA | NA | NA | NA | NA | NA | NA | NA | NA | \Classifications\Building System Class\D20-Plumbing\D2020 - Domestic Water\Backflow Preventer - BFP | 1008498
30-C1 | 30-C1 North Justice Center | 30-C1-D2023-100-BFP02 | BACKFLOW DEVICE 02 - Basement behind Air handler | FEBCO | J019392 | 825Y 2" RP | OM00000468 | Meter#: Assembly ID#:2000595 | Basement, Near AH1 & Z | NA | NA | NA | NA | NA | NA | NA | NA | NA | NA | \Classifications\Building System Class\D20-Plumbing\D2020 - Domestic Water\Backflow Preventer - BFP | 1008499
30-C1 | 30-C1 North Justice Center | 30-C1-D2023-100-BFP03 | BACK FLOW DEVICE 03 - Cooling Tower Makeup | FEBCO | B14149 | 825Y 1/14" RP | OM00028611 | Meter#: Assembly ID#: 2000596 | MAKEUP WATER FOR COOLING TOWER. PHASE 3 | NA | NA | NA | NA | NA | NA | NA | NA | NA | NA | \Classifications\Building System Class\D20-Plumbing\D2020 - Domestic Water\Backflow Preventer - BFP | 1008500
30-C1 | 30-C1 North Justice Center | 30-C1-D2023-100-BFP04 | BACK FLOW DEVICE 04 - Cooling Tower Makeup | WILKINS | 2973537 | 975XL 1" RP | OM00000466 | Meter#: Assembly ID#:2000594 | Floor 1, PHASE 3 BUS BAY COOLING TOWER MAKE UP | NA | NA | NA | NA | NA | NA | NA | NA | NA | NA | \Classifications\Building System Class\D20-Plumbing\D2020 - Domestic Water\Backflow Preventer - BFP | 1008501
30-C1 | 30-C1 North Justice Center | 30-C1-D2023-100-BFP06 | BACKFLOW DEVICE 06 - Boiler and Chiller Makeup | WILKINS ZURN | 3502781 | 975XL 1" RP | OM00013716 | Meter#: Assembly ID#: 2003541 | SOUTHEAST CORNOR OF THE PHASE III BOILER ROOM | NA | NA | NA | NA | NA | NA | NA | NA | NA | NA | \Classifications\Building System Class\D20-Plumbing\D2020 - Domestic Water\Backflow Preventer - BFP | 1008503
30-C1 | 30-C1 North Justice Center | 30-C1-D2023-100-BFP07 | BACKFLOW PREVENTER #7 - Meter Protection | FEBCO | 0108051331 | 825YD 4" RP | OM00000464 | Meter#: 2160748 Assembly ID#: 2000598 | BY BERKELEY & VALLEY VIEW CROSS STREET | NA | NA | NA | NA | NA | NA | NA | NA | NA | NA | \Classifications\Building System Class\D20-Plumbing\D2020 - Domestic Water\Backflow Preventer - BFP | 1008520
30-C1 | 30-C1 North Justice Center | 30-C1-B3010-100-RUF01 | Roof - RUF | NA | NA | NA | OM00030024 |  | Roof | NA | NA | NA | NA | NA | NA | NA | NA | NA | NA | \Classifications\Building System Class\B30-Roofing\B3010 - Roof Types\Roof - RUF | 1009727
30-C1 | 30-C1 North Justice Center | 30-C1-D1010-100-ELE01 | Elevator 1 | Montgomery | 18608 | HMC-100-PHC | OM00000454 | State ID# 049365 | MECHNICAL ROOM | NA | NA | NA | 40 | 460 | 47 | Electric | 3 | NA | NA | \Classifications\Building System Class\D10-Conveyance Systems\D1010 - Elevator\Elevator,Electric,Pass/Freight - ELE | 1009728
30-C1 | 30-C1 North Justice Center | 30-C1-D1010-100-ELE02 | Elevator 2 - State ID# 72768 | Montgomery | C47141 | 208D | OM00000455 | State ID# 072768 | ELEVATOR ROOM SOUTH SIDE ROOF | NA | NA | NA | 40 | 240 | 6.0-3.0 | NA | 1 | NA | NA | \Classifications\Building System Class\D10-Conveyance Systems\D1010 - Elevator\Elevator,Electric,Pass/Freight - ELE | 1009729
30-C1 | 30-C1 North Justice Center | 30-C1-D1010-100-ELE03 | Elevator 3 - State ID# 72876 | Montgomery | C47141 | 208E | OM00000456 | State ID# 072876 | ELEVATOR ROOM ON ROOF | NA | NA | NA | 30 | 240 | 105 | Electric | 3 | NA | NA | \Classifications\Building System Class\D10-Conveyance Systems\D1010 - Elevator\Elevator,Electric,Pass/Freight - ELE | 1009730
30-C1 | 30-C1 North Justice Center | 30-C1-D1010-100-ELE04 | Elevator 4 - State ID# 72877 | Montgomery | DNA | 431 H | OM00000457 | State ID# 072877 | MECHNICAL ROOM | NA | NA | NA | 30 | 460 | 37 | Electric | 3 | NA | NA | \Classifications\Building System Class\D10-Conveyance Systems\D1010 - Elevator\Elevator,Electric,Pass/Freight - ELE | 1009731
30-C1 | 30-C1 North Justice Center | 30-C1-D2030-150-MWL01 | Main/Branch Waste System - MWL | NA | NA | NA | OM00030023 | DNA | ALL | NA | NA | NA | NA | NA | NA | NA | NA | NA | NA | \Classifications\Building System Class\D20-Plumbing\D2030 - Sani Waste\Main/Branch Waste System - MWL | 1009734
30-C1 | 30-C1 North Justice Center | 30-C1-D3021-130-BLR02 | BOILER #2 BLR02 | Raypak | 207196933 | H9-1262 | OM00013650 | DNA | MECHNICAL ROOM EST SECURED PARKING | NA | NA | NA | DNA | 460 | NA | Natural gas | 3 | 1,058,000 | 1,058,000 | \Classifications\Building System Class\D30-HVAC Systems\D3020 - Heat SYS\Boiler,Hot Water,Oil/Gas/Comb. - BLR | 1009736
30-C1 | 30-C1 North Justice Center | 30-C1-D3021-130-BLR03 | BOILER #3 BLR03 | Raypak | 207197408 | H9-1262 | OM00013651 | DNA | BOILER ROOM SE CORNER OF BUILDING | NA | NA | NA | DNA | 120 | < 12 | Natural gas | 3 | 1058000 | 1,058,000 | \Classifications\Building System Class\D30-HVAC Systems\D3020 - Heat SYS\Boiler,Hot Water,Oil/Gas/Comb. - BLR | 1009737
30-C1 | 30-C1 North Justice Center | 30-C1-D3030-110-CTW01 | COOLING TOWER CTW01 | BALTIMORE AIRCOIL CO | 97221741 | VT1-220-MMS | OM00015619 | DNA | SHERIFF PARKING LOT, BUS BAY | B-136 (3) | NA | CHILLED WATER | 20/5 | 460 | 24.6/9.3 | electric | 3 | NA | NA | \Classifications\Building System Class\D30-HVAC Systems\D3030 - Cooling SYS\Cooling Tower - CTW | 1009740
30-C1 | 30-C1 North Justice Center | 30-C1-D3030-110-CTW02 | COOLING TOWER CTW02 | BALMOR AIR COIL | U1629201MAD | VT1N240-P | OM00013700 | DNA | ROOF NE CORNER | B128 QUAD BONDED (3) B123 | NA | CHILLED WATER | 60/10 | 460 | 46, 12.3 | electric | 3 | NA | NA | \Classifications\Building System Class\D30-HVAC Systems\D3030 - Cooling SYS\Cooling Tower - CTW | 1009741
30-C1 | 30-C1 North Justice Center | 30-C1-D3031-130-CLR01 | CHILLER#1 Phase1/2 134a 355LBS 255 TON | CARRIER | 2904Q04146 | 30HXC246RY-660AA | OM00013719 | DNA | BASEMENT EAST SIDE | NA | NA | R-134a | DNA | 460 | DNA | electric | 3 | NA | NA | \Classifications\Building System Class\D30-HVAC Systems\D3030 - Cooling SYS\Chiller, Water Cooled - CLR | 1009743
30-C1 | 30-C1 North Justice Center | 30-C1-D3031-130-CLR02 | CHILLER#2 Phase1/2 R-22, 144LBS, 125 TONS | TRANE | U99MO3941 | RTWA1254YEO1C3COW | OM00013720 | DNA | BASEMENT | NA | NA | R-22 | DNA | 46 | 192 | electric | 3 | NA | NA | \Classifications\Building System Class\D30-HVAC Systems\D3030 - Cooling SYS\Chiller, Water Cooled - CLR | 1009744
30-C1 | 30-C1 North Justice Center | 30-C1-D3031-130-CLR03 | CHILLER#3 Phase1/2 R-22, 144LBS, 125 TONS | TRANE | U99MO3940 | RTWA1254YEO1C3COW | OM00013721 | DNA | BASEMENT | NA | NA | R-22 | 60 | 460 | 192 | electric | 3 | NA | NA | \Classifications\Building System Class\D30-HVAC Systems\D3030 - Cooling SYS\Chiller, Water Cooled - CLR | 1009745
30-C1 | 30-C1 North Justice Center | 30-C1-D3031-130-CLR04 | CHILLER#1Phase3 134a, 267LBS, 150TONS | CARRIER | 3002Q01842 | 30HXC161-R -- 640AA | OM00013731 | DNA | MECHNICAL ROOM | NA | NA | R-134a | DNA | 460 | 200 | electric | 3 | NA | NA | \Classifications\Building System Class\D30-HVAC Systems\D3030 - Cooling SYS\Chiller, Water Cooled - CLR | 1009746
30-C1 | 30-C1 North Justice Center | 30-C1-D3031-130-CLR05 | CHILLER#2Phase3 134a, 267LBS, 150TONS | CARRIER | 3102Q01848 | 30HXC161-R - 640AA | OM00013732 | DNA | CHILLER ROOM NEAR SE PARKING LOT | NA | NA | R-134a | DNA | 460 | 200 | electric | 3 | NA | NA | \Classifications\Building System Class\D30-HVAC Systems\D3030 - Cooling SYS\Chiller, Water Cooled - CLR | 1009747
30-C1 | 30-C1 North Justice Center | 30-C1-D3031-100-PCH01 | CHILLED WATER PUMP PCH01 | GE | DNA | 5K254AD2O5A | OM00013695 | DNA | MECHNICAL ROOM | NA | NA | NA | 15 | 460 | 18.6 | electric | 3 | NA | NA | \Classifications\Building System Class\D30-HVAC Systems\D3030 - Cooling SYS\Chilled Water Pump - PCH | 1009748
30-C1 | 30-C1 North Justice Center | 30-C1-D3031-100-PCH02 | CHILLED WATER PUMP PCH02 | BALDOR | 37027X58 | VJMM3312T | OM00013696 |  | BASEMENT/MECH.ROOM | NA | NA | NA | 10 | 480 | 22 | electric | 3 | NA | NA | \Classifications\Building System Class\D30-HVAC Systems\D3030 - Cooling SYS\Chilled Water Pump - PCH | 1009749
30-C1 | 30-C1 North Justice Center | 30-C1-D3031-100-PCH03 | CHILLED WATER PUMP PCH03 | BALDOR | F0303032289 | VJMM3312T | OM00013697 | DNA | MECHNICAL ROOM | NA | NA | NA | 10 | 480 | 12.5 | electric | 3 | NA | NA | \Classifications\Building System Class\D30-HVAC Systems\D3030 - Cooling SYS\Chilled Water Pump - PCH | 1009750
30-C1 | 30-C1 North Justice Center | 30-C1-D3031-100-PCH04 | CHILLED WATER PUMP PCH04 | GOULD | 633834508 | E213T | OM00013737 | DNA | MECHNICAL ROOM | NA | NA | NA | 7.5 | 460 | 3.1 | electric | 3 | NA | NA | \Classifications\Building System Class\D30-HVAC Systems\D3030 - Cooling SYS\Chilled Water Pump - PCH | 1009751
30-C1 | 30-C1 North Justice Center | 30-C1-D3031-100-PCH05 | CHILLED WATER PUMP PCH05 | GOULD | 6-338345-02 | DNA | OM00013736 | DNA | MECHNICAL ROOM | NA | NA | NA | 7.5 | 460 | 9.1 | electric | 3 | NA | NA | \Classifications\Building System Class\D30-HVAC Systems\D3030 - Cooling SYS\Chilled Water Pump - PCH | 1009752
30-C1 | 30-C1 North Justice Center | 30-C1-D3041-110-AHU01 | AIR HANDLER#1 AHU01 | ALADDIN | 53708 | DNA | OM00013722 | DNA | NORTH END OF BUILDING | C-144 QUAD BANDED | 24X24X2 (20) | CHILLED WATER | DNA | 460 | 48 | electric | 3 | NA | NA | \Classifications\Building System Class\D30-HVAC Systems\D3040 - Distribution SYS\Air Handling Unit - AHU | 1009753
30-C1 | 30-C1 North Justice Center | 30-C1-D3041-110-AHU02 | AIR HANDLER#2 AHU02 | ALADDIN | 53709 | DNA | OM00013723 | DNA | BASEMENT/MECH.ROOM | C144 QUAD BONDED | 24X24X2 (20) | CHILLED WATER | 40 | 460 | 48 | electric | 3 | NA | NA | \Classifications\Building System Class\D30-HVAC Systems\D3040 - Distribution SYS\Air Handling Unit - AHU | 1009754
30-C1 | 30-C1 North Justice Center | 30-C1-D3050-250-ACU08 | Air conditioning Split System ACU08 | RHEEM | Y968F330111830 | RAKAO48CAS | OM00015614 |  | MAIN ELECTRICAL ROOM east side | B135 | DNA | R-22 | DNA | 208-230 | DNA | electric | 1 | NA | NA | \Classifications\Building System Class\D30-HVAC Systems\D3050 - Package SYS\Air Conditioning,Split System - ACU | 1009755
30-C1 | 30-C1 North Justice Center | 30-C1-D3041-110-AHU05 | AIR HANDLER #5 AHU05 | MCQUOY | DNA | DNA | OM00015616 | DNA | MECHNICAL ROOM | B-133 QUAD BONDED | (20) 24X24X2 | CHILLED WATER | 20 | 460 | 24 | electric | 3 | NA | NA | \Classifications\Building System Class\D30-HVAC Systems\D3040 - Distribution SYS\Air Handling Unit - AHU | 1009756
30-C1 | 30-C1 North Justice Center | 30-C1-D3041-110-AHU06 | AIR HANDLER#6 AHU06 | DNA | DNA | DNA | OM00015617 | DNA | MECHNICAL ROOM | B133 QUAD BONDED | (20) 24X24X2 | CHILLED WATER | DNA | 460 | DNA | electric | 3 | NA | NA | \Classifications\Building System Class\D30-HVAC Systems\D3040 - Distribution SYS\Air Handling Unit - AHU | 1009757
30-C1 | 30-C1 North Justice Center | 30-C1-D3041-110-AHU07 | AIR HANDLER#7 AHU07 | PACE | 81-41731-01 | A36-AF | OM00013738 | DNA | FILE ROOM | B97 QUAD BONDED | (15) 24X24X4 | CHILLED WATER | 25 | 460 | 31 | electric | 3 | NA | NA | \Classifications\Building System Class\D30-HVAC Systems\D3040 - Distribution SYS\Air Handling Unit - AHU | 1009758
30-C1 | 30-C1 North Justice Center | 30-C1-D3041-110-AHU08 | AIR HANDLER#8 AHU08 | PACE | 41-170-OA | DNA | OM00013739 | DNA | FILE ROOM, PHASE 3 | (3) 5V1060 | (18) 24X24X4 | CHILLED WATER | 40 | 460 | 48 | electric | 3 | NA | NA | \Classifications\Building System Class\D30-HVAC Systems\D3040 - Distribution SYS\Air Handling Unit - AHU | 1009759
30-C1 | 30-C1 North Justice Center | 30-C1-D3041-230-RFN01 | RETURN FAN-RFN01 | BARRY BLOW | 83-2816 | DNA | OM00013645 | DNA | MECHNICAL ROOM PHASE 2 | (2) B94 | NA | NA | DNA | 480 | DNA | electric | 3 | NA | NA | \Classifications\Building System Class\D30-HVAC Systems\D3040 - Distribution SYS\Supply/Exhaust/Return fans- FAN | 1009760
30-C1 | 30-C1 North Justice Center | 30-C1-D3041-230-RFN02 | RETURN FAN-RFN02 | BARRY BLOWER | B3-2815 | 445 VCR AF | OM00013647 | DNA | MECHNICAL ROOM NORTHWEST | (2) B103 | NA | NA | 7 1/2 | 460 | 9.6 | electric | 3 | NA | NA | \Classifications\Building System Class\D30-HVAC Systems\D3040 - Distribution SYS\Supply/Exhaust/Return fans- FAN | 1009761
30-C1 | 30-C1 North Justice Center | 30-C1-D3042-220-EFN03 | EXHAUST FAN#1 EFN03 | NA | DNA | DNA | OM00013642 |  | ROOF | NA | NA | NA | DNA | 460 | 3.1 | electric | 3 | NA | NA | \Classifications\Building System Class\D30-HVAC Systems\D3040 - Distribution SYS\Supply/Exhaust/Return fans- FAN | 1009762
30-C1 | 30-C1 North Justice Center | 30-C1-D3042-220-EFN04 | TOILET EXHAUST EFN04 | DAYTON | 4C121A | DNA | OM00013639 |  | ROOF | NA | NA | NA | DNA | 480 | DNA | electric | 3 | NA | NA | \Classifications\Building System Class\D30-HVAC Systems\D3040 - Distribution SYS\Supply/Exhaust/Return fans- FAN | 1009763
30-C1 | 30-C1 North Justice Center | 30-C1-D3042-220-EFN09 | EXHAUST FAN#3 EFN05 | DNA | DNA | DNA | OM00013638 |  | ROOF | NA | NA | NA | 1/4 | 115 | 3.6 | electric | 1 | NA | NA | \Classifications\Building System Class\D30-HVAC Systems\D3040 - Distribution SYS\Supply/Exhaust/Return fans- FAN | 1009764
30-C1 | 30-C1 North Justice Center | 30-C1-D3042-220-EFN10 | EXHAUST FAN#2 EFN06 | DNA | DNA | DNA | OM00013637 |  | ROOF, South End | NA | NA | NA | 1/6 | 115 | 2.4 | electric | 1 | NA | NA | \Classifications\Building System Class\D30-HVAC Systems\D3040 - Distribution SYS\Supply/Exhaust/Return fans- FAN | 1009765
30-C1 | 30-C1 North Justice Center | 30-C1-D3042-220-EFN11 | EXHAUST FAN#1 EFN07 | DNA | DNA | DNA | OM00013636 |  | ROOF, South End | NA | NA | NA | 1/6 | 115 | 2.4 | electric | 1 | NA | NA | \Classifications\Building System Class\D30-HVAC Systems\D3040 - Distribution SYS\Supply/Exhaust/Return fans- FAN | 1009766
30-C1 | 30-C1 North Justice Center | 30-C1-D3042-220-EFN08 | INDOOR FAN UNIT EFN08 | RHEEM | M349806754 | RBHA-21J00NHCA | OM00013694 |  | MAIN ELECTRICAL ROOM | NA | NA | NA | 1/3 | 208/240 | 2.8 | electric | 1 | NA | NA | \Classifications\Building System Class\D30-HVAC Systems\D3040 - Distribution SYS\Supply/Exhaust/Return fans- FAN | 1009767
30-C1 | 30-C1 North Justice Center | 30-C1-D2023-310-HWP01 | CIRULATING PUMP #1 HWP01 | GRUND FOS | 9713 | BTC-365860 | OM00013735 | DNA | MECHNICAL ROOM | NA | NA | NA | DNA | 115 | DNA | electric | 1 | NA | NA | \Classifications\Building System Class\D20-Plumbing\D2020 - Domestic Water\Domestic Hot Water Circulating Pump - HWP | 1009768
30-C1 | 30-C1 North Justice Center | 30-C1-D2023-310-HWP03 | CIRULATING PUMP #3 HWP03 | PACD | LT F13829A | 11-20951-73321A01 | OM00013733 | DNA | BY S.E. PARKING LOT | NA | NA | NA | 5 | 208/230 | 12.8 | electric | 1 | NA | NA | \Classifications\Building System Class\D20-Plumbing\D2020 - Domestic Water\Domestic Hot Water Circulating Pump - HWP | 1009770
30-C1 | 30-C1 North Justice Center | 30-C1-D3050-250-ACU01 | A/C UNIT #1 ACU01 | RHEEM | 5429F079906505 | RAKAO 37JAZ | OM00013726 |  | MAIN IT ROOM | NA | NA | R-22 | 1/5 | 208/230 | 22 | electric | 1 | NA | NA | \Classifications\Building System Class\D30-HVAC Systems\D3050 - Package SYS\Air Conditioning,Split System - ACU | 1009771
30-C1 | 30-C1 North Justice Center | 30-C1-D3050-250-ACU02 | A/C UNIT #2 | RHEEM | 542F079906483 | RAKAO 37JAZ | OM00013727 |  | MAIN IT ROOM | NA | NA | R-22 | 75 | 208/230 | 11.5 | electric | 1 | NA | NA | \Classifications\Building System Class\D30-HVAC Systems\D3050 - Package SYS\Air Conditioning,Split System - ACU | 1009772
30-C1 | 30-C1 North Justice Center | 30-C1-D3050-250-ACU03 | A/C UNIT #3 | FUJITSU | GPN002251 | AOU36RML | OM00013640 |  | ROOF, South Roof behind Elevator Room | NA | NA | R-410A | DNA | 208/230 | 25 | electric | 1 | NA | NA | \Classifications\Building System Class\D30-HVAC Systems\D3050 - Package SYS\Air Conditioning,Split System - ACU | 1009773
30-C1 | 30-C1 North Justice Center | 30-C1-D3090-114-CMP02 | AIR COMPRESSOR #3 CMP02 | INGERSOLL RAND | DNA | 2475N5 | OM00015613 | State ID# A044212-04 ¦ Ser# 806459 | MECHNICAL ROOM EAST SIDE | 1A-70 | NA | NA | 5/3 | 460 | 5.5 | electric | 3 | NA | NA | \Classifications\Building System Class\D30-HVAC Systems\D3090 - Other HVAC Systems and Equipment\Air Compressor - CMP | 1009775
30-C1 | 30-C1 North Justice Center | 30-C1-D3090-114-CMP04 | AIR COMPRESSOR #4 CMP04 | QUINCY | 5136594 | QT5ST3HPOO46 | OM00015615 | State ID# A044211-04 ¦ 1068479 | NORTH WING | NA | NA | NA | NA | 460 | 4 | electric | 3 | NA | NA | \Classifications\Building System Class\D30-HVAC Systems\D3090 - Other HVAC Systems and Equipment\Air Compressor - CMP | 1009777
30-C1 | 30-C1 North Justice Center | 30-C1-D3090-220-CMD01 | AIR DRYER | HANKISON | 0301-170-2018 | E-5 | OM00028609 | DNA | MECHNICAL ROOM PHASEL CHILLER ROOM | NA | NA | NA | 4/6 | 115 | 18.6 | electric | 1 | NA | NA | \Classifications\Building System Class\D30-HVAC Systems\D3090 - Other HVAC Systems and Equipment\Compressed Air Dryer - CMD | 1009778
30-C1 | 30-C1 North Justice Center | 30-C1-D4024-100-FHS23 | Fire Hose Cabinets (entire building) QTY:23 | Sierra Fire Equipment | DNA | DNA | OM00030040 | DNA | MECHNICAL ROOM | NA | NA | NA | NA | NA | NA | NA | NA | NA | NA | \Classifications\Building System Class\D40-Fire Protection SYS\D4020 - Stand Pipe\Other Stand Pipe Hose Systems - FHS | 1009779
30-C1 | 30-C1 North Justice Center | 30-C1-D4010-150-FMS01 | Fire Sprinkler Riser #1 | Reliable | MVABC-1 | ""B"" | OM00000453 | DNA | MECHNICAL ROOM | NA | NA | NA | NA | NA | NA | NA | NA | NA | NA | \Classifications\Building System Class\D40-Fire Protection SYS\D4010 - Sprinkler SYS\Fire Systems, stand pipes - FMS | 1009780
30-C1 | 30-C1 North Justice Center | 30-C1-D4031-100-FEX63 | Fire Extinguishers (entire Building) QTY: 63 | Unknown | NA | NA | OM00030039 |  | MECHNICAL ROOM | NA | NA | NA | NA | NA | NA | NA | NA | NA | NA | \Classifications\Building System Class\D40-Fire Protection SYS\D4030 - FIRE SPEC\Fire Extinguisher - FEX | 1009781
30-C1 | 30-C1 North Justice Center | 30-C1-D5010-200-ESD01 | SWITCHBOARD, ELECTRICAL SBR01 | GE | DNA | DNA | OM00015623 |  | MECHNICAL ROOM EAST SIDE | NA | NA | NA | NA | 480/272 | 3000 | electric | 3 | NA | NA | \Classifications\Building System Class\D50-Electrical SYS\D5010 - Elec Service & Dist\Electical Service and Distribution - ESD | 1009782
30-C1 | 30-C1 North Justice Center | 30-C1-D5010-200-ESD02 | MAIN ELECTICAL BREAKER #2 SBR02 | GE | 17955205N1 | DNA | OM00013699 |  | ELECTRICAL ROOM | NA | NA | NA | NA | 277/460 | 1200 | electric | 3 | NA | NA | \Classifications\Building System Class\D50-Electrical SYS\D5010 - Elec Service & Dist\Electical Service and Distribution - ESD | 1009783
30-C1 | 30-C1 North Justice Center | 30-C1-D5010-234-ATS01 | EMERGENCY TRANSFER SWITCH ATS01 | ONAN | AO10191624 | OTPCH-1493523 | OM00015624 |  | SHERIFF PARKING LOT PHASE 1 EAST | NA | NA | NA | NA | 480 | 3000 | electric | 3 | NA | NA | \Classifications\Building System Class\D50-Electrical SYS\D5010 - Elec Service & Dist\Automatic Transfer Switch - ATS | 1009784
30-C1 | 30-C1 North Justice Center | 30-C1-D5037-710-FAP01 | FIRE ALARM PANEL FAP01 | SIMPLEX | DNA | 4100U | OM00015622 | Permit# 7113 | SHERIFF PARKING LOT | NA | NA | NA | NA | DNA | DNA | electric | DNA | NA | NA | \Classifications\Building System Class\D50-Electrical SYS\D5030 - Comm & Security\Fire Alarm Panel - FAP | 1009785
30-C1 | 30-C1 North Justice Center | 30-C1-D5092-250-EML04 | EMERGENCY LIGHTING CONTROL- EML04 | ILLUMINATOR | 60981L1-1 | IPS-36-2400-277 | OM00013646 |  | MECHNICAL ROOM | NA | NA | NA | NA | 277 | 12 | electric | 1 | NA | NA | \Classifications\Building System Class\D50-Electrical SYS\D5090 - Elec SYS\Emergency And Exit Lighting - EML | 1009789
30-C1 | 30-C1 North Justice Center | 30-C1-G2023-150-PEG01 | GATE OPENER PEG01 | CUSTOMLINE INC. | 97C | M35 | OM00013649 | DNA | SHERIFF PARKING LOT | NA | NA | NA | DNA | 240 | 3.2 | electric | 3 | NA | NA | \Classifications\Building System Class\G20-Other Systems\G2020 - Parking Lots\Secured Parking Gate - PEG | 1009790
30-C1 | 30-C1 North Justice Center | 30-C1-G2023-150-PEG02 | AUTOMATIC GATE OPENER PEG02 | LIFT MASTER | 3711N5129 | USL595-100-11H3 | OM00030107 | DNA | JUDGES PARKING SE CORNER | NA | NA | NA | 1 | 115 | 13.6 | electric | 1 | NA | NA | \Classifications\Building System Class\G20-Other Systems\G2020 - Parking Lots\Secured Parking Gate - PEG | 1009791
30-C1 | 30-C1 North Justice Center | 30-C1-G2050-200-LSC01 | Landscaping - LSC | NA | NA | NA | OM00030022 | DNA | OUTSIDE | NA | NA | NA | NA | NA | NA | NA | NA | NA | NA | \Classifications\Building System Class\G20-Other Systems\G2050 - Landscaping\Landscaping - LSC | 1009792
30-C1 | 30-C1 North Justice Center | 30-C1-D5092-250-ELT272 | Exterior Lighting - ELT (272) | NA | NA | NA | OM00030021 | DNA | OUTSIDE | NA | NA | NA | NA | DNA | DNA | NA | DNA | NA | NA | \Classifications\Building System Class\D50-Electrical SYS\D5090 - Elec SYS\Exterior Lighting - ELT | 1009793
30-C1 | 30-C1 North Justice Center | 30-C1-G2049-300-HSC01 | Hardscape - HSC | NA | NA | NA | OM00030020 | DNA | OUTSIDE | NA | NA | NA | NA | NA | NA | NA | NA | NA | NA | \Classifications\Building System Class\G20-Other Systems\G2040 - Site Development\Hardscape - HSC | 1009794
30-C1 | 30-C1 North Justice Center | 30-C1-D5092-210-GEN01 | STANDBY GENERATOR | ONAN | DNA | DFEK-4491111 | OM00028613 | DNA | OUTSIDE REAR OF SALLYPORT NEXT TO COOLING TOWER | NA | CANISTER FILTER | NA | 755 | 460 | 625 KVA | Diesel | 3 | NA | NA | \Classifications\Building System Class\D50-Electrical SYS\D5090 - Elec SYS\Emergency Generator - GEN | 1009920
30-C1 | 30-C1 North Justice Center | 30-C1-D2090-230-WIP01 | Water Treatment Biocide Pump - WIP01 | Lakewood INSTRUMENTS | DNA | 400 | OM00028618 | DNA | Sally Port | NA | DNA | NA | DNA | 100-240 | 2.2 | Electric | 1 | DNA | NA | \Classifications\Building System Class\D20-Plumbing\D2090 - Other Plumbing SYS\Water Treatment Inhibitor Pump - WIP | 1010231
30-C1 | 30-C1 North Justice Center | 30-C1-D3050-250-ACU09 | A/C Unit #9 Split System | Sanyo | DNA | DNA | OM00028604 |  | Secured Patio | NA | WASHABLE | R-22 | DNA | 208/230 | 15 | Electric | 1 | DNA | DNA | \Classifications\Building System Class\D30-HVAC Systems\D3050 - Package SYS\Air Conditioning,Split System - ACU | 1010232
30-C1 | 30-C1 North Justice Center | 30-C1-D3090-220-CMD02 | Air Dryer CMD02 | Hankison | 0302-101-9901-211N | 8010-115 | OM00028616 | DNA | AHU Room | DNA | DNA | R-134a | DNA | 115 | 3.7 | DNA | 1 | DNA | DNA | \Classifications\Building System Class\D30-HVAC Systems\D3090 - Other HVAC Systems and Equipment\Compressed Air Dryer - CMD | 1010234
30-C1 | 30-C1 North Justice Center | 30-C1-G2023-150-PEG03 | Gate Operator PEG03 | LIFT MASTER | 3711N5128 | VSL595-100-11H3 | OM00030015 | DNA | Judges Parking Lot, NW CORNER OF COURT | DNA | DNA | DNA | 1 | 115 | 13.6 | Electric | 1 | DNA | DNA | \Classifications\Building System Class\G20-Other Systems\G2020 - Parking Lots\Secured Parking Gate - PEG | 1010235
30-C1 | 30-C1 North Justice Center | 30-C1-D3044-125-PHW02 | HHW Pump 2 PHW02 | Bell & Gossett | C017773-01 C60 | C184T170B44A | OM00030017 | DNA | OLD BOILER ROOM NEAR AH1 & 2 | DNA | DNA | DNA | 7.5 | 460 | 10.4 | Electric | 3 | DNA | DNA | \Classifications\Building System Class\D30-HVAC Systems\D3040 - Distribution SYS\Hot Water Pump - PHW | 1010236
30-C1 | 30-C1 North Justice Center | 30-C1-D2030-410-PMS01 | Submersible Pump PMS01 | DNA | DNA | DNA | OM00028607 | DNA | Judges Parking Lot | DNA | DNA | DNA | DNA | 110 | DNA | NA | DNA | DNA | DNA | \Classifications\Building System Class\D20-Plumbing\D2030 - Sani Waste\Sewage Ejector Pump - PMS | 1010238
30-C1 | 30-C1 North Justice Center | 30-C1-D3050-250-ACU06 | Split System #6 FOR SERVER ROOM | Liebert | 0514N105880 | PFH067A-YL3 | OM00028605 |  | Secured IT Room Upper Lot, WEST PARKING LOT | DNA | (2) 28X24X2 | R-22 | DNA | 230 | 27.5 | Electric | 3 | NA | NA | \Classifications\Building System Class\D30-HVAC Systems\D3050 - Package SYS\Air Conditioning,Split System - ACU | 1010240
30-C1 | 30-C1 North Justice Center | 30-C1-D3090-220-CMD03 | AIR DRYER CMD03 | HANKISON | H510A1150712166 | HPRS5-10-15 | OM00013729 | DNA | CHILLER ROOM NEAR SE PARKING LOT | NA | NA | DNA | NA | 115 | 3.2 | electric | 1 | NA | NA | \Classifications\Building System Class\D30-HVAC Systems\D3090 - Other HVAC Systems and Equipment\Compressed Air Dryer - CMD | 1010241
30-C1 | 30-C1 North Justice Center | 30-C1-D2023-310-HWP02 | CIRULATING PUMP HWP02 | BALDOR | 1120957 | 366548Y40461 | OM00013734 | NA | MECHNICAL ROOM EAST SECURED PARKING | NA | NA | NA | 5 | 460 | 6.4 | Electric | 3 | NA | NA | \Classifications\Building System Class\D20-Plumbing\D2020 - Domestic Water\Domestic Hot Water Circulating Pump - HWP | 1011284
30-C1 | 30-C1 North Justice Center | 30-C1-D2023-100-BFP12 | BACKFLOW PREVENTER 12 - Irrigation | FEBCO | 2650993 | 825 Y 2" RP | OM00036440 | Meter#: Assembly ID#: 2100098 | PHASE 2 | NA | NA | NA | NA | NA | NA | NA | NA | NA | NA | \Classifications\Building System Class\D20-Plumbing\D2020 - Domestic Water\Backflow Preventer - BFP | 1013460
30-C1 | 30-C1 North Justice Center | 30-C1-D3041-110-AHU03 | AIR HANDLER #3 | WILLIAMS | 241524 | AU30D (AU-3000-DELUXE-LH) | OM00013724 | NA | N SECURED BASEMENT NEAR DETENTION | (1) B-58 | (4) 10X25X2 | CHILLED WATER | 3 | 5 | 04 | Electric | 2 | NA | NA | \Classifications\Building System Class\D30-HVAC Systems\D3040 - Distribution SYS\Air Handling Unit - AHU | 1013461
30-C1 | 30-C1 North Justice Center | 30-C1-D3042-220-EFN05 | EXHAUST FAN EFN05 | CENTRIMASTER | MJT785402 | PI543N | OM00030078 | NA | ROOF EAST SIDE 1ST PHASE | (2) B112 | NA | NA | 5 | 460 | 7.2 | Electric | 3 | NA | NA | \Classifications\Building System Class\D30-HVAC Systems\D3040 - Distribution SYS\Supply/Exhaust/Return fans- FAN | 1013462
30-C1 | 30-C1 North Justice Center | 30-C1-D3042-220-EFN06 | EXHAUST FAN EFN06 | CENTRIMASTER | WJF786401 | PL543N | OM00030079 | NA | NORTHSIDE ROOF | NA | B P 112 | NA | 5 | 460 | 7.2 | Electric | 3 | NA | NA | \Classifications\Building System Class\D30-HVAC Systems\D3040 - Distribution SYS\Supply/Exhaust/Return fans- FAN | 1013463
30-C1 | 30-C1 North Justice Center | 30-C1-D3042-210-FAN07 | EXHAUST FAN - Direct Drive FAN07 | DAYTON | DNA | 3C074A | OM00013641 | NA | CENTRAL ROOF | 4L-440 (1) | NA | NA | NA | 460 | 2.4 | Electric | 3 | NA | NA | \Classifications\Building System Class\D30-HVAC Systems\D3040 - Distribution SYS\Fan,Axial - FAN | 1013464
30-C1 | 30-C1 North Justice Center | 30-C1-D3042-220-EFN12 | EXHAUST FAN 12 | Aladin | 53707 | UTIL | OM00036430 | NA | REAR SALLYPORT AREA NEXT TO ATS | 4L-440 | NA | NA | 1.5 | 460 | 2.4 | ELECTRIC | 3 | NA | NA | \Classifications\Building System Class\D30-HVAC Systems\D3040 - Distribution SYS\Supply/Exhaust/Return fans- FAN | 1013465
30-C1 | 30-C1 North Justice Center | 30-C1-D2023-100-BFP13 | BACKFLOW PREVENTER 13 | WILKINS ZARN | 2075132 | 975X1 | OM00030080 | Meter#: Assembly ID#: 2100493 | PHASE 2, 4TH FLOOR MECH ROOM | NA | NA | NA | NA | NA | NA | NA | NA | NA | NA | \Classifications\Building System Class\D20-Plumbing\D2020 - Domestic Water\Backflow Preventer - BFP | 1013466
30-C1 | 30-C1 North Justice Center | 30-C1-D2090-230-WIP02 | WATER TREATMENT PUMP | DNA | D321202 | 83-3026 | OM00013655 |  | EAST SECURED PARKING | DNA | DNA | DNA | DNA | 240 | 2.2 | Electric | 1 | DNA | NA | \Classifications\Building System Class\D20-Plumbing\D2090 - Other Plumbing SYS\Water Treatment Inhibitor Pump - WIP | 1013467
30-C1 | 30-C1 North Justice Center | 30-C1-D3041-110-AHU04 | AIR HANDLER #4 | MCQUAY | FBOU020800638 | DNA | OM00013725 | NA | NORTH BASEMENT NEAR HOLDING | 5VX-470 (2) | (8) 20X24X4 | CHILLED WATER | 15 | 460 | 17.5 | Electric | 3 | NA | NA | \Classifications\Building System Class\D30-HVAC Systems\D3040 - Distribution SYS\Air Handling Unit - AHU | 1013469
30-C1 | 30-C1 North Justice Center | 30-C1-D3020-100-HET02 | BOILER HOT WATER EXPANSION TANK | EXTROL | 135454 | DNA | OM00030013 |  | NEAR S.E. PARKING LOT | NA | NA | NA | NA | NA | NA | NA | NA | NA | NA | \Classifications\Building System Class\D30-HVAC Systems\D3020 - Heat SYS\Heater Water Expansion Tank - HET | 1013471
30-C1 | 30-C1 North Justice Center | 30-C1-D2017-100-SHW01 | EYE WASH STATION NEAR COOLING TOWER ON SE CORNER OF BUILDING | HAWS | DNA | DNA | OM00030014 |  | NEAR SE PARKING LOT | NA | NA | NA | NA | NA | NA | Other | NA | NA | NA | \Classifications\Building System Class\D20-Plumbing\D2010 - Plumb Fix\Showers - SHW | 1013472
30-C1 | 30-C1 North Justice Center | 30-C1-D2017-100-SHW02 | EYE WASH STATION | DNA | DNA | DNA | OM00030018 | DNA | ON NORTH SIDE OF COURT | NA | NA | NA | NA | NA | NA | NA | NA | NA | NA | \Classifications\Building System Class\D20-Plumbing\D2010 - Plumb Fix\Showers - SHW | 1013473
30-C1 | 30-C1 North Justice Center | 30-C1-B2010-100-BLD01 | BUILDING STRUCTURE | NA | NA | NA | OM00030019 | NA | ALL | NA | NA | NA | NA | NA | NA | NA | NA | NA | NA | \Classifications\Building System Class\B20-General Building Exterior\B2010 - Exterior Walls\Building - BLD | 1013474
30-C1 | 30-C1 North Justice Center | 30-C1-D2090-230-WIP03 | WATER TREATMENT PUMPS | WALCHEM | DNA | DNA | OM00030025 | NA | PHASE 1 EAST END IN CHILLER ROOM | NA | NA | NA | DNA | 115 | .4 | Electric | 1 | NA | NA | \Classifications\Building System Class\D20-Plumbing\D2090 - Other Plumbing SYS\Water Treatment Inhibitor Pump - WIP | 1013475
30-C1 | 30-C1 North Justice Center | 30-C1-D2017-100-SHW03 | EYE WASH STATION PLUMBED IN | HAWS | DNA | DNA | OM00030026 | DNA | PHASE 1 EAST END IN CHILLER ROOM | NA | NA | NA | NA | NA | NA | NA | NA | NA | NA | \Classifications\Building System Class\D20-Plumbing\D2010 - Plumb Fix\Showers - SHW | 1013476
30-C1 | 30-C1 North Justice Center | 30-C1-D2023-310-HWP04 | HOT WATER CIRCULATING PUMP | GROUND FOS | DNA | 15-425F | OM00030027 | NA | PHASE 1 | NA | NA | NA | DNA | 115 | .74 | Electric | 1 | NA | NA | \Classifications\Building System Class\D20-Plumbing\D2020 - Domestic Water\Domestic Hot Water Circulating Pump - HWP | 1013477
30-C1 | 30-C1 North Justice Center | 30-C1-D3068-100-BAS01 | BAS SYSTEM | DNA | N41G00412D11945 | DNA | OM00030029 | NA | NORTH 1ST FLOOR IN AHU ROOM | NA | NA | NA | NA | DNA | DNA | Electric | DNA | NA | NA | \Classifications\Building System Class\D30-HVAC Systems\D3060 - Control & Inst Air\Building Automation System - BAS | 1013478
30-C1 | 30-C1 North Justice Center | 30-C1-D3041-160-FDP01 | FIRE DAMPERS | DNA | DNA | DNA | OM00030038 |  | ALL | NA | NA | NA | NA | DNA | DNA | Electric | DNA | NA | NA | \Classifications\Building System Class\D30-HVAC Systems\D3040 - Distribution SYS\Fire Dampers - FDP | 1013479
30-C1 | 30-C1 North Justice Center | 30-C1-D3050-250-ACU07 | SPLIT SYSTEM A/C | FUJITSU | DCN010082 | AOU18CL | OM00030105 |  | ROOF NORTH END OF PHASE 1 | NA | WASHABLE | R-410A | DNA | 208/230 | 7.7 | Electric | 1 | NA | NA | \Classifications\Building System Class\D30-HVAC Systems\D3050 - Package SYS\Air Conditioning,Split System - ACU | 1013480
30-C1 | 30-C1 North Justice Center | 30-C1-D3020-100-HET01 | BOILER HOT WATER EXPANSION TANK | EXTROL | DNA | DNA | OM00030106 | DNA | 3RD FLOOR PATIO, NORTH END OF BUILDING | NA | NA | NA | NA | NA | NA | NA | NA | NA | NA | \Classifications\Building System Class\D30-HVAC Systems\D3020 - Heat SYS\Heater Water Expansion Tank - HET | 1013481
30-C1 | 30-C1 North Justice Center | 30-C1-D3031-100-PCH09 | CONDENSER PUMP | BALDAR | DNA | EM2513T | OM00028610 |  | MECHANICAL ROOM | [10 empty] | \Classifications\Building System Class\D30-HVAC Systems\D3030 - Cooling SYS\Chilled Water Pump - PCH | 1013520
30-C1 | 30-C1 North Justice Center | 30-C1-D2040-100-PSU01 | SUMP PUMP | Zoeller | DNA | DNA | OM00036429 |  | N1 JUDGES PATIO AREA, WEST WALL | [10 empty] | \Classifications\Building System Class\D20-Plumbing\D2040 - Rain Drain\Sump Pump - PSU | 1013521
30-C1 | 30-C1 North Justice Center | 30-C1-D2022-260-HWG04 | Domestic Hot Water Heater | AO Smith | 1246M000427 | BTL 400 100 | OM00025244 |  | Floor 1, Mechanical Room, Phase 3 | [10 empty] | \Classifications\Building System Class\D20-Plumbing\D2020 - Domestic Water\Domestic Water Heater, Gas - HWG | 1015369
30-C1 | 30-C1 North Justice Center | 30-C1-D2023-100-BFP14 | Backflow Device BFP14 | Watts | 20042 | LF919AQT 2" RP | OM00025317 | Meter#: Assembly ID#: 2000593 | SW Corner Berkley/Valley View | [10 empty] | \Classifications\Building System Class\D20-Plumbing\D2020 - Domestic Water\Backflow Preventer - BFP | 1015772
30-C1 | 30-C1 North Justice Center | 30-C1-D2022-260-HWG05 | Hot Water Heater | American Water Heater | 1307M000486 | BIL395T1996NOX104 | OM00025281 |  | Basement |  |  |  |  | 110 | 5 |  |  |  | 1300 | \Classifications\Building System Class\D20-Plumbing\D2020 - Domestic Water\Domestic Water Heater, Gas - HWG | 1015828
30-C1 | 30-C1 North Justice Center | 30-C1-D3050-250-ACU11 | Split System ACU11 | Allied Commercial | 1612H01528 | 2SHP13L16OT | OM00025286 |  | South Weapons Screening | NA | NA | R-22 | NA | 240 | 15.8 | Electric | 3 | NA | NA | \Classifications\Building System Class\D30-HVAC Systems\D3050 - Package SYS\Air Conditioning,Split System - ACU | 1015913
30-C1 | 30-C1 North Justice Center | 30-C1-D3031-100-PCH10 | CONDENSER PUMP PCH10 | Baldor Reliance | F1210034358 | EM3615T-G | OM00025287 |  | S. Judge's Parking Lot | NA | NA | NA | 5 | Other | 13.9-13.4/6.7 | Electric | 3 | NA |  | \Classifications\Building System Class\D30-HVAC Systems\D3030 - Cooling SYS\Chilled Water Pump - PCH | 1015914
30-C1 | 30-C1 North Justice Center | 30-C1-D3021-130-BLR04 | Boiler 04 | Lochinvar | K13H00257575 | CHN1442 | OM00025314 |  | Outside Employee Breakroom | NA | NA | NA | DNA | 110 | DNA | Natural gas | 1 | 1440000 | 1224000 | \Classifications\Building System Class\D30-HVAC Systems\D3020 - Heat SYS\Boiler,Hot Water,Oil/Gas/Comb. - BLR | 1017506
30-C1 | 30-C1 North Justice Center | 30-C1-D3021-130-BLR05 | Boiler 05 | Lochinvar | K13H00257574 | CHN1442 | OM00025315 |  | Floor 3, Patio, Outside Employee Breakroom | NA | NA | NA | DNA | 110 | DNA | Natural gas | 1 | 1440000 | 1224000 | \Classifications\Building System Class\D30-HVAC Systems\D3020 - Heat SYS\Boiler,Hot Water,Oil/Gas/Comb. - BLR | 1017507
30-C1 | 30-C1 North Justice Center | 30-C1-D3050-250-ACU10 | ACU Split System 10 | Sanyo | 0032251 | Cl2432A | OM00028608 |  | Secured Patio | DNA | Washable | R-22 | DNA | 240 | 12.2 | Electric | 1 | NA | NA | \Classifications\Building System Class\D30-HVAC Systems\D3050 - Package SYS\Air Conditioning,Split System - ACU | 1018763
30-C1 | 30-C1 North Justice Center | 30-C1-D3031-100-PCH11 | Chilled Water Pump PCH11 | Baldor Reliance | F1310083428 | EM3615T-G | OM00025331 |  | S. Judges' Parking lot |  |  |  | 0005 | Other | 13.9-13.4/6.7 |  | 3 |  |  | \Classifications\Building System Class\D30-HVAC Systems\D3030 - Cooling SYS\Chilled Water Pump - PCH | 1018778
30-C1 | 30-C1 North Justice Center | 30-C1-D3041-230-RFN05 | RETURN FAN 01 | Temptrol | #F1512170540, 430, 560 | 06K265W567G1 | OM00025405 |  | FLOOR 2 MECHANICAL ROOM | DD | NA | NA | 5.5hp | 230/460 | 14/7 | NA | 3 | NA | NA | \Classifications\Building System Class\D30-HVAC Systems\D3040 - Distribution SYS\Supply/Exhaust/Return fans- FAN | 1021660
30-C1 | 30-C1 North Justice Center | 30-C1-D3041-230-RFN06 | RETURN FAN 02 | Temptrol | #F1512170585, 084, 355,565 | 06K265W567G1 | OM00025406 |  | 1ST FLOOR FILE ROOM SOUTH WING | DD | NA | NA | 5.5hp | 230/460 | 14/7 | NA | 3 | NA | NA | \Classifications\Building System Class\D30-HVAC Systems\D3040 - Distribution SYS\Supply/Exhaust/Return fans- FAN | 1021661
30-C1 | 30-C1 North Justice Center | 30-C1-D3050-250-ACU12 | ACU 12 | COMPU AIR - Cond | 9525MK1610-9466C | PFCU-332 | OM00025398 |  | Phase 3 Server Room |  | 2 - 16 x 25 x 2 | R-410a |  | 208 | [5 empty] | \Classifications\Building System Class\D30-HVAC Systems\D3050 - Package SYS\Air Conditioning,Split System - ACU | 1021693
30-C1 | 30-C1 North Justice Center | 30-C1-D3090-114-CMP05 | Phase III Air Compressor CMP05 | INGERSOLL RAND | CBV434426 | 2340N5 | OM00025397 |  | Phase 3 - South Central Plant Chiller Room | NA | NA | NA | 3 | 460 | 6 amp | Electric | 3 | NA | NA | \Classifications\Building System Class\D30-HVAC Systems\D3090 - Other HVAC Systems and Equipment\Air Compressor - CMP | 1022497
30-C1 | 30-C1 North Justice Center | 30-C1-D2023-100-BFP08 | BFP08 | Wilkins | 4522175 | 975XLII | OM00025420 |  | West Wall | NA | NA | NA | NA | NA | NA | NA | NA | NA | NA | \Classifications\Building System Class\D20-Plumbing\D2020 - Domestic Water\Backflow Preventer - BFP | 1022499
30-C1 | 30-C1 North Justice Center | 30-C1-D3030-110-CTW04 | COOLING TOWER CTW04 | Evapco | 17-822288 | USS 19-3J9 | OM00025409 |  |  | 4B158 | NA | NA | NA | 480 | DNA | Electric | 3 | NA | NA | \Classifications\Building System Class\D30-HVAC Systems\D3030 - Cooling SYS\Cooling Tower - CTW | 1022509
30-D1 | 30-D1 West Justice Center | 30-D1-D2034-100-EMR01 | Effluent Water Meter | ISTEC | DNA | 1948 | OM00025242 | DNA | 13TH ST. | NA | NA | NA | NA | NA | NA | NA | NA | NA | NA | \Classifications\Building System Class\D20-Plumbing\D2030 - Sani Waste | EQ-1007701
30-D1 | 30-D1 West Justice Center | 30-D1-G2049-300-HSC01 | Hardscape - HSC | NA | NA | NA | OM00033935 | DNA | OUTSIDE | NA | NA | NA | NA | NA | NA | NA | NA | NA | NA | \Classifications\Building System Class\G20-Other Systems\G2040 - Site Development\Hardscape - HSC | 1007761
30-D1 | 30-D1 West Justice Center | 30-D1-D2023-100-BFP01 | BACKFLOW PREVENTER 01 (2" R.P.) | Wilkin-Zurn | 949226 | 975XL | OM00015702 | Acct#: 339-0060-03 Meter#: 3390060 Assembly ID#: 1003240 | South wall of Penthouse | NA | NA | NA | NA | NA | NA | NA | NA | NA | NA | \Classifications\Building System Class\D20-Plumbing\D2020 - Domestic Water\Backflow Preventer - BFP | 1007762
30-D1 | 30-D1 West Justice Center | 30-D1-D2023-100-BFP02 | BACKFLOW PREVENTER 02 (HEATING WTR. MAKE-UP PHASE 1) (3/4) | FEBCO | H15290 | 825Y | OM00015721 | Acct#: 339-0069-02 Meter#: 3390069 Assembly ID#: 1003239 | Floor 1, PH mech. Rm Phase 1 | NA | NA | NA | NA | NA | NA | NA | NA | NA | NA | \Classifications\Building System Class\D20-Plumbing\D2020 - Domestic Water\Backflow Preventer - BFP | 1007763
30-D1 | 30-D1 West Justice Center | 30-D1-D2023-100-BFP04 | BACKFLOW PREVENTER 04 (CT/CHW MAKE-UP PHASE I) (1) | WATTS | 29748 | 009 QT | OM00015723 | Acct#: 339-0069-02 Meter#: 3390069 Assembly ID#: 1001740 | Phase 1 Chiller Room | NA | NA | NA | NA | NA | NA | NA | NA | NA | NA | \Classifications\Building System Class\D20-Plumbing\D2020 - Domestic Water\Backflow Preventer - BFP | 1007765
30-D1 | 30-D1 West Justice Center | 30-D1-D2023-100-BFP05 | BACKFLOW PREVENTER 05 (HEATING WTR. MAKE-UP PHASE 3) (R.P) | WILKENS-ZURN | 2075206 | 975XL | OM00015693 | Acct#: 339-0065-01 Meter#: 3390065 Assembly ID#: 2001000 | PHASE 3 MECH RM | NA | NA | NA | NA | NA | NA | NA | NA | NA | NA | \Classifications\Building System Class\D20-Plumbing\D2020 - Domestic Water\Backflow Preventer - BFP | 1007766
30-D1 | 30-D1 West Justice Center | 30-D1-D2023-100-BFP06 | BACKFLOW PREVENTER (FIRE PROTECTION BY-PASS 3/4") | FEBCO | 24246 | 850-HB | OM00015741 | Acct#: 339-0065-01 Meter#: 3390065 Assembly ID#: 1005220 | SW corner of property, incage off of 13th St. | NA | NA | NA | NA | NA | NA | NA | NA | NA | NA | \Classifications\Building System Class\D20-Plumbing\D2020 - Domestic Water\Backflow Preventer - BFP | 1007767
30-D1 | 30-D1 West Justice Center | 30-D1-D2023-100-BFP07 | BACKFLOW PREVENTER (FIRE PROTECTION MAIN 6") | FEBCO | 9905241259 | 876V | OM00015738 | Acct#: 339-0065-01 Meter#: 3390065 Assembly ID#: 1003243 | Adjacent to rolling gate for secured parking | NA | NA | NA | NA | NA | NA | NA | NA | NA | NA | \Classifications\Building System Class\D20-Plumbing\D2020 - Domestic Water\Backflow Preventer - BFP | 1007768
30-D1 | 30-D1 West Justice Center | 30-D1-D2023-100-BFP09 | BACKFLOW PREVENTER DOMESTIC WATER 3"#2 | FEBCO | 9710011245 | 860-MD | OM00025307 | Acct#: 339-0065-01 Meter#: 3390065 Assembly ID#: 1003741 | SW CORNER OF PROPERTY. Adjacent to rolling gate for secured parking | [10 empty] | \Classifications\Building System Class\D20-Plumbing\D2020 - Domestic Water\Backflow Preventer - BFP | 1007770
30-D1 | 30-D1 West Justice Center | 30-D1-D2023-100-BFP10 | 3/4" BLKFLOW DEVICE PHASE 2 (C TOWER) | WATTS | 365597 | 909 | OM00015680 | Acct#: 339-0069-02 Meter#: 3390069 Assembly ID#: 1003238 | Mech Rm. 2nd Fl.,C.A. (South) | NA | NA | NA | NA | NA | NA | NA | NA | NA | NA | \Classifications\Building System Class\D20-Plumbing\D2020 - Domestic Water\Backflow Preventer - BFP | 1007771
30-D1 | 30-D1 West Justice Center | 30-D1-D2023-100-CTY11 | BACKFLOW PREVENTER 11 - NOT OURS BELONGS TO LIBRARY | WILKIN-ZURN | 1497310 | 975 | DNA |  | Library Boiler Room | [10 empty] | \Classifications\Building System Class\D20-Plumbing\D2020 - Domestic Water\Backflow Preventer - BFP | 1007772
30-D1 | 30-D1 West Justice Center | 30-D1-D2023-100-BFP12 | BACKFLOW PREVENTER 12 (3 R.P.) | WILKINS | L68151 | 375 | OM00015740 | Acct#: 339-0065-01 Meter#: 3390065 Assembly ID#: 1003736 | SW PARKING LOT BY FWY. | NA | NA | NA | NA | NA | NA | NA | NA | NA | NA | \Classifications\Building System Class\D20-Plumbing\D2020 - Domestic Water\Backflow Preventer - BFP | 1007773
30-D1 | 30-D1 West Justice Center | 30-D1-B3010-100-RUF01 | Roof - RUF | NA | NA | NA | OM00025371 |  | Roof | NA | NA | NA | NA | NA | NA | NA | NA | NA | NA | \Classifications\Building System Class\B30-Roofing\B3010 - Roof Types\Roof - RUF | 1007874
30-D1 | 30-D1 West Justice Center | 30-D1-D1010-100-ELE01 | Elevator #1 | Dover | DNA | DNA | OM00015744 | State ID# 051016¦ PASS #1 | Phase 2 chiller room | NA | NA | NA | 30 | 480 | 43 | electric | 3 | NA | NA | \Classifications\Building System Class\D10-Conveyance Systems\D1010 - Elevator\Elevator,Electric,Pass/Freight - ELE | 1007875
30-D1 | 30-D1 West Justice Center | 30-D1-D2022-260-HWG02 | Domestic Hot Water Heater (Phase 2) 50 GAL | AO Smith | DNA | GH96-3237879-R99 | OM00015730 | PFR-WJC02-WTH02 | 2nd Fl Mech Rm 208 | NA | NA | NA | NA | NA | NA | gas | NA | 38000 | NA | \Classifications\Building System Class\D20-Plumbing\D2020 - Domestic Water\Domestic Water Heater, Gas - HWG | 1007877
30-D1 | 30-D1 West Justice Center | 30-D1-D5037-710-FAP01 | Fire Alarm Panel (Main) FAP01 | NOTIFIER | DNA | AFP1010 | OM00015601 | DNA | Entrance from Mens RR 1st Fl North Phase 3 Entrance from Mens RR 1st Fl North Phase 3 | NA | NA | NA | DNA | 120 | 1.8 | Electric | 1 | NA | NA | \Classifications\Building System Class\D50-Electrical SYS\D5030 - Comm & Security\Fire Alarm Panel - FAP | 1007937
30-D1 | 30-D1 West Justice Center | 30-D1-D4031-100-FEX47 | Fire Extinguisher (47) | NA | NA | NA | OM00033944 |  | FACILITIES OFFICE | NA | NA | NA | NA | NA | NA | NA | NA | NA | NA | \Classifications\Building System Class\D40-Fire Protection SYS\D4030 - FIRE SPEC\Fire Extinguisher - FEX | 1007938
30-D1 | 30-D1 West Justice Center | 30-D1-D5092-210-GEN01 | EMERGENCY GENERATOR 01 | Cummins Onan | G8005147.15 | 15.JC-3CP/2731.A.B. | OM00015782 | DNA | Grounds | NA | NA | NA | 20 | 120/240 | 62 | Propane | 3 | NA | NA | \Classifications\Building System Class\D50-Electrical SYS\D5090 - Elec SYS\Emergency Generator - GEN | 1007939
30-D1 | 30-D1 West Justice Center | 30-D1-D5092-250-EML54 | Emergency Lights (54) | NA | NA | NA | OM00033945 |  | THROUGHOUT THE BUILDING | NA | NA | NA | NA | 277 | DNA | Electric | 1 | NA | NA | \Classifications\Building System Class\D50-Electrical SYS\D5090 - Elec SYS\Emergency And Exit Lighting - EML | 1007940
30-D1 | 30-D1 West Justice Center | 30-D1-D2030-150-MWL01 | Main/Branch Waste System - MWL | NA | NA | NA | OM00033948 | DNA | BASEMENT BY AHU #3 | NA | NA | NA | NA | NA | NA | Other | NA | NA | NA | \Classifications\Building System Class\D20-Plumbing\D2030 - Sani Waste\Main/Branch Waste System - MWL | 1007944
30-D1 | 30-D1 West Justice Center | 30-D1-D2040-100-PSU01 | Sump Pump Station #1 (Electrical Rm. West) (2) | Pacific Pump | 11E-G21081-A | 45-20700 | OM00015758 | DNA | access via secured hallway bt Dept. 10/11 | NA | NA | NA | DNA | 480 | 2.9 | electric | 3 | NA | NA | \Classifications\Building System Class\D20-Plumbing\D2040 - Rain Drain\Sump Pump - PSU | 1007945
30-D1 | 30-D1 West Justice Center | 30-D1-D2040-100-PSU02 | Sump Pump Station #2 (NPDES Permit) | GOULDS PUMPS | DNA | D36310 | OM00015774 | DNA | By caged area containing backflow devices | NA | NA | NA | 1.5 | 230 | 21 | electric | 1 | NA | NA | \Classifications\Building System Class\D20-Plumbing\D2040 - Rain Drain\Sump Pump - PSU | 1007946
30-D1 | 30-D1 West Justice Center | 30-D1-D3021-130-BLR02 | Heating Water Boiler Phase 3 | Ajax Boiler, Inc. | 65339 | WRFG-940-LN | OM00015731 | DNA | DNA | NA | NA | NA | DNA | 115 | 5.6 | gas | 1 | 940000 | 799000 | \Classifications\Building System Class\D30-HVAC Systems\D3020 - Heat SYS\Boiler,Hot Water,Oil/Gas/Comb. - BLR | 1007948
30-D1 | 30-D1 West Justice Center | 30-D1-D3030-110-CTW01 | Cooling Tower (Phase1) | B.A.C | V014534401MAD | VTO-145-MR | OM00015717 | DNA | Mech Rm. W/Phase 1 chiller | B88 | NA | CHILLED WATER | DNA | 480 | DNA | electric | 3 | DNA | DNA | \Classifications\Building System Class\D30-HVAC Systems\D3030 - Cooling SYS\Cooling Tower - CTW | 1007949
30-D1 | 30-D1 West Justice Center | 30-D1-D3030-110-CTW02 | Cooling Tower (Phase 2) | B.A.C | UO14284401MAD | EXT-160 | OM00015683 | DNA | East roof Phase 2 | B-144 (2) | NA | CHILLED WATER | 7.5 | 480 | 9 | electric | 3 | DNA | DNA | \Classifications\Building System Class\D30-HVAC Systems\D3030 - Cooling SYS\Cooling Tower - CTW | 1007950
30-D1 | 30-D1 West Justice Center | 30-D1-D3031-130-CLR01 | SCREW CHILLER 01 | YORK | SCLM-666120 | YSCACBS1-CFE | OM00015713 | DNA | ROOF PENTHOUSE CENTER BUILDING PHASE1 | NA | NA | R-22 | 400 | 460 | 211 | electric | 3 | DNA | DNA | \Classifications\Building System Class\D30-HVAC Systems\D3030 - Cooling SYS\Chiller, Water Cooled - CLR | 1007951
30-D1 | 30-D1 West Justice Center | 30-D1-D3031-130-CLR02 | SCREW CHILLER 02 | YORK | SMDM-99200 | YSCBCBS0-CFB | OM00015676 | DNA | FLOOR 2, ROOF PENTHOUSE AT PHASE 1 | NA | NA | R-22 | 400 | 480 | 211 | electric | 3 | DNA | 175 Tons | \Classifications\Building System Class\D30-HVAC Systems\D3030 - Cooling SYS\Chiller, Water Cooled - CLR | 1007952
30-D1 | 30-D1 West Justice Center | 30-D1-D3041-110-AHU01 | AHU #1 | Airzone InterNAtioNAl | 500591 | RTAH-50WF | OM00015718 | DNA | Phase 1 | SUPPLY=R/A: B-111 (2)/RETURN= (2)B124 | 24X24X2(16) / 24X24X12 | CHILLED WATER | 30 | 460 | 35.6 | electric | 3 | NA | NA | \Classifications\Building System Class\D30-HVAC Systems\D3040 - Distribution SYS\Air Handling Unit - AHU | 1007955
30-D1 | 30-D1 West Justice Center | 30-D1-D3041-110-AHU02 | AHU #2 | TEMTROL | 75YY3 | WFRBDY8 | OM00015609 | DNA | ROOF | SUPPLY=(3)BX124 | (16)24X24X2 | CHILLED WATER | 30 | 480 | 35 | electric | 3 | NA | NA | \Classifications\Building System Class\D30-HVAC Systems\D3040 - Distribution SYS\Air Handling Unit - AHU | 1007956
30-D1 | 30-D1 West Justice Center | 30-D1-D3041-110-AHU05 | AHU #5 | Carrier | 70311079 | 39CA1401TA10--F- | OM00015688 | PFR-WJC02-AHU02 | Far south mech. Rm 2nd fl. Phase 2 | CX-173 (3) | 20X20X2 (12) + 16X25X2 (30) | CHILLED WATER | 40 | 480 | 48 | electric | 3 | NA | NA | \Classifications\Building System Class\D30-HVAC Systems\D3040 - Distribution SYS\Air Handling Unit - AHU | 1007958
30-D1 | 30-D1 West Justice Center | 30-D1-D3041-110-AHU06 | AHU #6 | Temtrol | 78892 | WF-BD61 | OM00015699 | DNA | Entrance from 2nd Fl. North | BX-124 (4) | 24X24X2 (15) + 12X24X2 (5) | CHILLED WATER | 40 | 480 | 52 | electric | 3 | NA | NA | \Classifications\Building System Class\D30-HVAC Systems\D3040 - Distribution SYS\Air Handling Unit - AHU | 1007959
30-D1 | 30-D1 West Justice Center | 30-D1-D3041-110-AHU07 | AHU #7 | Temtrol | 82558 | WF-BTD33 | OM00015698 | DNA | Entrance from 2nd Fl. North | BX-95 (3) | 24X24X2 (12) | CHILLED WATER | 25 | 480 | 34 | electric | 3 | NA | NA | \Classifications\Building System Class\D30-HVAC Systems\D3040 - Distribution SYS\Air Handling Unit - AHU | 1007960
30-D1 | 30-D1 West Justice Center | 30-D1-D3041-110-AHU08 | AHU #8 | Air DyNAmics | 8183 | AH-40-0 | Om00015736 | DNA | Jurry assembly rm adjacent to admin | B-59 (2) | 20X20X2 (6) | CHILLED WATER | 3 | 460 | 4.7 | electric | 3 | NA | NA | \Classifications\Building System Class\D30-HVAC Systems\D3040 - Distribution SYS\Air Handling Unit - AHU | 1007961
30-D1 | 30-D1 West Justice Center | 30-D1-D3042-220-EFN01 | EXHAUST FAN 1 | TRANE UTILITY FAN | U84474 | 15K4 | OM00015769 | PFR-WJCB5-EXF01 | Basement( EAST SIDE) | 4L320 | NA | NA | 3/4 | 460 | 3.2 | electric | 3 | NA | NA | \Classifications\Building System Class\D30-HVAC Systems\D3040 - Distribution SYS\Supply/Exhaust/Return fans- FAN | 1007962
30-D1 | 30-D1 West Justice Center | 30-D1-D3042-220-EFN02 | Basement Holding Exhaust Fan | Carnes Corp Exhaust Fans | 285161.001 | VIBK21T1G1CL20S | OM00033937 | DNA | Basement OC Net Room | AP56 | 18x25x1 (8) | NA | 1.5hp | 480 | 2.3 | electric | 3 | NA | NA | \Classifications\Building System Class\D30-HVAC Systems\D3040 - Distribution SYS\Supply/Exhaust/Return fans- FAN | 1007963
30-D1 | 30-D1 West Justice Center | 30-D1-D3042-220-EFN13 | EXHAUST FAN 3 | CARNES CORP. | 75240-01 | V1DB10H2111U04X | OM00015764 | DNA | BASEMENT WEST SIDE(SERVICE COM RM) | NA | NA | NA | 0.5 | 110 | 3.2 | electric | 1 | NA | NA | \Classifications\Building System Class\D30-HVAC Systems\D3040 - Distribution SYS\Supply/Exhaust/Return fans- FAN | 1007964
30-D1 | 30-D1 West Justice Center | 30-D1-D3042-220-EFN06 | EXHAUST FAN FOR DETENTION STAIRWELL 6 | DAYTON ELE.MFG | DNA | 4HX83A | OM00015706 | DNA | DETENTION STWELL 13/14 | 4L240 | DNA | NA | DNA | DNA | DNA | electric | 1 | NA | NA | \Classifications\Building System Class\D30-HVAC Systems\D3040 - Distribution SYS\Supply/Exhaust/Return fans- FAN | 1007967
30-D1 | 30-D1 West Justice Center | 30-D1-D3042-220-EFN07 | EXHAUST FAN FOR DETENTION STAIRWELL 7 | DAYTON ELE.MFG | DNA | 6K438J | OM00015707 | DNA | DETENTION STWELL 14/15 | 4L230 | DNA | NA | DNA | DNA | DNA | electric | DNA | NA | NA | \Classifications\Building System Class\D30-HVAC Systems\D3040 - Distribution SYS\Supply/Exhaust/Return fans- FAN | 1007968
30-D1 | 30-D1 West Justice Center | 30-D1-D3042-220-EFN08 | EXHAUST FAN FOR R.R 1ST & 2ND FLRS 8 | DAYTON ELE.MFG | DNA | 6K438J | OM00015708 | DNA | R.R 1ST AND 2ND FLOORS | 4L200 | NA | NA | DNA | DNA | DNA | electric | 1 | NA | NA | \Classifications\Building System Class\D30-HVAC Systems\D3040 - Distribution SYS\Supply/Exhaust/Return fans- FAN | 1007969
30-D1 | 30-D1 West Justice Center | 30-D1-D3042-220-EFN09 | ECONOMIZER EXHAUST FAN AHU-5 | SOLER&PALAU INC | 58962/58963 | DB4822DP | OM00015705 | DNA | ECONMIZER EXHAUST FAN AHU-5 | B66=2 | NA | NA | 7.5 | DNA | 9.7 | electric | 3 | NA | NA | \Classifications\Building System Class\D30-HVAC Systems\D3040 - Distribution SYS\Supply/Exhaust/Return fans- FAN | 1007970
30-D1 | 30-D1 West Justice Center | 30-D1-D3042-220-EFN12 | EXHAUST FAN - SMOKE CONTROL | CENTRIMASTER | VA87192 | PL48NU | OM00015690 | DNA | ROOF ABOVE PENTHSE MECH RM N.END OF COURTHSE | (2)13-105 | DNA | NA | 5 | DNA | DNA | electric | 1 | NA | NA | \Classifications\Building System Class\D30-HVAC Systems\D3040 - Distribution SYS\Supply/Exhaust/Return fans- FAN | 1007973
30-D1 | 30-D1 West Justice Center | 30-D1-D3041-230-RFN13 | RETURN AIR FAN-RFN13 # 1 (AHU#6) | BERRY BLOWER | 76-2475 | 365-70BBCDW | OM00015682 | PFR-WJCPH-RTF02 | MECHANICAL RM NORTH | BX128(2) | DNA | NA | 7.5 | 480 | DNA | electric | 3 | NA | NA | \Classifications\Building System Class\D30-HVAC Systems\D3040 - Distribution SYS\Supply/Exhaust/Return fans- FAN | 1007974
30-D1 | 30-D1 West Justice Center | 30-D1-D3041-230-RFN14 | RETURN AIR FAN - RFN14 # 2 (AHU #7) | BARRY BLOWER | DNA | DNA | OM00015701 | PFR-WJCPH-RTF01 | North Mechanica Rm. | B-116 (2) | DNA | NA | 5 | 480 | 6.8 | electric | 3 | NA | NA | \Classifications\Building System Class\D30-HVAC Systems\D3040 - Distribution SYS\Supply/Exhaust/Return fans- FAN | 1007975
30-D1 | 30-D1 West Justice Center | 30-D1-D3042-210-FAN15 | BATHROOM EXHAUST FAN TRING/CRT SERVICE | DNA | DNA | DNA | OM00015608 | DNA | ROOF | DNA | DNA | NA | 1.5 | 115 | 4.9 | other | 1 | NA | NA | \Classifications\Building System Class\D30-HVAC Systems\D3040 - Distribution SYS\Fan,Axial - FAN | 1007976
30-D1 | 30-D1 West Justice Center | 30-D1-D3031-100-PCH01 | Cooling Tower Condensing Pump Phase 2 PCH01 | US MOTORS | 1880216 IDF 49 | E 903B | OM00015675 | PFR-WJC-02_PMP04 | Mech Rm. 2nd Fl.,C.A. (South) | NA | NA | NA | 15 | 480 | 19 | electric | 3 | NA | NA | \Classifications\Building System Class\D30-HVAC Systems\D3030 - Cooling SYS\Chilled Water Pump - PCH | 1007977
30-D1 | 30-D1 West Justice Center | 30-D1-D3031-100-PCH03 | Chilled Water Pump (Phase 3) | Bell & Gossett | 1BF117 | DNA | OM00015694 | DNA | NW mech area in cage | NA | NA | NA | 15 | 480 | 17.8 | electric | 3 | NA | NA | \Classifications\Building System Class\D30-HVAC Systems\D3030 - Cooling SYS\Chilled Water Pump - PCH | 1007979
30-D1 | 30-D1 West Justice Center | 30-D1-D3031-100-PCH04 | Cooling tower Condensing Pump (Phase 1) | Ingersoll Dresser | 0402-8473 | 41R-10G | OM00015716 | DNA | Mech Rm. W/Phase 1 chiller | NA | NA | NA | 10 | 460 | 13.5 | electric | 3 | NA | NA | \Classifications\Building System Class\D30-HVAC Systems\D3030 - Cooling SYS\Chilled Water Pump - PCH | 1007980
30-D1 | 30-D1 West Justice Center | 30-D1-D2023-310-HWP06 | WATER HEATER & RECIRCULATION PUMP PHASE2 | GROUNDFOS | GH96-3237879-R99 | UP15-455F | OM00015673 | PFR-WJC02-PMP02 | MECHANICAL ROOM 208 2ND FLOOR C.A HALLWAY SOUTH | NA | NA | NA | DNA | 115 | .74 | Electric | 1 | DNA | DNA | \Classifications\Building System Class\D20-Plumbing\D2020 - Domestic Water\Domestic Hot Water Circulating Pump - HWP | 1007982
30-D1 | 30-D1 West Justice Center | 30-D1-D3050-250-ACU08 | A/C Elevator #1 Machine Room | Sanyo | 00014294 | C0951 | OM00015709 |  | Elevator machine Rm (in rm w/ chiller pfase 2) | NA | Washable | R-22 | DNA | 115 | 8.8 | electric | 1 | DNA | DNA | \Classifications\Building System Class\D30-HVAC Systems\D3050 - Package SYS\Air Conditioning,Split System - ACU | 1007983
30-D1 | 30-D1 West Justice Center | 30-D1-D3050-250-ACU09 | A/C Detention Sheriff's Cage | Carrier | 0609X91959 | 38QRR024-3 | OM00015780 |  | Condenser located under stairs in caged area by gen set | NA | DNA | R-410A | DNA | 240 | 15.4 | electric | 1 | DNA | DNA | \Classifications\Building System Class\D30-HVAC Systems\D3050 - Package SYS\Air Conditioning,Split System - ACU | 1007984
30-D1 | 30-D1 West Justice Center | 30-D1-D3050-250-ACU10 | A/C Public Entrance (North) | Fujitsu | HNN-000687 | AOU30RLXQ | OM00015775 |  | Public entrance, North end | NA | Washable | R-410A | 1 | 240 | 22 | electric | 1 | DNA | DNA | \Classifications\Building System Class\D30-HVAC Systems\D3050 - Package SYS\Air Conditioning,Split System - ACU | 1007985
30-D1 | 30-D1 West Justice Center | 30-D1-D3050-310-HPU05 | HEAT PUMP | Carrier | 06008G50444 | 50HJQ004--621-- | OM00015720 | DNA | S.E. ROOF | DNA | 16X25X2 (2) | R-22 | DNA | 460 | 7.2 | electric | 3 | DNA | DNA | \Classifications\Building System Class\D30-HVAC Systems\D3050 - Package SYS\Heat Pump,Air Cooled - HPU | 1007987
30-D1 | 30-D1 West Justice Center | 30-D1-D3050-250-ACU01 | A/C OCTNET #1 | Rheem | 5882F150011905 | RAKA-024JAZ | OM00033950 | PFR-WJCBS-AHU01 | Basement in main elec rm - Split system includes Condensor 1 OM00015766 | DNA | 10X20X1 (2) | R-22 | DNA | 480 | DNA | electric | 3 | DNA | DNA | \Classifications\Building System Class\D30-HVAC Systems\D3050 - Package SYS\Air Conditioning,Split System - ACU | 1007988
30-D1 | 30-D1 West Justice Center | 30-D1-D3050-250-ACU02 | A/C OCTNET #2 - ACU Split System | Rheem | 5882F150011563 | RAKA-024JAZ | OM00033949 | PFR-WJCBS-AHU02 | Basement in main elec rm | NA | 20X20X1 (1) | R-22 | DNA | 480 | DNA | electric | 3 | DNA | DNA | \Classifications\Building System Class\D30-HVAC Systems\D3050 - Package SYS\Air Conditioning,Split System - ACU | 1007989
30-D1 | 30-D1 West Justice Center | 30-D1-D3050-250-ACU03 | A/C Sheriff's Communications | Rheem | 5428F369811461 | RAKA-030JAZ | OM00015761 | PFR-WJCBS-AHU04 | Adjacent to main elec. Rm | DNA | 16X24X2 (1) | R-22 | DNA | 240 | 16 | electric | 1 | DNA | DNA | \Classifications\Building System Class\D30-HVAC Systems\D3050 - Package SYS\Air Conditioning,Split System - ACU | 1007990
30-D1 | 30-D1 West Justice Center | 30-D1-D3050-250-ACU05 | A/C Admin Server Room 2 | Liebert | 762071-001 | B4067A-AA003071 | OM00015776 |  | Floor 1, Admin server room | NA | DNA | R-22 | DNA | 480 | DNA | electric | 3 | DNA | DNA | \Classifications\Building System Class\D30-HVAC Systems\D3050 - Package SYS\Air Conditioning,Split System - ACU | 1007992
30-D1 | 30-D1 West Justice Center | 30-D1-D3050-250-ACU06 | A/C IDF 2.3 | Sanyo | 22411 | C-3632 | OM00033931 |  | Adjacent to Rest Rooms | NA | Washable | R-22 | DNA | 240 | 19.4 | electric | 1 | DNA | DNA | \Classifications\Building System Class\D30-HVAC Systems\D3050 - Package SYS\Air Conditioning,Split System - ACU | 1007993
30-D1 | 30-D1 West Justice Center | 30-D1-D3050-250-ACU07 | A/C Server Room Traffic/Criminal | Sanyo | 0024323 | C2432A | OM00015726 |  | adjacent to AHU #1 | dNA | Washable | R-22 | DNA | 240 | 12.2 | electric | 1 | DNA | DNA | \Classifications\Building System Class\D30-HVAC Systems\D3050 - Package SYS\Air Conditioning,Split System - ACU | 1007994
30-D1 | 30-D1 West Justice Center | 30-D1-D3068-100-BAS01 | BUILDING AUTOMATION SYSTEM | Schneider Electric | N41G00412D11972 | I-NET | OM00015685 |  | 2ND FL MECH RM(MIDDLE0 | NA | NA | NA | NA | 110 | DNA | electric | 1 | NA | NA | \Classifications\Building System Class\D30-HVAC Systems\D3060 - Control & Inst Air\Building Automation System - BAS | 1007995
30-D1 | 30-D1 West Justice Center | 30-D1-D4010-150-FMS01 | Fire Sprinkler Riser | STAR | DNA | 6-175-C | OM00015765 |  | BASEMENT | NA | NA | NA | NA | NA | NA | Other | NA | NA | NA | \Classifications\Building System Class\D40-Fire Protection SYS\D4010 - Sprinkler SYS\Fire Systems, stand pipes - FMS | 1007998
30-D1 | 30-D1 West Justice Center | 30-D1-D5010-110-MCC01 | Motor Control Center ""MCC-R"" | DNA | DNA | DNA | OM00015691 | PFR-WJCPH-MCC01 | DNA | NA | NA | NA | NA | 46 | 20 | electric | 3 | NA | NA | \Classifications\Building System Class\D50-Electrical SYS\D5010 - Elec Service & Dist\Chiller Room Electrical Panel - MCC | 1007999
30-D1 | 30-D1 West Justice Center | 30-D1-D5010-110-MCC02 | Motor Control Center Phase 1 P.H. Mechanical | Allan-Bradley | SNN936906/1 | DNA | OM00015712 | PFR-WJCPH-MCC02 | Chiller room above phase 1 | NA | NA | NA | NA | 480 | DNA | electric | 3 | NA | NA | \Classifications\Building System Class\D50-Electrical SYS\D5010 - Elec Service & Dist\Chiller Room Electrical Panel - MCC | 1008000
30-D1 | 30-D1 West Justice Center | 30-D1-D5010-110-MCC03 | Motor Control Center Phase 3 N.W. Mechanical | Square D | 13273676-001 | ""6"" | OM00015733 | PFR-WJC01-MCC01 | In caged area with Chiller phase 3 | NA | NA | NA | NA | 480 | DNA | electric | 3 | NA | NA | \Classifications\Building System Class\D50-Electrical SYS\D5010 - Elec Service & Dist\Chiller Room Electrical Panel - MCC | 1008001
30-D1 | 30-D1 West Justice Center | 30-D1-D5010-200-ESD02 | Building Main Electrical Switchboard 02 | Westinghouse | LA-48040-IT1-SL | DNA | OM00015602 | PFR-WJC-BSFSB06 | Main Electrical Rm | NA | NA | NA | NA | 480 | 1600 | electric | 3 | NA | NA | \Classifications\Building System Class\D50-Electrical SYS\D5010 - Elec Service & Dist\Electical Service and Distribution - ESD | 1008002
30-D1 | 30-D1 West Justice Center | 30-D1-D5010-234-ATS01 | Emergency Generator ATS | ONAn | H760163072 | ATUEC100-3/1412B | OM00015770 | PFR-WJCBS-TSW01 | Adjacent to main elec Rm West wall | NA | NA | NA | NA | 240 | 100 | electric | 3 | NA | NA | \Classifications\Building System Class\D50-Electrical SYS\D5010 - Elec Service & Dist\Automatic Transfer Switch - ATS | 1008003
30-D1 | 30-D1 West Justice Center | 30-D1-D5010-200-ESD01 | Electrical Switchboard Phase 2 SBR01 | ITE | DNA | JDS424 | OM00015759 | PFR-WJCBS-ESB10 | Electrical Rm access via secured hallway by dept 10&11 | NA | NA | NA | DNA | 480 | 400 | electric | 3 | NA | NA | \Classifications\Building System Class\D50-Electrical SYS\D5010 - Elec Service & Dist\Electical Service and Distribution - ESD | 1008004
30-D1 | 30-D1 West Justice Center | 30-D1-D5092-100-UPS01 | Emergency Egress Lighting UPS 1 | Computer Power Inc. | 60300L1-1 | IPS-48-1500-120-120-SLC | OM00015760 | DNA | Electrical Rm. Access from secured hallway W. side of building by Departments 10&11 | NA | NA | NA | NA | 110 | 12.5 | Electric and lead-sulfuric acid | 1 | NA | NA | \Classifications\Building System Class\D50-Electrical SYS\D5090 - Elec SYS\Uninterruptible Power System - UPS | 1008006
30-D1 | 30-D1 West Justice Center | 30-D1-D5092-100-UPS03 | Emergency Egress Lighting UPS 3 | Dual-Lite | 10632983-0413 | DLS-1500-120 | OM00015603 | DNA | Main Electrical Room | NA | NA | NA | NA | 110 | 14.3 | Electric and lead-sulfuric acid | 1 | NA | NA | \Classifications\Building System Class\D50-Electrical SYS\D5090 - Elec SYS\Uninterruptible Power System - UPS | 1008008
30-D1 | 30-D1 West Justice Center | 30-D1-D5092-100-UPS04 | Emergency Egress Lighting UPS 4 | Dual-Lite | 11160364 | DLS-1500-120-A2001 | OM00015777 | DNA | adjacent to Dept 11 | NA | NA | NA | NA | 110 | 14.3 | Electric and lead-sulfuric acid | 1 | NA | NA | \Classifications\Building System Class\D50-Electrical SYS\D5090 - Elec SYS\Uninterruptible Power System - UPS | 1008009
30-D1 | 30-D1 West Justice Center | 30-D1-D5092-100-UPS05 | Emergency Egress Lighting UPS 5 | Myers-CPI | 64709L-1 | IS-S-1500277-277-1CB | OM00015783 | DNA | adjacent to RR's/D.A's offices | NA | NA | NA | NA | 277 | 7 | Electric and lead-sulfuric acid | 1 | NA | NA | \Classifications\Building System Class\D50-Electrical SYS\D5090 - Elec SYS\Uninterruptible Power System - UPS | 1008010
30-D1 | 30-D1 West Justice Center | 30-D1-D5092-100-UPS06 | Emergency Egress Lighting UPS 6 | Computer Power Inc. | 6088L1-1 | IPS-36-1250-277-277-SLC | OM00033936 | DNA | 2nd FLOOR - Second Copier Room, across from W-17 | NA | NA | NA | NA | 110 | 15 | Electric and lead-sulfuric acid | 1 | NA | NA | \Classifications\Building System Class\D50-Electrical SYS\D5090 - Elec SYS\Uninterruptible Power System - UPS | 1008011
30-D1 | 30-D1 West Justice Center | 30-D1-D2030-410-PMS01 | Sewage Ejector Pumps (Basement)(2) | KENNEDY | DNA | 6650 | OM00015772 | DNA | In hooded area | NA | NA | NA | NA | 480 | DNA | electric | 3 | NA | NA | \Classifications\Building System Class\D20-Plumbing\D2030 - Sani Waste\Sewage Ejector Pump - PMS | 1008012
30-D1 | 30-D1 West Justice Center | 30-D1-D3090-114-CMP02 | CONTROL AIR COMPRESSER-PHASE 3 | ACP | 7-1-10376 | ACR-3CS-2CH | OM00015695 | State ID# A107722-99¦N.B#/SER.# 146582 | MECHANICAL ROOM PHASE 3 | (2)A-53 | DNA | NA | 2 | 480 | 2.9 | electric | 3 | NA | NA | \Classifications\Building System Class\D30-HVAC Systems\D3090 - Other HVAC Systems and Equipment\Air Compressor - CMP | 1008016
30-D1 | 30-D1 West Justice Center | 30-D1-D3090-220-CMD02 | AIR DRYER(FOR CONTROL AIR COMP.PHASE 2) | Hankison | 0302A-1-76-869 | 1 | OM00015687 | PFR-WJC02-DRY01 | ROOM SOUTH END | DNA | DNA | R-12 | DNA | 110 | DNA | electric | 1 | NA | NA | \Classifications\Building System Class\D30-HVAC Systems\D3090 - Other HVAC Systems and Equipment\Compressed Air Dryer - CMD | 1008017
30-D1 | 30-D1 West Justice Center | 30-D1-D3090-220-CMD03 | CONTROL AIR DRYER PHASE 3 | INGERSCOLL-RAND | 3264510002 | D510-42493494 | OM00015696 | DNA | EXTERIOR-PHASE 3 | DNA | DNA | DNA | NA | 110 | 2.5 | electric | 1 | NA | NA | \Classifications\Building System Class\D30-HVAC Systems\D3090 - Other HVAC Systems and Equipment\Compressed Air Dryer - CMD | 1008018
30-D1 | 30-D1 West Justice Center | 30-D1-D5010-110-MCC04 | Motor Control Center Elect. Rm. By Dept. 10/11 | Cutler-Hammer | 900P025H01 | SLA37232 | OM00015732 | DNA | basement elec Rm. By Depts 10/11 | NA | NA | NA | NA | 480 | 800 | electric | 3 | NA | NA | \Classifications\Building System Class\D50-Electrical SYS\D5010 - Elec Service & Dist\Chiller Room Electrical Panel - MCC | 1008019
30-D1 | 30-D1 West Justice Center | 30-D1-G2050-200-LSC01 | Landscaping - LSC | NA | NA | NA | OM00033934 | DNA | OUTSIDE | NA | NA | NA | NA | NA | NA | NA | NA | NA | NA | \Classifications\Building System Class\G20-Other Systems\G2050 - Landscaping\Landscaping - LSC | 1008022
30-D1 | 30-D1 West Justice Center | 30-D1-D5092-250-ELT52 | Exterior Lighting - ELT | DNA | DNA | DNA | OM00033946 | DNA | OUTSIDE | NA | NA | NA | NA | DNA | DNA | NA | DNA | NA | NA | \Classifications\Building System Class\D50-Electrical SYS\D5090 - Elec SYS\Exterior Lighting - ELT | 1008023
30-D1 | 30-D1 West Justice Center | 30-D1-D2023-100-BFP13 | BACKFLOW PREVENTER | FEBCO | 05170 | 765 2" | DNA | Acct#: 339-0060-03 Meter#: 3390060 Assembly ID#: 1003241 | North of Library | DNA | DNA | DNA | DNA | DNA | DNA | DNA | DNA | DNA | DNA | \Classifications\Building System Class\D20-Plumbing\D2020 - Domestic Water\Backflow Preventer - BFP | 1009819
30-D1 | 30-D1 West Justice Center | 30-D1-D1091-100-DMW01 | Dumbwaiter - DMW01 | DNA | DNA | DNA | OM00033947 | State ID# 148844 | Floor 1 | NA | NA | NA | DNA | 220 | 10 | Electric | 1 | NA | NA | \Classifications\Building System Class\D10-Conveyance Systems\D1090 - Other Conveyance Systems\Dumbwaiter - DMW | 1011530
30-D1 | 30-D1 West Justice Center | 30-D1-D2023-100-BFP11 | Backflow Prevention Device BFP11-Irragation | Wilkins | 3520260 | 950XL | OM00015737 |  | 13th Street by meter cage | [10 empty] | \Classifications\Building System Class\D20-Plumbing\D2020 - Domestic Water\Backflow Preventer - BFP | 1013354
30-D1 | 30-D1 West Justice Center | 30-D1-D3020-100-HET01 | HOT WATER EXPANSION TANK 1 | AMTROL | DNA | DNA | OM00015724 | DNA | COOLING TOWER ROOM | na | NA | NA | NA | NA | NA | Electric | NA | NA | NA | \Classifications\Building System Class\D30-HVAC Systems\D3020 - Heat SYS\Heater Water Expansion Tank - HET | 1013371
30-D1 | 30-D1 West Justice Center | 30-D1-D2017-100-SHW01 | SHOWER EYE WASHES & EMERGENCY SHOWER 1 | HAWS | DNA | 8200 | OM00033930 | DNA | SOUTH MECH. ROOM 2ND FLOOR | NA | NA | NA | NA | NA | NA | Other | NA | NA | NA | \Classifications\Building System Class\D20-Plumbing\D2010 - Plumb Fix\Showers - SHW | 1013447
30-D1 | 30-D1 West Justice Center | 30-D1-D2017-100-SHW02 | EYE WASH STATION 2 | LAB SAFETY SUPPY | 115144 | DNA | OM00033942 | DNA | 1ST PHASE CHILLER ROOM | NA | NA | NA | NA | NA | NA | NA | NA | NA | NA | \Classifications\Building System Class\D20-Plumbing\D2010 - Plumb Fix\Showers - SHW | 1013448
30-D1 | 30-D1 West Justice Center | 30-D1-D3020-100-HET02 | EXPANSION TANK 2 | DNA | DNA | DNA | OM00015722 | DNA | ROOF S.E. | NA | NA | NA | DNA | DNA | DNA | Electric | DNA | NA | NA | \Classifications\Building System Class\D30-HVAC Systems\D3020 - Heat SYS\Heater Water Expansion Tank - HET | 1013449
30-D1 | 30-D1 West Justice Center | 30-D1-D3044-125-PHW01 | HOT WATER PUMP | Bell and Gossett | DNA | 60-Series | OM00033939 |  | CHILLER AREA | NA | NA | NA | 2 | 208/230 | 6.2 | Electric | 1 | NA | NA | \Classifications\Building System Class\D30-HVAC Systems\D3040 - Distribution SYS\Hot Water Pump - PHW | 1013450
30-D1 | 30-D1 West Justice Center | 30-D1-D3031-100-PCH05 | CHILL WATER PUMP | DAYTON/BEG1510 | 11880217 | 3KV89/4BC 9.125 BF | OM00015679 | NA | 2ND FLOOR CHILLER ROOM | NA | NA | NA | 15 | 460 | 18.5 | Electric | 3 | NA | NA | \Classifications\Building System Class\D30-HVAC Systems\D3030 - Cooling SYS\Chilled Water Pump - PCH | 1013451
30-D1 | 30-D1 West Justice Center | 30-D1-D3042-220-EFN04 | EXHAUST FAN 04 | CENTRAL MASTER | VA87191 | PL22HU | OM00033932 | NA | NORTH SIDE PENTHOUSE ROOF | DNA | DNA | NA | DNA | DNA | DNA | Electric | DNA | NA | NA | \Classifications\Building System Class\D30-HVAC Systems\D3040 - Distribution SYS\Supply/Exhaust/Return fans- FAN | 1013452
30-D1 | 30-D1 West Justice Center | 30-D1-D3090-114-CMP03 | AIR COMPRESSOR | AIR COMPRESSOR PRODUCTS INC | 1085-1-4230 | ACP-C38-26H3 | OM00015743 | DNA | ROOF MECH ROOM | DNA | NA | NA | DNA | 230 | 3.1 | Electric | 3 | NA | NA | \Classifications\Building System Class\D30-HVAC Systems\D3090 - Other HVAC Systems and Equipment\Air Compressor - CMP | 1013453
30-D1 | 30-D1 West Justice Center | 30-D1-G2023-150-PEG01 | SECURITY GATE | Lift Master | 3611N3539 | VSL595-1001 H3 | OM00000435 | NA | Secure Parking Lot - South | NA | NA | NA | NA | 120 | 13.6 | Electric | 1 | NA | NA | \Classifications\Building System Class\G20-Other Systems\G2020 - Parking Lots\Secured Parking Gate - PEG | 1013454
30-D1 | 30-D1 West Justice Center | 30-D1-G2023-150-PEG02 | SECURITY GATE | CHAMBERLAIN | 2106N3767 | ELITE CSW200UL1HP3 | OM00000436 | NA | Secure Parking Lot - South | NA | NA | NA | NA | 120 | 7.9 | Electric | 1 | NA | NA | \Classifications\Building System Class\G20-Other Systems\G2020 - Parking Lots\Secured Parking Gate - PEG | 1013455
30-D1 | 30-D1 West Justice Center | 30-D1-G2023-150-PEG03 | SECURITY GATE | CHAMBERLAIN | 2106N3768 | ELITE CSW200UL1HP3 | OM00000437 | NA | Secure Parking Lot - North | NA | NA | NA | 1 | 120 | 7.9 | Electric | 1 | NA | NA | \Classifications\Building System Class\G20-Other Systems\G2020 - Parking Lots\Secured Parking Gate - PEG | 1013456
30-D1 | 30-D1 West Justice Center | 30-D1-G2023-150-PEG04 | SECURITY GATE | CHAMBERLAIN | 4606N2220 | ELITE CSW200UL3 | OM00000438 | NA | Secure Parking Lot - North | NA | NA | NA | 1/2 | 120 | NA | Electric | 1 | NA | NA | \Classifications\Building System Class\G20-Other Systems\G2020 - Parking Lots\Secured Parking Gate - PEG | 1013457
30-D1 | 30-D1 West Justice Center | 30-D1-D3042-220-EFN05 | EXHAUST FAN RESTROOM | DAYTON | DNA | 4HX83A | OM00000439 | NA | ROOF NEAR AHU 1 | 4L250 | NA | NA | 1/2 | 480 | 1 | ELECTRIC | 3 | NA | NA | \Classifications\Building System Class\D30-HVAC Systems\D3040 - Distribution SYS\Supply/Exhaust/Return fans- FAN | 1013458
30-D1 | 30-D1 West Justice Center | 30-D1-D2040-100-PSU03 | Sump Pump 03 | Wgoulds Water Technology | M1200749 | 1DW51F4EA | OM00025283 |  | Basement - Adjacent to W9 Chambers |  |  |  | 1.5 | 480 |  | Electric | 3 |  |  | \Classifications\Building System Class\D20-Plumbing\D2040 - Rain Drain\Sump Pump - PSU | 1015826
30-D1 | 30-D1 West Justice Center | 30-D1-D2023-310-HWP07 | D2020-310-HWP | GROUNDFOS | 59896814P1 | Type-UPS15-55SFC | OM00025284 |  | Phase I Mech Rm, South side of Sky Lounge |  |  |  | 1/12 | 110 | .75 | Electric | 1 |  |  | \Classifications\Building System Class\D20-Plumbing\D2020 - Domestic Water\Domestic Hot Water Circulating Pump - HWP | 1015898
30-D1 | 30-D1 West Justice Center | 30-D1-D2017-100-SHW03 | Wall Mount Eyewash Unit | Bradley | DNA | S19-220BPT | OM00025290 |  | Basement - South Facing Wall - Outside Detention Control | [10 empty] | \Classifications\Building System Class\D20-Plumbing\D2010 - Plumb Fix\Showers - SHW | 1015916
30-D1 | 30-D1 West Justice Center | 30-D1-D2017-100-SHW04 | Faucet-Mount Eyewash | Bradley | DNA | S19-200B | OM00025291 |  | Basement - Inside Dentention Control | [10 empty] | \Classifications\Building System Class\D20-Plumbing\D2010 - Plumb Fix\Showers - SHW | 1015917
30-D1 | 30-D1 West Justice Center | 30-D1-D3050-310-HPU06 | Heat Pump | Carrier | 3312C23048 | 50EZ-A30-30 | OM00025289 |  | Above Traffic Walk Up Windows | NA | 2 - 10X20X1 | R-410A | 1/5 outdoor - 1/2 indoor | 240 | 1.2 Outdoor/4.1 Indoor | DNA | DNA | 29,000 | 29,000 | \Classifications\Building System Class\D30-HVAC Systems\D3050 - Package SYS\Heat Pump,Air Cooled - HPU | 1015919
30-D1 | 30-D1 West Justice Center | 30-D1-D2023-100-BFP14 | BACKFLOW PREVENTER (SEWAGE EJECTOR SUMP BASEMENT) | Febco | J002884 | LF8254 | OM00025308 | Acct#: 339-0069-02 Meter#: 3390069 Assembly ID#: 1003237 | Basement - Records area adjacent to sewage ejector | NA | NA | NA | NA | NA | NA | NA | NA | NA | NA | \Classifications\Building System Class\D20-Plumbing\D2020 - Domestic Water\Backflow Preventer - BFP | 1016081
30-D1 | 30-D1 West Justice Center | 30-D1-B2010-100-BLD01 | Building Asset | NA | NA | NA | DNA | NA | [11 empty] | \Classifications\Building System Class\B20-General Building Exterior\B2010 - Exterior Walls\Building - BLD | 1016561
30-D1 | 30-D1 West Justice Center | 30-D1-D2090-230-WIP01 | Water Treatment Inhibitor Pump 01 | Tacmina Lo | 13103678846-1 | Liquitron/DC4000-1-2-0 | OM00025296 |  | Chiller Room | NA | NA | NA |  | 110 |  | Electric | 1 |  |  | \Classifications\Building System Class\D20-Plumbing\D2090 - Other Plumbing SYS\Water Treatment Inhibitor Pump - WIP | 1016687
30-D1 | 30-D1 West Justice Center | 30-D1-G3063-100-AST02 | Propane Tank 250G | Trinity | M1305363 | DNA | OM00025297 |  | West side in secure lot | NA | NA | NA |  |  |  | Propane |  |  |  | \Classifications\Building System Class\G30-Site Mechanical Utilities\G3060 - Fuel Distribution\Tank, Fuel Storage, Above Ground - AST | 1016689
30-D1 | 30-D1 West Justice Center | 30-D1-D3090-220-CMD04 | Air Dryer | Hankison | 0302A-1-76-869 | 8010 | OM00025303 |  | Penthouse |  | NA | R-12 | 1/6 HP | 110 | 3.3 |  | 1 |  |  | \Classifications\Building System Class\D30-HVAC Systems\D3090 - Other HVAC Systems and Equipment\Compressed Air Dryer - CMD | 1016705
30-D1 | 30-D1 West Justice Center | 30-D1-D3021-130-BLR04 | Boiler #3 | Lochinvar | J14H00270344 | CHN1802 | OM00025355 |  |  | NA | NA | NA | DNA | 110 | 14.8 | Natural gas | 1 | 1,800,000 | 1,530,000 | \Classifications\Building System Class\D30-HVAC Systems\D3020 - Heat SYS\Boiler,Hot Water,Oil/Gas/Comb. - BLR | 1018825
30-D1 | 30-D1 West Justice Center | 30-D1-D3050-310-HPU07 | Heat Pump HPU07 | Lennox | 5613C11502 | ZHA036S4BN1G | OM00025356 |  | Phase 1 Roof S/E |  |  | R-22 | 1hp | 480 | 7 | Electric | 3 |  |  | \Classifications\Building System Class\D30-HVAC Systems\D3050 - Package SYS\Heat Pump,Air Cooled - HPU | 1018826
30-D1 | 30-D1 West Justice Center | 30-D1-D3042-220-EFN14 | Exhaust Fan 14 | Penn Barry | L14A030245 | DX36B | OM00025357 |  | Phase 1 Roof Southside |  |  |  | 2hp | 480 | 2 | Electric | 3 |  |  | \Classifications\Building System Class\D30-HVAC Systems\D3040 - Distribution SYS\Supply/Exhaust/Return fans- FAN | 1018827
30-D1 | 30-D1 West Justice Center | 30-D1-D3042-220-EFN15 | Exhaust Fan EFN15 | Penn Barry | L14A030246 | DX36B | OM00025358 |  | Phase 2 1st Floor Roof |  |  |  | 2 | 480 | 2 | Electric | 3 |  |  | \Classifications\Building System Class\D30-HVAC Systems\D3040 - Distribution SYS\Supply/Exhaust/Return fans- FAN | 1018828
30-D1 | 30-D1 West Justice Center | 30-D1-D1013-310-WCL02 | Wheelchair lift | Garaventa | 63505 | Xpress II | OM00025361 | State ID# 169051 | Basement, Detention | NA | NA | NA | 0.75 | 240 | DNA | Electric | DNA | NA | NA | \Classifications\Building System Class\D10-Conveyance Systems\D1010 - Elevator\Wheelchair Lift - WCL | 1018967
30-D1 | 30-D1 West Justice Center | 30-D1-D2022-260-HWG04 | Domestic Hot Water Heater HWG04 | Bradford White | MJ36710096 | URG275H6N | OM00025379 |  | Behind Admin. Offices | NA | NA | NA | NA | DNA | DNA | NA | DNA | NA | NA | \Classifications\Building System Class\D20-Plumbing\D2020 - Domestic Water\Domestic Water Heater, Gas - HWG | 1020094
30-D1 | 30-D1 West Justice Center | 30-D1-D3031-100-PCH06 | PCH06 | DNA | DNA | R433 | DNA |  | Phase 1 Penthouse Mechanical Room | NA | NA | NA | 15 | 480 | 17.8 | Electric | 3 Ph, 50/60 Hz | NA | NA | \Classifications\Building System Class\D30-HVAC Systems\D3030 - Cooling SYS\Chilled Water Pump - PCH | 1020505
30-D1 | 30-D1 West Justice Center | 30-D1-D3031-140-CLR05 | PHASE 3 CHILLER | Trane | U16E04973 | RTAE225FUAF2AA1FN1X2A1A00DB0X02XAAA0 | OM00025393 |  | Phase 3 Mechanical Yard | NA | NA | R-134a | NA | 480 | 396 | Electric | 3 Ph, 50/60 Hz | NA | NA | \Classifications\Building System Class\D30-HVAC Systems\D3030 - Cooling SYS\Chiller, Air Cooled - CLR | 1021659
30-D1 | 30-D1 West Justice Center | 30-D1-D3050-250-ACU11 | AC ADMIN SERVER ROOM 1 | Guardian | W1F7855786 | GAW14L1Bc22SA | OM00047590 |  | Floor 1, server room/admin IT office | DNA | 20x20x1 | R22 | 1/8 | 208/230 volt | 15 | Electric | DNA | 18000 | DNA | \Classifications\Building System Class\D30-HVAC Systems\D3050 - Package SYS\Air Conditioning,Split System - ACU | 1022563
30-D1 | 30-D1 West Justice Center | 30-D1-D5092-100-UPS07 | Emergency Egress Lighting UPS 7 | DSPM Inc | 052218-2 | ETERNALIGHT MINI | OM00047591 |  | Floor 1, Janitor's Closet | NA | NA | NA | DNA | DNA | DNA | DNA | DNA | NA | NA | \Classifications\Building System Class\D50-Electrical SYS\D5090 - Elec SYS\Uninterruptible Power System - UPS | 1022564
30-D1 | 30-D1 West Justice Center | 30-D1-D3041-110-AHU09 | AHU #9 | Dynamic Air Technology Inc | D-17-059 | D-AHU8 | OM00033943 |  | Basement | NA | DNA | NA | NA | DNA | DNA | Electric | DNA | NA | NA | \Classifications\Building System Class\D30-HVAC Systems\D3040 - Distribution SYS\Air Handling Unit - AHU | 1022600
30-D1 | 30-D1 West Justice Center | 30-D1-D2022-260-HWG05 | Domestic Hot Water Heater | AO SMITH | HG15265931 | DNA | OM00025414 |  | Southside at Sky lounge | NA | NA | NA | NA | DNA | DNA | Gas and Electric | DNA | NA | NA | \Classifications\Building System Class\D20-Plumbing\D2020 - Domestic Water\Domestic Water Heater, Gas - HWG | 1022601
30-E1 | 30-E1 Harbor Justice Center-Newport Beach Facility | 30-E1-D2023-100-BFP01 | Backflow Device - 2" #1 | Wilkins | W153563 | 975XL 2" | OM00013595 | Acct#: 7165400000 ATC#: 2273906409 Meter#:60550271 | East Side of Building 90937. One of two manifolds. | NA | NA | NA | NA | NA | NA | NA | NA | NA | NA | \Classifications\Building System Class\D20-Plumbing\D2020 - Domestic Water\Backflow Preventer - BFP | 1008516
30-E1 | 30-E1 Harbor Justice Center-Newport Beach Facility | 30-E1-D2023-100-BFP02 | Backflow #2 - Irrigation | Watts | 150167 | 009M2QT | OM00013593 | Acct#: 7165400000 ATC#: 219287247 Meter#:60550271 | S/E Side on Grass Hill (90937) Irrigation | NA | NA | NA | NA | NA | NA | NA | NA | NA | NA | \Classifications\Building System Class\D20-Plumbing\D2020 - Domestic Water\Backflow Preventer - BFP | 1008517
30-E1 | 30-E1 Harbor Justice Center-Newport Beach Facility | 30-E1-D2023-100-BFP04 | Backflow Device - 2" #4 - MP | Wilkins | 1882402 | 975XL 2" | OM00013594 | Acct#: 7165400000 ATC#: 2273906409 Meter#:60550271 | East Side of Building (90937) Second of two Manifolds | NA | NA | NA | NA | NA | NA | NA | NA | NA | NA | \Classifications\Building System Class\D20-Plumbing\D2020 - Domestic Water\Backflow Preventer - BFP | 1008518
30-E1 | 30-E1 Harbor Justice Center-Newport Beach Facility | 30-E1-D2023-100-BFP03 | Backflow Device #3 - Chiller Make Up Water | Wilkins | 1644730 | 975XL | OM00013553 | Acct#: 7165400000 ATC#: 2273906409 Meter#:60550271 | Chiller Room Back Wall | NA | NA | NA | NA | NA | NA | NA | NA | NA | NA | \Classifications\Building System Class\D20-Plumbing\D2020 - Domestic Water\Backflow Preventer - BFP | 1008519
30-E1 | 30-E1 Harbor Justice Center-Newport Beach Facility | 30-E1-D1010-100-ELE01 | MONTGOMERY ELEVATOR #1 | MONTGOMERY ELEVATOR | DNA | DNA | OM00013559 | State ID# 059859¦ PASS #1 | 1ST FLOOR ELEVATOR ROOM SO. | NA | NA | NA | 40 | 460 | 53 | electric | 3 | NA | NA | \Classifications\Building System Class\D10-Conveyance Systems\D1010 - Elevator\Elevator,Electric,Pass/Freight - ELE | 1008695
30-E1 | 30-E1 Harbor Justice Center-Newport Beach Facility | 30-E1-D1010-100-ELE02 | MONTGOMERY ELEVATOR #2 | MONTGOMERY ELEVATOR | dNA | dNA | OM00013560 | State ID# 059860¦ PASS #2 | 1ST FLOOR ELEVATOR ROOM SO. | NA | NA | NA | 40 | 480 | 53 | electric | 3 | NA | NA | \Classifications\Building System Class\D10-Conveyance Systems\D1010 - Elevator\Elevator,Electric,Pass/Freight - ELE | 1008696
30-E1 | 30-E1 Harbor Justice Center-Newport Beach Facility | 30-E1-D1010-100-ELE03 | MONTGOMERY ELEVATOR #3 | MONTGOMERY ELEVATOR | DNA | DNA | OM00013557 | State ID# 085228¦ PASS #3 | MZ-LEVEL BEHIND CLERK OFFICE FILES/STORAGE AREA | NA | NA | NA | DNA | 480 | 27 | electric | 3 | NA | NA | \Classifications\Building System Class\D10-Conveyance Systems\D1010 - Elevator\Elevator,Electric,Pass/Freight - ELE | 1008697
30-E1 | 30-E1 Harbor Justice Center-Newport Beach Facility | 30-E1-D1010-100-ELE04 | MONTGOMERY ELEVATOR #4 | MONTGOMERY ELEVATOR | DNA | 1APMR | OM00013558 | State ID# 085227¦ PASS #4 | JAIL TUNNEL | NA | NA | NA | 25 | 480 | 34 | electric | 3 | NA | NA | \Classifications\Building System Class\D10-Conveyance Systems\D1010 - Elevator\Elevator,Electric,Pass/Freight - ELE | 1008698
30-E1 | 30-E1 Harbor Justice Center-Newport Beach Facility | 30-E1-D2022-260-HWG01 | 100 GAL GAS DOMESTIC WATER HEATER #1 | AMERICAN STANDARD | M970309 | 100-83-AS | OM00013743 | DNA | AHU # 3 ROOM OFF BACK PARKING LOT JAMBOREE SIDE | NA | NA | NA | NA | 115 | DNA | gas | 1 | 83,000 | NA | \Classifications\Building System Class\D20-Plumbing\D2020 - Domestic Water\Domestic Water Heater, Gas - HWG | 1008699
30-E1 | 30-E1 Harbor Justice Center-Newport Beach Facility | 30-E1-D2022-260-HWG02 | 101 GAL GAS DOMESTIC WATER HEATER #1 | AMERICAN STANDARD | 711527008 | DCG3-100T270-7NO | OM00013749 |  | BOILER EQUIPMENT ROOM OFF OPEN AREA PATIO JAMBOREE SIDE | NA | NA | NA | NA | 120 | 5 | gas | 1 | 270000 | NA | \Classifications\Building System Class\D20-Plumbing\D2020 - Domestic Water\Domestic Water Heater, Gas - HWG | 1008700
30-E1 | 30-E1 Harbor Justice Center-Newport Beach Facility | 30-E1-D3044-125-PHW01 | HEATING HOT WATER PUMP #1 | INGERSOLL-DRESSER | 300700 | 3XZX8T | OM00013747 | DNA | BOILER EQUIPMENT ROOM OFF OPEN AREA PATIO JAMBOREE SIDE | NA | NA | NA | 5 | 230/460 | 7 | electric | 3 | NA | NA | \Classifications\Building System Class\D30-HVAC Systems\D3040 - Distribution SYS\Hot Water Pump - PHW | 1008702
30-E1 | 30-E1 Harbor Justice Center-Newport Beach Facility | 30-E1-D3044-125-PHW02 | HEATING HOT WATER PUMP #2 | INGERSOLL-DRESSER | DNA | 3XZX8T | OM00013748 | DNA | BOILER EQUIPMENT ROOM OFF OPEN AREA PATIO JAMBOREE SIDE | NA | NA | NA | 5 | 230 | 7 | electric | 3 | NA | NA | \Classifications\Building System Class\D30-HVAC Systems\D3040 - Distribution SYS\Hot Water Pump - PHW | 1008703
30-E1 | 30-E1 Harbor Justice Center-Newport Beach Facility | 30-E1-D3031-100-PCH03 | CHILL WATER PUMP#1 MOTOR | US MOTORS | NA | G41776 | OM00013572 | DNA | CHILLER ROOM BEHIND COOLING TOWER | NA | NA | NA | 25 | 230/460 | 31.5 | electric | 3 | NA | NA | \Classifications\Building System Class\D30-HVAC Systems\D3030 - Cooling SYS\Chilled Water Pump - PCH | 1008704
30-E1 | 30-E1 Harbor Justice Center-Newport Beach Facility | 30-E1-D3031-100-PCH04 | CHILL WATER PUMP#2 MOTOR | CENTURY | DNA | 6-312792-06 | OM00013554 | DNA | CHILLER ROOM BEHIND COOLING TOWER | NA | NA | NA | 25 | 230/460 | 31.5 | electric | 3 | NA | NA | \Classifications\Building System Class\D30-HVAC Systems\D3030 - Cooling SYS\Chilled Water Pump - PCH | 1008705
30-E1 | 30-E1 Harbor Justice Center-Newport Beach Facility | 30-E1-D3031-100-PCH05 | CONDENSER WATER PUMP #1 | D-LINE | Y706124 | D1011 | OM00013752 | DNA | NEXT TO COOLING TOWER, EAST SIDE OF BUILDING | NA | NA | NA | 20 | 230/460 | 49.6/24.8 | electric | 3 | NA | NA | \Classifications\Building System Class\D30-HVAC Systems\D3030 - Cooling SYS\Chilled Water Pump - PCH | 1008706
30-E1 | 30-E1 Harbor Justice Center-Newport Beach Facility | 30-E1-D3031-100-PCH06 | CONDENSER WATER PUMP #2 | INGERSOLL-DRESSER | 1526001 | D8146X4X11 | OM00013555 | DNA | CHILLER ROOM BEHIND COOLING TOWER | NA | NA | NA | 20 | 230/460 | 49.8/24.9 | electric | 3 | NA | NA | \Classifications\Building System Class\D30-HVAC Systems\D3030 - Cooling SYS\Chilled Water Pump - PCH | 1008707
30-E1 | 30-E1 Harbor Justice Center-Newport Beach Facility | 30-E1-D3030-110-CTW01 | COOLING TOWER | BALTIMORE AIR COIL | UO13663901MAD | 33340A-KM | OM00013745 | DNA | OPEN PATIO EQUIPMENT AREA JAMBOREE SIDE | 2B103 | 2B103 | CHILLED WATER | 10 | 460 | NA | electric | 3 | NA | NA | \Classifications\Building System Class\D30-HVAC Systems\D3030 - Cooling SYS\Cooling Tower - CTW | 1008708
30-E1 | 30-E1 Harbor Justice Center-Newport Beach Facility | 30-E1-D3031-130-CLR02 | YORK 300 TON RECIP CHILLER #2 | YORK | SBFM-595500 | YSCBCSO-CFC | OM00013751 | DNA | CHILLER ROOM BEHIND COOLING TOWER | NA | NA | R-22 | DNA | 460 | 200 | electric | 3 | NA | NA | \Classifications\Building System Class\D30-HVAC Systems\D3030 - Cooling SYS\Chiller, Water Cooled - CLR | 1008710
30-E1 | 30-E1 Harbor Justice Center-Newport Beach Facility | 30-E1-D3041-110-AHU01 | AIR HANDLER #1 | TRANE | U4C32903 | TYPE 63 | OM00013556 | DNA | CHILLER ROOM BEHIND COOLING TOWER, EAST SIDE OF BUILDING | C148 (3) | 24X24X2 (24) | CHILLED WATER | 40 | NA | 460 | electric | 3 | NA | NA | \Classifications\Building System Class\D30-HVAC Systems\D3040 - Distribution SYS\Air Handling Unit - AHU | 1008711
30-E1 | 30-E1 Harbor Justice Center-Newport Beach Facility | 30-E1-D3041-110-AHU02 | AIR HANDLER #2 | TRANE | DNA | TYPE 63 | OM00013596 | DNA | CHILLER ROOM BEHIND COOLING TOWER | C148 | 24X24X2 (24) | CHILLED WATER | DNA | 460 | 46 | electric | 3 | NA | NA | \Classifications\Building System Class\D30-HVAC Systems\D3040 - Distribution SYS\Air Handling Unit - AHU | 1008712
30-E1 | 30-E1 Harbor Justice Center-Newport Beach Facility | 30-E1-D3041-110-AHU03 | AIR HANDLER #3 | YORK | DNA | CS666FOAFD | OM00013744 | DNA | AHU # 3 ROOM OFF BACK PARKING LOT JAMBOREE SIDE | (4) C136 | 20X25X2 (36) | CHILLED WATER | 50 | 460 | 23 | electric | 3 | NA | NA | \Classifications\Building System Class\D30-HVAC Systems\D3040 - Distribution SYS\Air Handling Unit - AHU | 1008713
30-E1 | 30-E1 Harbor Justice Center-Newport Beach Facility | 30-E1-D3041-110-AHU04 | AIR HANDLER #4 | TRANE | DNA | DNA | OM00013592 | DNA | MZ-LEVEL BEHIND CLERK OFFICE FILES/STORAGE AREA | B-96 (3) | (12) 20X20X2 & (4) 20X25X2 | CHILLED WATER | 15 | 240 | 6.5 | electric | 3 | NA | NA | \Classifications\Building System Class\D30-HVAC Systems\D3040 - Distribution SYS\Air Handling Unit - AHU | 1008714
30-E1 | 30-E1 Harbor Justice Center-Newport Beach Facility | 30-E1-D3042-220-EFN32 | EXHAUST RELIEF FAN #32 | DAYTON | DNA | 4HX99a | OM00013590 | NA | AREA ROOF OVER CHILLER ROOM | B-36 | NA | NA | 5 | 230/460 | 6.5 | electric | 3 | NA | NA | \Classifications\Building System Class\D30-HVAC Systems\D3040 - Distribution SYS\Supply/Exhaust/Return fans- FAN | 1008715
30-E1 | 30-E1 Harbor Justice Center-Newport Beach Facility | 30-E1-D3042-220-EFN02 | EXHAUST RELIEF FAN #2 | DAYTON | DNA | 6K965 | OM00013589 |  | AREA ROOF OVER CHILLER ROOM | B-36 | NA | NA | 5 | 460 | 6.5 | electric | 3 | NA | NA | \Classifications\Building System Class\D30-HVAC Systems\D3040 - Distribution SYS\Supply/Exhaust/Return fans- FAN | 1008716
30-E1 | 30-E1 Harbor Justice Center-Newport Beach Facility | 30-E1-D3042-220-EFN03 | EXHAUST RELIEF FAN #3 | GREENHECK | 627151 | CUBE9050 | OM00013587 |  | AREA ROOF OVER CHILLER ROOM | (2) AX46 | NA | NA | 5 | 460 | 6.6 | electric | 3 | NA | NA | \Classifications\Building System Class\D30-HVAC Systems\D3040 - Distribution SYS\Supply/Exhaust/Return fans- FAN | 1008717
30-E1 | 30-E1 Harbor Justice Center-Newport Beach Facility | 30-E1-D3042-220-EFN04 | EXHAUST RELIEF FAN #4 | GREENHECK | 627150 | CUBE9050 | OM00013588 |  | AREA ROOF OVER CHILLER ROOM | AX46 | NA | NA | 5 | 460 | 6.6 | electric | 3 | NA | NA | \Classifications\Building System Class\D30-HVAC Systems\D3040 - Distribution SYS\Supply/Exhaust/Return fans- FAN | 1008718
30-E1 | 30-E1 Harbor Justice Center-Newport Beach Facility | 30-E1-D3020-100-HET01 | EXPANSION TANK FOR CHW LOOP #6 | NATIONAL BD | DNA | 62000 | OM00013585 |  | CHILLER ROOM BEHIND COOLING TOWER | NA | NA | NA | NA | NA | NA | NA | NA | NA | NA | \Classifications\Building System Class\D30-HVAC Systems\D3020 - Heat SYS\Heater Water Expansion Tank - HET | 1008720
30-E1 | 30-E1 Harbor Justice Center-Newport Beach Facility | 30-E1-D3042-220-EFN08 | DIRECT DRIVE EXHAUST FAN #8 | DAYTON | DNA | DNA | OM00013597 |  | ROOF | NA | NA | NA | 1/6 | 115 | 2.3 | electric | 1 | NA | NA | \Classifications\Building System Class\D30-HVAC Systems\D3040 - Distribution SYS\Supply/Exhaust/Return fans- FAN | 1008722
30-E1 | 30-E1 Harbor Justice Center-Newport Beach Facility | 30-E1-D3042-220-EFN09 | DIRECT DRIVE EXHAUST EFN #9 | DAYTON | DNA | 4HZ60 | OM00013598 |  | ROOF | NA | NA | NA | 1/6 | 115 | 2.3 | electric | 1 | NA | NA | \Classifications\Building System Class\D30-HVAC Systems\D3040 - Distribution SYS\Supply/Exhaust/Return fans- FAN | 1008723
30-E1 | 30-E1 Harbor Justice Center-Newport Beach Facility | 30-E1-D3042-220-EFN11 | DIRECT DRIVE EXHAUST EFN#11 | DAYTON | DNA | 4HZ60 | OM00013600 |  | Ventral ROOF | NA | NA | NA | 1/6 | 115 | 2.3 | electric | 1 | NA | NA | \Classifications\Building System Class\D30-HVAC Systems\D3040 - Distribution SYS\Supply/Exhaust/Return fans- FAN | 1008725
30-E1 | 30-E1 Harbor Justice Center-Newport Beach Facility | 30-E1-D3042-220-EFN12 | DIRECT DRIVE EXHAUST EFN #12 | DAYTON | DNA | 4HZ60 | OM00013603 |  | Central ROOF | NA | NA | NA | 1/6 | 115 | 2.3 | electric | 1 | NA | NA | \Classifications\Building System Class\D30-HVAC Systems\D3040 - Distribution SYS\Supply/Exhaust/Return fans- FAN | 1008726
30-E1 | 30-E1 Harbor Justice Center-Newport Beach Facility | 30-E1-D3042-220-EFN13 | DIRECT DRIVE EXHAUST FAN #13 | DAYTON | DNA | 4HZ60 | OM00013604 |  | ROOF | NA | NA | NA | 1/6 | 115 | 2.3 | electric | 1 | NA | NA | \Classifications\Building System Class\D30-HVAC Systems\D3040 - Distribution SYS\Supply/Exhaust/Return fans- FAN | 1008727
30-E1 | 30-E1 Harbor Justice Center-Newport Beach Facility | 30-E1-D3042-220-EFN14 | DIRECT DRIVE EXHAUST FAN #14 | DAYTON | DNA | 4HZ60 | OM00013605 |  | ROOF | NA | NA | NA | 1/6 | 115 | 2.3 | electric | 1 | NA | NA | \Classifications\Building System Class\D30-HVAC Systems\D3040 - Distribution SYS\Supply/Exhaust/Return fans- FAN | 1008728
30-E1 | 30-E1 Harbor Justice Center-Newport Beach Facility | 30-E1-D3042-220-EFN15 | DIRECT DRIVE EXHAUST FAN #15 | DAYTON | DNA | 4HZ60 | OM00013606 |  | ROOF | NA | NA | NA | 1.6 | 115 | 2.3 | electric | 1 | NA | NA | \Classifications\Building System Class\D30-HVAC Systems\D3040 - Distribution SYS\Supply/Exhaust/Return fans- FAN | 1008729
30-E1 | 30-E1 Harbor Justice Center-Newport Beach Facility | 30-E1-D3042-220-EFN16 | DIRECT DRIVE EXHAUST FAN #16 | DAYTON | DNA | 4HZ60 | OM00013607 |  | ROOF | NA | NA | NA | 1/6 | 115 | 2.3 | electric | 1 | NA | NA | \Classifications\Building System Class\D30-HVAC Systems\D3040 - Distribution SYS\Supply/Exhaust/Return fans- FAN | 1008730
30-E1 | 30-E1 Harbor Justice Center-Newport Beach Facility | 30-E1-D3042-220-EFN17 | DIRECT DRIVE EXHAUST FAN #17 | DAYTON | DNA | 4HZ60 | OM00013608 |  | ROOF | NA | NA | NA | 1/6 | 115 | 2.3 | electric | 1 | NA | NA | \Classifications\Building System Class\D30-HVAC Systems\D3040 - Distribution SYS\Supply/Exhaust/Return fans- FAN | 1008731
30-E1 | 30-E1 Harbor Justice Center-Newport Beach Facility | 30-E1-D3042-220-EFN18 | DIRECT DRIVE EXHAUST FAN #18 | DAYTON | DNA | 4HZ60 | OM00013631 |  | ROOF | NA | NA | NA | 1/6 | 115 | 2.3 | electric | 1 | NA | NA | \Classifications\Building System Class\D30-HVAC Systems\D3040 - Distribution SYS\Supply/Exhaust/Return fans- FAN | 1008732
30-E1 | 30-E1 Harbor Justice Center-Newport Beach Facility | 30-E1-D3042-220-EFN19 | DIRECT DRIVE EXHAUST FAN #19 | DAYTON | DNA | 4HZ60 | OM00013626 |  | LOWER ROOF PARKING LOT SIDE | NA | NA | NA | 1/6 | 115 | 2.3 | electric | 1 | NA | NA | \Classifications\Building System Class\D30-HVAC Systems\D3040 - Distribution SYS\Supply/Exhaust/Return fans- FAN | 1008733
30-E1 | 30-E1 Harbor Justice Center-Newport Beach Facility | 30-E1-D3042-220-EFN20 | DIRECT DRIVE EXHAUST FAN #20 | DAYTON | DNA | 4HZ60 | OM00013624 |  | LOWER ROOF PARKING LOT SIDE | NA | NA | NA | 1/6 | 115 | 2.3 | electric | 1 | NA | NA | \Classifications\Building System Class\D30-HVAC Systems\D3040 - Distribution SYS\Supply/Exhaust/Return fans- FAN | 1008734
30-E1 | 30-E1 Harbor Justice Center-Newport Beach Facility | 30-E1-D3042-220-EFN21 | DIRECT DRIVE EXHAUST FAN #21 | DAYTON | DNA | 4HZ60 | OM00013621 |  | DETENTION ROOF | NA | NA | NA | 1/6 | 115 | 2.3 | electric | 1 | NA | NA | \Classifications\Building System Class\D30-HVAC Systems\D3040 - Distribution SYS\Supply/Exhaust/Return fans- FAN | 1008735
30-E1 | 30-E1 Harbor Justice Center-Newport Beach Facility | 30-E1-D3042-220-EFN22 | DIRECT DRIVE EXHAUST FAN #22 | DAYTON | DNA | 4HZ60 | OM00013580 |  | DETENTION ROOF | NA | NA | NA | 1/6 | 115 | 2.3 | electric | 1 | NA | NA | \Classifications\Building System Class\D30-HVAC Systems\D3040 - Distribution SYS\Supply/Exhaust/Return fans- FAN | 1008736
30-E1 | 30-E1 Harbor Justice Center-Newport Beach Facility | 30-E1-D3042-220-EFN23 | DIRECT DRIVE EXHAUST FAN #23 | DAYTON | DNA | 4HZ60 | OM00013581 |  | DETENTION ROOF | NA | NA | NA | 1/6 | 115 | 2.3 | electric | 1 | NA | NA | \Classifications\Building System Class\D30-HVAC Systems\D3040 - Distribution SYS\Supply/Exhaust/Return fans- FAN | 1008737
30-E1 | 30-E1 Harbor Justice Center-Newport Beach Facility | 30-E1-D3042-220-EFN24 | DIRECT DRIVE EXHAUST FAN #24 | DAYTON | DNA | 4HZ60 | OM00013583 |  | DETENTION ROOF | NA | NA | NA | 1/6 | 115 | 2.3 | electric | 1 | NA | NA | \Classifications\Building System Class\D30-HVAC Systems\D3040 - Distribution SYS\Supply/Exhaust/Return fans- FAN | 1008738
30-E1 | 30-E1 Harbor Justice Center-Newport Beach Facility | 30-E1-D3042-220-EFN25 | DIRECT DRIVE EXHAUST FAN #25 | DAYTON | DNA | 4HZ60 | OM00013584 |  | DETENTION ROOF | NA | NA | NA | 1/6 | 115 | 2.3 | electric | 1 | NA | NA | \Classifications\Building System Class\D30-HVAC Systems\D3040 - Distribution SYS\Supply/Exhaust/Return fans- FAN | 1008739
30-E1 | 30-E1 Harbor Justice Center-Newport Beach Facility | 30-E1-D3042-220-EFN26 | EXHAUST FAN FOR DETENTION AREA. | DNA | DNA | DNA | OM00036448 |  | DETENTION ROOF | NA | NA | NA | DNA | NA | DNA | electric | 1 | NA | NA | \Classifications\Building System Class\D30-HVAC Systems\D3040 - Distribution SYS\Supply/Exhaust/Return fans- FAN | 1008740
30-E1 | 30-E1 Harbor Justice Center-Newport Beach Facility | 30-E1-D3042-220-EFN27 | RESTROOM EXHAUST FAN #27 | MARATHON | NA | BQM48517D2055NP | OM00013625 |  | LOWER ROOF PARKING LOT SIDE | 4L280 | NA | NA | 1.4 | 115 | 5 | electric | 1 | NA | NA | \Classifications\Building System Class\D30-HVAC Systems\D3040 - Distribution SYS\Supply/Exhaust/Return fans- FAN | 1008741
30-E1 | 30-E1 Harbor Justice Center-Newport Beach Facility | 30-E1-D3042-220-EFN28 | RESTROOM EXHAUST FAN #28 | MARATHON | DNA | BQL48S17D2053N | OM00013629 |  | LOWER ROOF BY COMPUTER ROOM ROOF ACCESS LADDER | 4L190 | NA | NA | 1/6 | 115 | 3.6 | electric | 1 | NA | NA | \Classifications\Building System Class\D30-HVAC Systems\D3040 - Distribution SYS\Supply/Exhaust/Return fans- FAN | 1008742
30-E1 | 30-E1 Harbor Justice Center-Newport Beach Facility | 30-E1-D3042-220-EFN29 | RESTROOM EXHAUST FAN #29 | DAYTON | DNA | 3K613 | OM00013628 |  | LOWER ROOF ON JAMBOREE RD SIDE | 4L190 | NA | NA | 1/6 | 115 | 3.6 | electric | 1 | NA | NA | \Classifications\Building System Class\D30-HVAC Systems\D3040 - Distribution SYS\Supply/Exhaust/Return fans- FAN | 1008743
30-E1 | 30-E1 Harbor Justice Center-Newport Beach Facility | 30-E1-D3042-220-EFN30 | RESTROOM EXHAUST FAN #30 | MARATHON | DNA | CQE48S17D2053PK | OM00013627 |  | LOWER ROOF PARKING LOT SIDE | 4L190 | NA | NA | 1/6 | 115 | 3.6 | electric | 1 | NA | NA | \Classifications\Building System Class\D30-HVAC Systems\D3040 - Distribution SYS\Supply/Exhaust/Return fans- FAN | 1008744
30-E1 | 30-E1 Harbor Justice Center-Newport Beach Facility | 30-E1-D3042-220-EFN31 | AHU #4 RELIEF EXHAUST FAN #31 | DNA | DNA | DNA | OM00013630 |  | ROOF | NA | NA | NA | DNA | DNA | DNA | electric | DNA | NA | NA | \Classifications\Building System Class\D30-HVAC Systems\D3040 - Distribution SYS\Supply/Exhaust/Return fans- FAN | 1008745
30-E1 | 30-E1 Harbor Justice Center-Newport Beach Facility | 30-E1-D3050-210-PKU01 | LENNOX 10 TON AIR CONDITIONER | LENNOX | 5603COO24O | LHA12OHN1G | OM00013622 | DNA | DETENTION ROOF | NA | NA | R-22 | 3 | 460 | 9 | electric | 3 | NA | NA | \Classifications\Building System Class\D30-HVAC Systems\D3050 - Package SYS\Package Unit - PKU | 1008746
30-E1 | 30-E1 Harbor Justice Center-Newport Beach Facility | 30-E1-D3050-250-ACU13 | RHEEM AIR CONDITIONER #2 Split System | RHEEM | 5882F110023027 | RAKA-024JAZ | OM00013602 |  | ROOF | NA | NA | R-22 | 1/6 | 208/230 | 13.1 | electric | 1 | NA | NA | \Classifications\Building System Class\D30-HVAC Systems\D3050 - Package SYS\Air Conditioning,Split System - ACU | 1008747
30-E1 | 30-E1 Harbor Justice Center-Newport Beach Facility | 30-E1-D3050-250-ACU12 | RHEEM AIR CONDITIONER #3 Split System | RHEEM | 5882F080008582 | RAKA-024JAZ | OM00013601 |  | ROOF | NA | NA | R-22 | DNA | 208 | 13.1 | electric | 1 | NA | NA | \Classifications\Building System Class\D30-HVAC Systems\D3050 - Package SYS\Air Conditioning,Split System - ACU | 1008748
30-E1 | 30-E1 Harbor Justice Center-Newport Beach Facility | 30-E1-D4031-100-FEX47 | FIRE EXTINGUISHER(47) | ANSUL | NA | NA | OM00033928 |  | 2nD FLOOR | NA | NA | NA | NA | NA | NA | NA | NA | NA | NA | \Classifications\Building System Class\D40-Fire Protection SYS\D4030 - FIRE SPEC\Fire Extinguisher - FEX | 1008752
30-E1 | 30-E1 Harbor Justice Center-Newport Beach Facility | 30-E1-D5010-200-ESD01 | Main Electrical Panel - SBR01 | GENERAL ELECTRIC | DNA | DNA | OM00033909 |  | MAIN ELECTRICAL ROOM | NA | NA | NA | DNA | 277/480 | 2000 | electric | 3 | NA | NA | \Classifications\Building System Class\D50-Electrical SYS\D5010 - Elec Service & Dist\Electical Service and Distribution - ESD | 1008753
30-E1 | 30-E1 Harbor Justice Center-Newport Beach Facility | 30-E1-D5037-710-FAP01 | FIRE ALARM PANEL FAP01 | SIMPLEX | DNA | 4100 | OM00013591 | DNA | FIRE PANEL MAIN ELECTRICAL ROOM/ OPEN PATIO EQUIPMENT AREA. E SIDE | NA | NA | NA | NA | NA | NA | NA | NA | NA | NA | \Classifications\Building System Class\D50-Electrical SYS\D5030 - Comm & Security\Fire Alarm Panel - FAP | 1008754
30-E1 | 30-E1 Harbor Justice Center-Newport Beach Facility | 30-E1-G2023-150-PEG01 | SECURITY PARKING GATE | CHAMBERLAIN | 361N3538 | VSL595-100-11H3 | OM00033927 | DNA | JUDGES BACK PARKING AREA | NA | NA | NA | 1.0 | 115 | 13:6 | Electric | 1 | NA | NA | \Classifications\Building System Class\G20-Other Systems\G2020 - Parking Lots\Secured Parking Gate - PEG | 1008756
30-E1 | 30-E1 Harbor Justice Center-Newport Beach Facility | 30-E1-D3012-120-GMR01 | MAIN GAS LINE | SCGE | 862490 | 5H175 | OM00013688 | DNA | MAIN GAS ENTRY/OPEN PATIO AREA BY BOILER ROOM | NA | NA | NA | NA | NA | NA | NA | NA | NA | NA | \Classifications\Building System Class\D30-HVAC Systems\D3010 - Energy Supply\Gas Meter Readings - GMR | 1008757
30-E1 | 30-E1 Harbor Justice Center-Newport Beach Facility | 30-E1-B3010-100-RUF01 | Building Roof - RUF01 | NA | NA | NA | OM00033919 | [12 empty] | \Classifications\Building System Class\B30-Roofing\B3010 - Roof Types\Roof - RUF | 1010228
30-E1 | 30-E1 Harbor Justice Center-Newport Beach Facility | 30-E1-D2023-310-HWP01 | DHW Circulation pump | Grund Fos | DNA | Type Up 15-42 SU | OM00033918 |  | 1st Floor - Boiler Room | [10 empty] | \Classifications\Building System Class\D20-Plumbing\D2020 - Domestic Water\Domestic Hot Water Circulating Pump - HWP | 1013380
30-E1 | 30-E1 Harbor Justice Center-Newport Beach Facility | 30-E1-D5092-250-ELT90 | EXTERIOR LIGHTING (90) | DNA | DNA | DNA | OM00033921 | DNA | GROUND EXTERIOR | NA | NA | NA | NA | NA | NA | NA | NA | NA | NA | \Classifications\Building System Class\D50-Electrical SYS\D5090 - Elec SYS\Exterior Lighting - ELT | 1013432
30-E1 | 30-E1 Harbor Justice Center-Newport Beach Facility | 30-E1-D3042-220-EFN01 | LARGE EXHAUST FAN | DNA | DNA | DNA | OM00013623 | NA | 1ST FLOOR E ROOF | (4) B124 | NA | NA | 10 | 460 | 14 | Electric | 3 | NA | NA | \Classifications\Building System Class\D30-HVAC Systems\D3040 - Distribution SYS\Supply/Exhaust/Return fans- FAN | 1013433
30-E1 | 30-E1 Harbor Justice Center-Newport Beach Facility | 30-E1-D3020-100-HET02 | INDUSTRIAL HOT WATER EXPANSION TANK | DNA | DNA | DNA | OM00033908 | DNA | EAST SIDE OF BUILDING | NA | NA | NA | NA | NA | NA | Other | NA | NA | NA | \Classifications\Building System Class\D30-HVAC Systems\D3020 - Heat SYS\Heater Water Expansion Tank - HET | 1013434
30-E1 | 30-E1 Harbor Justice Center-Newport Beach Facility | 30-E1-D5010-234-ATS01 | AUTOMATIC TRANSFER SWITCH | ZENITH | A53117 | ZTS8E-TCELLPTUW 6A | OM00033910 |  | EAST SIDE OF BUILDING | NA | NA | NA | NA | 277/480 | 60 | ELECTRIC | 3 | NA | NA | \Classifications\Building System Class\D50-Electrical SYS\D5010 - Elec Service & Dist\Automatic Transfer Switch - ATS | 1013435
30-E1 | 30-E1 Harbor Justice Center-Newport Beach Facility | 30-E1-D2017-100-SHW01 | EYE WASH STATION | DNA | DNA | DNA | OM00033911 | DNA | CHILLER PLANT | NA | NA | NA | NA | NA | NA | NA | NA | NA | NA | \Classifications\Building System Class\D20-Plumbing\D2010 - Plumb Fix\Showers - SHW | 1013436
30-E1 | 30-E1 Harbor Justice Center-Newport Beach Facility | 30-E1-D2090-230-WIP01 | WATER TREATMENT PUMPS | TACMINA LO, PULSETRAN | 08C20231, 07620917 | DNA | OM00033912 | DNA | COOLING TOWER AREA | NA | NA | NA | DNA | 100-240 | DNA | Electric | 1 | NA | NA | \Classifications\Building System Class\D20-Plumbing\D2090 - Other Plumbing SYS\Water Treatment Inhibitor Pump - WIP | 1013437
30-E1 | 30-E1 Harbor Justice Center-Newport Beach Facility | 30-E1-D2023-310-HWP02 | DOMESTIC HOT WATER RECIRCULATION PUMP | GRUNDFOS | 9524 | UP 15-42 SU | OM00033917 | NA | AIR HANDLER #3 ROOM, EAST SIDE OF COURT | NA | NA | NA | DNA | 115 | DNA | Electric | 1 | NA | NA | \Classifications\Building System Class\D20-Plumbing\D2020 - Domestic Water\Domestic Hot Water Circulating Pump - HWP | 1013439
30-E1 | 30-E1 Harbor Justice Center-Newport Beach Facility | 30-E1-B2010-100-BLD01 | BUILDING STRUCTURE | NA | NA | NA | OM00033920 | NA | ALL | NA | NA | NA | NA | NA | NA | NA | NA | NA | NA | \Classifications\Building System Class\B20-General Building Exterior\B2010 - Exterior Walls\Building - BLD | 1013440
30-E1 | 30-E1 Harbor Justice Center-Newport Beach Facility | 30-E1-G2049-300-HSC01 | HARDSCAPE | NA | NA | NA | OM00033922 | DNA | BUILDING EXTERIOR | NA | NA | NA | NA | NA | NA | NA | NA | NA |  | \Classifications\Building System Class\G20-Other Systems\G2040 - Site Development\Hardscape - HSC | 1013441
30-E1 | 30-E1 Harbor Justice Center-Newport Beach Facility | 30-E1-G2050-200-LSC01 | LANDSCAPING | DNA | DNA | DNA | OM00033923 | DNA | EXTERIOR | NA | NA | NA | NA | NA | NA | NA | NA | NA | NA | \Classifications\Building System Class\G20-Other Systems\G2050 - Landscaping\Landscaping - LSC | 1013442
30-E1 | 30-E1 Harbor Justice Center-Newport Beach Facility | 30-E1-D5092-250-EML195 | EMERGENCY LIGHTS (195) |  |  |  | OM00033924 | [12 empty] | \Classifications\Building System Class\D50-Electrical SYS\D5090 - Elec SYS\Emergency And Exit Lighting - EML | 1013443
30-E1 | 30-E1 Harbor Justice Center-Newport Beach Facility | 30-E1-D3041-160-FDP34 | FIRE DAMPERS (34) | DNA | DNA | DNA | OM00033929 |  | ALL FLOORS | [10 empty] | \Classifications\Building System Class\D30-HVAC Systems\D3040 - Distribution SYS\Fire Dampers - FDP | 1013446
30-E1 | 30-E1 Harbor Justice Center-Newport Beach Facility | 30-E1-D3050-250-ACU04 | SPLIT SYSTEM A/C ACU04 | SANYO | 141974 | DNA | OM00033916 |  | 1ST FLOOR ROOF, EAST SIDE OF BUILDING | NA | WASHABLE | R-22 |  | 208/230 | 11.2 | Electric | 1 |  |  | \Classifications\Building System Class\D30-HVAC Systems\D3050 - Package SYS\Air Conditioning,Split System - ACU | 1014739
30-E1 | 30-E1 Harbor Justice Center-Newport Beach Facility | 30-E1-D4010-150-FMS01 | Stand Pipe/Sprinkler Sys | DNA | DNA | DNA | DNA | DNA | DNA | [10 empty] | \Classifications\Building System Class\D40-Fire Protection SYS\D4010 - Sprinkler SYS\Fire Systems, stand pipes - FMS | 1014906
30-E1 | 30-E1 Harbor Justice Center-Newport Beach Facility | 30-E1-D3050-250-ACU09 | Split System | Fujitsu | DDN012698 | AOU24CL | OM00033913 |  |  | Direct Drive |  | R-410A |  | Other | 10.1 |  | 1 |  | 24,200 | \Classifications\Building System Class\D30-HVAC Systems\D3050 - Package SYS\Air Conditioning,Split System - ACU | 1016455
30-E1 | 30-E1 Harbor Justice Center-Newport Beach Facility | 30-E1-D3050-250-ACU08 | Split System | Sanyo | 0150723 | C1251 | OM00033907 |  |  | Direct Drive |  | R-22 |  | Other | 10.9 |  | 1 |  | 24, 200 | \Classifications\Building System Class\D30-HVAC Systems\D3050 - Package SYS\Air Conditioning,Split System - ACU | 1016456
30-E1 | 30-E1 Harbor Justice Center-Newport Beach Facility | 30-E1-D3050-250-ACU10 | Split System | Sanyo | 0048593 | C2432 | OM00033914 |  |  | Direct Drive |  | R-22 |  | Other | 10.9 |  | 1 |  |  | \Classifications\Building System Class\D30-HVAC Systems\D3050 - Package SYS\Air Conditioning,Split System - ACU | 1016457
30-E1 | 30-E1 Harbor Justice Center-Newport Beach Facility | 30-E1-D3050-250-ACU11 | Split System | Sanyo | 0015421 | C2432A | OM00033915 |  |  | Direct Drive |  | R-22 |  | NA | 12.2 |  |  |  |  | \Classifications\Building System Class\D30-HVAC Systems\D3050 - Package SYS\Air Conditioning,Split System - ACU | 1016458
30-E1 | 30-E1 Harbor Justice Center-Newport Beach Facility | 30-E1-D2040-100-PSU01 | Sump Pump 01 | Zoeller | None | 50 | OM00025313 |  | Patio by boiler room | NA | NA | NA | 1/2 | 110 | 9.4 |  | 1 |  |  | \Classifications\Building System Class\D20-Plumbing\D2040 - Rain Drain\Sump Pump - PSU | 1016865
30-E1 | 30-E1 Harbor Justice Center-Newport Beach Facility | 30-E1-D5092-210-GEN02 | Emergency Generator | Kohler | PE4024L126937 | 50REOZJD | OM00025309 |  | Backup Genertor/open patio area by boiler room |  |  |  | 80 |  |  | Diesel |  |  |  | \Classifications\Building System Class\D50-Electrical SYS\D5090 - Elec SYS\Emergency Generator - GEN | 1017213
30-E1 | 30-E1 Harbor Justice Center-Newport Beach Facility | 30-E1-D3031-130-CLR03 | Chiller 03 | Multistack | AD05-113 | MS0202FC1M2W2H1CC87FL-R134A | OM00025310 |  | Chiller Room Behind Cooling Tower | NA | NA | R-134a |  | 480 | 79 109 | Electric | 3 |  |  | \Classifications\Building System Class\D30-HVAC Systems\D3030 - Cooling SYS\Chiller, Water Cooled - CLR | 1017763
30-E1 | 30-E1 Harbor Justice Center-Newport Beach Facility | 30-E1-D3021-130-BLR02 | Boiler 02 | Lochinvar | 1709105159056 | PBN1501 | OM00025402 |  | Boiler Room | [6 empty] | Gas |  | 1,500,000 |  | \Classifications\Building System Class\D30-HVAC Systems\D3020 - Heat SYS\Boiler,Hot Water,Oil/Gas/Comb. - BLR | 1021722
30-E1 | 30-E1 Harbor Justice Center-Newport Beach Facility | 30-E1-D3021-130-BLR03 | Boiler 03 | Lochinvar | 1709105159057 | PBN1501 | OM00025403 |  | Boiler Room | [6 empty] | Gas |  | 1,500,000 |  | \Classifications\Building System Class\D30-HVAC Systems\D3020 - Heat SYS\Boiler,Hot Water,Oil/Gas/Comb. - BLR | 1021723
30-E1 | 30-E1 Harbor Justice Center-Newport Beach Facility | 30-E1-D3068-100-BAS02 | ALC Building Automation System | Automated Logic | DNA | DNA | OM00025415 |  | Chiller Plant | NA | NA | NA | NA | NA | NA | NA | NA | NA | NA | \Classifications\Building System Class\D30-HVAC Systems\D3060 - Control & Inst Air\Building Automation System - BAS | 1022511
30-E1 | 30-E1 Harbor Justice Center-Newport Beach Facility | 30-E1-B2034-400-DOH04 | ROLL UP GATE (ENTRY) | Cookson | MGH5011EHL-4216 | DNA | OM00047592 |  | EXTERIOR WEST SOUTHSIDE | NA | NA | NA | NA | DNA | DNA | DNA | DNA | NA | NA | \Classifications\Building System Class\B20-General Building Exterior\B2030 - Exterior Doors\Door,Overhead-Shutter,Manual,Elec,Roll-up - DOH | 1022646
30-E1 | 30-E1 Harbor Justice Center-Newport Beach Facility | 30-E1-B2034-400-DOH03 | ROLL UP GATE (EXIT) | Cookson | MGH5011EHR-0317 | DNA | OM00047593 |  | EXTERIOR WEST NORTHSIDE | NA | NA | NA | NA | DNA | DNA | DNA | DNA | NA | NA | \Classifications\Building System Class\B20-General Building Exterior\B2030 - Exterior Doors\Door,Overhead-Shutter,Manual,Elec,Roll-up - DOH | 1022647
30-K1 | 30-K1 27573 Puerta Real | 30-K1-D3050-310-HPU01 | HPU 01 | GOODMAN | 0208419585 | PHK048-3 | OM00025364 |  |  | NA | (1)-20X20X1 | R-22 | NA | Other | 22.1 | Electric | 3 | NA | NA | \Classifications\Building System Class\D30-HVAC Systems\D3050 - Package SYS\Heat Pump,Air Cooled - HPU | 1019490
30-K1 | 30-K1 27573 Puerta Real | 30-K1-D3050-310-HPU02 | HPU 02 | GOODMAN | 0208419571 | PHK048-3 | OM00025365 |  | Roof Top Unit | DD | (1)-20x20X1 | R-22 | NA | Other | 22.1 | Electric | 3 | NA |  | \Classifications\Building System Class\D30-HVAC Systems\D3050 - Package SYS\Heat Pump,Air Cooled - HPU | 1019491
30-K1 | 30-K1 27573 Puerta Real | 30-K1-D3050-310-HPU03 | HPU 03 | GOODMAN | 0208419570 | PHK048-3 | OM00025366 |  | Roof Top Unit | DD | (2)-20X20X1 | R-22 | NA | Other | 22.1 | Electric | 3 | NA | NA | \Classifications\Building System Class\D30-HVAC Systems\D3050 - Package SYS\Heat Pump,Air Cooled - HPU | 1019492
30-K1 | 30-K1 27573 Puerta Real | 30-K1-D3050-310-HPU04 | HPU 04 | GOODMAN | 0208419583 | PHK048-3 | OM00025367 |  | Roof Top Unit | DD | (2)-20x20x1 | R-22 | NA | Other | 22.1 | Electric | 3 | NA | NA | \Classifications\Building System Class\D30-HVAC Systems\D3050 - Package SYS\Heat Pump,Air Cooled - HPU | 1019493
30-K1 | 30-K1 27573 Puerta Real | 30-K1-D3050-310-HPU05 | HPU 05 | GOODMAN | 0208419584 | PHK048-3 | OM000025368 |  | Roof Top Unit | DD | (2)-20x20x1 | R-22 | NA | Other | 22.1 | Electric | 3 | NA | NA | \Classifications\Building System Class\D30-HVAC Systems\D3050 - Package SYS\Heat Pump,Air Cooled - HPU | 1019494
30-K1 | 30-K1 27573 Puerta Real | 30-K1-D4031-100-FEX03 | Fire Extinguishers | NA | NA | NA | OM00025375 |  | Floor 1 | NA | NA | NA | NA | NA | NA | NA | NA | NA | NA | \Classifications\Building System Class\D40-Fire Protection SYS\D4030 - FIRE SPEC\Fire Extinguisher - FEX | 1019991
30-K2 | 30-K2 27559 Puerta Real | 30-K2-D3050-310-HPU01 | HPU 01 | CARRIER | 3607G41252 | 50JS-036-501 | OM000025370 |  | Roof Top Unit | DD | (2)-10x20x1 | R-22 | NA | Other | 15 | DNA | 3 | NA | NA | \Classifications\Building System Class\D30-HVAC Systems\D3050 - Package SYS\Heat Pump,Air Cooled - HPU | 1019495
30-K2 | 30-K2 27559 Puerta Real | 30-K2-D4031-100-FEX01 | Fire Extinguisher | NA | NA | NA | OM00025376 |  | Floor 1 | NA | NA | NA | NA | NA | NA | NA | NA | NA | NA | \Classifications\Building System Class\D40-Fire Protection SYS\D4030 - FIRE SPEC\Fire Extinguisher - FEX | 1019992
31-H1 | 31-H1 South Placer Justice Center | 31-H1-D3041-110-AHU05 | Air Handler Package Unit 05 | Petra | 50012/0201/01 | PPH 27.5 | OM00003130 | AC - 5 | Exterior - Generator Area | B-68 & B-98 | 20x20x2 | R-22 | 10 | 460 | #1 18.2-30, #2 57.5 - 70 | Electric | 3 Ph, 60 HZ | NA | NA | \Classifications\Building System Class\D30-HVAC Systems\D3040 - Distribution SYS\Air Handling Unit - AHU | EQ-1004007
31-H1 | 31-H1 South Placer Justice Center | 31-H1-D2023-100-CTY01 | Domestic water backflow preventer (City of Roseville does testing) | Watts | DNA | 009 QT | OM00004334 | Domestic Water | Fire Dept Control | NA | NA | NA | NA | NA | NA | NA | NA | NA | NA | \Classifications\Building System Class\D20-Plumbing\D2020 - Domestic Water\Backflow Preventer - BFP | EQ-1004008
31-H1 | 31-H1 South Placer Justice Center | 31-H1-D2023-100-CTY02 | Fire Sprinkler Back Flow Preventor BFP02 City of Roseville does testing | Ames 6"" | 141535 0605 | 3000SS | OM00004332 | Fire Sprinklers | Landscaped Area | NA | NA | NA | NA | NA | NA | NA | NA | NA | NA | \Classifications\Building System Class\D20-Plumbing\D2020 - Domestic Water\Backflow Preventer - BFP | EQ-1004009
31-H1 | 31-H1 South Placer Justice Center | 31-H1-D2023-100-CTY03 | Landscape Back Flow Preventor City of Roseville does testing | Watts 1.5 | 116386 | 009M2 QT | OM00004333 | Irrigation Water | Landscaped Area | NA | NA | NA | NA | NA | NA | NA | NA | NA | NA | \Classifications\Building System Class\D20-Plumbing\D2020 - Domestic Water\Backflow Preventer - BFP | EQ-1004010
31-H1 | 31-H1 South Placer Justice Center | 31-H1-D3021-130-BLR01 | Gas Fired Water Heater Boiler BLR01 | Ajax Boiler, Inc. | 66314 | WRNG-1750-W | OM00003120 | B - 1 ¦ State ID# PCSC-10-01 | Roof | NA | NA | NA | 43.4 | 120 | 12 | Natural Gas | 1 P, 60 Hz | 1,750,000 | 1,206,575 1,452,500 max | \Classifications\Building System Class\D30-HVAC Systems\D3020 - Heat SYS\Boiler,Hot Water,Oil/Gas/Comb. - BLR | EQ-1004011
31-H1 | 31-H1 South Placer Justice Center | 31-H1-D3021-130-BLR02 | Gas Fired Water Heater Boiler BLR02 | Ajax Boiler, Inc. | 66315 | WRNG-1750-W | OM00003121 | B - 2 ¦ PCSC-10-02 | Roof | NA | NA | NA | 43.4 | 120 | 12 | Natural Gas | 1ph 60hz | 1,750,000 | 1,206,575 min 1,452,500 max | \Classifications\Building System Class\D30-HVAC Systems\D3020 - Heat SYS\Boiler,Hot Water,Oil/Gas/Comb. - BLR | EQ-1004012
31-H1 | 31-H1 South Placer Justice Center | 31-H1-D3031-210-CDR01 | Condensing Unit #1 | Trane | 6113K653F | 2TWA0030AF000AB | OM00003118 | CU - 1 | Roof Matching unit is HPU01 (HP-1) HP- 1 is located in Central Control | NA | NA | R-22 | NA | 460 | 7.0 - 15 | Electric | 3 Ph, 60Hz | NA | NA | \Classifications\Building System Class\D30-HVAC Systems\D3030 - Cooling SYS\Condensing Unit (Air and/or Water) - CDR | EQ-1004015
31-H1 | 31-H1 South Placer Justice Center | 31-H1-D3031-210-CDR02 | Condensing Unit #2 | Trane | 61842273F | 2TWA0030A4000AB | OM00003117 | CU - 2 | Roof Matching Unit is HPU02 (HP-2) HP - is located in Central Control | NA | NA | R-22 | 1/4 HP | 460 | 7.0 - 15 | Electric | 3 Ph, 60Hz | NA | 96,000 | \Classifications\Building System Class\D30-HVAC Systems\D3030 - Cooling SYS\Condensing Unit (Air and/or Water) - CDR | EQ-1004016
31-H1 | 31-H1 South Placer Justice Center | 31-H1-D3050-250-ACU03 | Condensing Unit #3 | Liebert | 0606N121742 | PFHO67A-AH3 | OM00003123 | CU - 3 | Roof Matching Unit is ACU01 (AC-3) is located in Comp Server 2101 | B52 | 20x20x2 | R-22 | Outdoor 1,750 RPM Indoor 2HP | 460 | 8.4 | NA | 3 | NA | 96,000 | \Classifications\Building System Class\D30-HVAC Systems\D3050 - Package SYS\Air Conditioning,Split System - ACU | EQ-1004017
31-H1 | 31-H1 South Placer Justice Center | 31-H1-D3050-250-ACU04 | Condensing Unit #4 | Liebert | 0606N121782 | PFHO67A-AH3 | OM00003124 | CU - 4 | Roof Matching unit is ACU02 (AC-4) is located in Comp Server 2101 | B-52 | 20x20x2 | R-22 | Outdoor: 1,750 RPM Indoor 2HP | 460 | 8.4 | NA | 3 | NA | 96,000 | \Classifications\Building System Class\D30-HVAC Systems\D3050 - Package SYS\Air Conditioning,Split System - ACU | EQ-1004018
31-H1 | 31-H1 South Placer Justice Center | 31-H1-D3050-250-ACU05 | Condensing Unit #5 | Fujitsu | DEN 001499 | AOU30CLX | OM00003116 | CU - 5 | Roof Matching unit is FCU01 (FC-5) FCU - 5 is located in Server 1011 | NA | NA | R-410A | DNA | 208 / 230 | 15.2 | NA | 1 Ph, 60Hz | NA | 30,700 | \Classifications\Building System Class\D30-HVAC Systems\D3050 - Package SYS\Air Conditioning,Split System - ACU | EQ-1004019
31-H1 | 31-H1 South Placer Justice Center | 31-H1-D3050-250-ACU06 | Condensing Unit #6 | Fujitsu | EBN 002372 | AOU36CLX | OM00003115 | CU - 6 | Roof Matching unit is FCU02 (FC - 6) FC - 6 is located in I.T 1017 | NA | NA | R-410A | DNA | 208 / 230 | 17.7min 30 max | NA | 1 | NA | 33,100 | \Classifications\Building System Class\D30-HVAC Systems\D3050 - Package SYS\Air Conditioning,Split System - ACU | EQ-1004020
31-H1 | 31-H1 South Placer Justice Center | 31-H1-D3050-250-ACU07 | Condensing Unit #7 | Fujitsu | EBN 002373 | AOU36CLX | OM00003110 | CU - 7 | matching unit is FCU03 (FC-7) FC-7 located in I.T 1057 | NA | NA | R-410A | DNA | 208 / 230 | 17.7 - 30 max | NA | 1 Ph, 60Hz | NA | NA | \Classifications\Building System Class\D30-HVAC Systems\D3050 - Package SYS\Air Conditioning,Split System - ACU | EQ-1004021
31-H1 | 31-H1 South Placer Justice Center | 31-H1-D3050-250-ACU08 | Condensing Unit #8 | Fujitsu | DDN 002589 | AOU24CL | OM00003113 | CU - 8 | Roof Matching unit is FCU04 (FC-8) FC-8 IS LOCATED IN I.T. 2009 | NA | NA | R-410A | DNA | 208 / 230 | 10.1 - 25 max | NA | 1 Ph, 60Hz | NA | 24,200 | \Classifications\Building System Class\D30-HVAC Systems\D3050 - Package SYS\Air Conditioning,Split System - ACU | EQ-1004022
31-H1 | 31-H1 South Placer Justice Center | 31-H1-D3050-250-ACU09 | Condensing Unit #9 | Fujitsu | DDN 002680 | AOU24CL | OM00003114 | CU - 9 | Roof Matching unit is FCU05 (FC-9) FC-9 located I.T. 2009 | NA | NA | R-410A | DNA | 208 / 230 | 10.1 - 25 max | NA | 1 Ph, 60Hz | NA | 24,200 | \Classifications\Building System Class\D30-HVAC Systems\D3050 - Package SYS\Air Conditioning,Split System - ACU | EQ-1004023
31-H1 | 31-H1 South Placer Justice Center | 31-H1-D3050-250-ACU10 | Condensing Unit #10 | Fujitsu | EBN 002375 | AOU36CLX | OM00003111 | CU - 10 | Roof Matching unit is FCU06 (FC-10) FC - 10 located in I.T. 2055 | NA | NA | R-410A | DNA | 208 / 230 | 17.7 - 30 max | NA | 1 | NA | NA | \Classifications\Building System Class\D30-HVAC Systems\D3050 - Package SYS\Air Conditioning,Split System - ACU | EQ-1004024
31-H1 | 31-H1 South Placer Justice Center | 31-H1-D2023-310-HWP01 | Domestic Hot Water Circ. Pump HWP01 | Bell & Gossett | DNA | NBF-8S/LW | OM00004324 | CP - 1 | Floor 1 Janitor's Closet | NA | NA | NA | NA | DNA | NA | NA | NA | NA | NA | \Classifications\Building System Class\D20-Plumbing\D2020 - Domestic Water\Domestic Hot Water Circulating Pump - HWP | EQ-1004025
31-H1 | 31-H1 Bill Santucci Justice Center | 31-H1-D2022-100-HWE01 | Domestic Water Heater | AO Smith | H06R000575 | DSE 20A 110003000 | OM00003127 | WH - 1 | 2nd. Floor Janitor's Closet RM# 2117 | NA | NA | NA | NA | 120 | 25 | Electric | 1 Ph, 50/60 Hz | DNA | NA | \Classifications\Building System Class\D20-Plumbing\D2020 - Domestic Water\Domestic Water Heater, Electric - HWE | EQ-1004029
31-H1 | 31-H1 Bill Santucci Justice Center | 31-H1-D2022-100-HWE02 | Domestic Water Heater | AO Smith | K06R000088 | DSE 40A 820006000 | OM00003125 | WH - 2 | 2nd. Floor Janitor's Closet located in Men's Public Restroom | NA | NA | NA | NA | 480 | 8 | Electric | 3 Ph, 50/60 Hz | NA | NA | \Classifications\Building System Class\D20-Plumbing\D2020 - Domestic Water\Domestic Water Heater, Electric - HWE | EQ-1004030
31-H1 | 31-H1 South Placer Justice Center | 31-H1-D2022-100-HWE03 | Domestic Water Heater | AO Smith | J04M008352 | DVE-120-916 | OM00003126 | WH - 3 | 2nd. Floor | NA | NA | NA | NA | 480 | 16.2 | Electric | 3 pH, 60Hz | NA | NA | \Classifications\Building System Class\D20-Plumbing\D2020 - Domestic Water\Domestic Water Heater, Electric - HWE | EQ-1004031
31-H1 | 31-H1 South Placer Justice Center | 31-H1-D2022-100-HWE04 | Domestic Water Heater HWE04 | AO Smith | MF040013498 | DVE-120-196 | OM00003128 | WH - 4 | Floor 1 Janitor's Closet | NA | NA | NA | NA | 480 | 16.2 | Electric | 3 Ph, 60 Hz | NA | NA | \Classifications\Building System Class\D20-Plumbing\D2020 - Domestic Water\Domestic Water Heater, Electric - HWE | EQ-1004032
31-H1 | 31-H1 South Placer Justice Center | 31-H1-D2022-100-HWE05 | Domestic Water Heater | AO Smith | M05M000706 | DVE-120-920 | OM00003129 | WH - 5 | Basement Janitor's Closet in Holding Area | NA | NA | NA | NA | 480 | 16.2 | Electric | 3 Ph, 60 Hz | DNA | NA | \Classifications\Building System Class\D20-Plumbing\D2020 - Domestic Water\Domestic Water Heater, Electric - HWE | EQ-1004033
31-H1 | 31-H1 South Placer Justice Center | 31-H1-D1010-100-ELE01 | Elevator #1 Conveyance # 149354 | Kone | DNA | Ecospace | OM00004101 | State ID# 149354¦ ELEV #1 | North Public Lobby Serves 1st & 2nd floor | NA | NA | NA | 25 | 480 | 20 | NA | 3 | NA | NA | \Classifications\Building System Class\D10-Conveyance Systems\D1010 - Elevator\Elevator,Electric,Pass/Freight - ELE | EQ-1004038
31-H1 | 31-H1 South Placer Justice Center | 31-H1-D1010-100-ELE02 | Elevator #2 Conveyance # 149355 | Kone | DNA | Ecospace | OM00004104 | State ID# 149355¦ ELEV #2 | North Public Lobby Serves 1st & 2nd Floors | NA | NA | NA | 25 | 480 | 20 | Electric | 3 | NA | NA | \Classifications\Building System Class\D10-Conveyance Systems\D1010 - Elevator\Elevator,Electric,Pass/Freight - ELE | EQ-1004039
31-H1 | 31-H1 South Placer Justice Center | 31-H1-D1010-100-ELE03 | Elevator #3 Conveyance # 149356 | Kone | DNA | Ecospace | OM00004103 | State ID# 149356¦ ELEV #3 | Floor 2 South Staff Hallway | NA | NA | NA | 25 | 480 | 20 | Electric | 3 | NA | NA | \Classifications\Building System Class\D10-Conveyance Systems\D1010 - Elevator\Elevator,Electric,Pass/Freight - ELE | EQ-1004040
31-H1 | 31-H1 South Placer Justice Center | 31-H1-D1010-100-ELE04 | Elevator #4 Conveyance # 149357 | Kone | DNA | Ecospace | OM00004093 | State ID# 149357¦ ELEV #4 | 2nd. Floor Secured Court - West between Dept. 41 & 42 | NA | NA | NA | 25 | 480 | 20 | Electric | 3 | NA | NA | \Classifications\Building System Class\D10-Conveyance Systems\D1010 - Elevator\Elevator,Electric,Pass/Freight - ELE | EQ-1004041
31-H1 | 31-H1 South Placer Justice Center | 31-H1-D1010-100-ELE05 | Elevator # 5 Conveyance # 149376 | Kone | DNA | Ecospace | OM00004094 | State ID# 149376¦ ELEV #5 | 2nd. Floor Secured Court - East between Dept. 43 & 44 | NA | NA | NA | 25 | 480 | 20 | Electric | 3 | NA | NA | \Classifications\Building System Class\D10-Conveyance Systems\D1010 - Elevator\Elevator,Electric,Pass/Freight - ELE | EQ-1004042
31-H1 | 31-H1 South Placer Justice Center | 31-H1-D1010-100-ELE06 | Elevator #6 Conveyance # 149377 | Kone | DNA | EcoSpace | OM00004095 | State ID# 149377¦ ELEV #6 | Secured Corridor - SE corner | NA | NA | NA | 25 | 480 | 20 | Electric | 3 | NA | NA | \Classifications\Building System Class\D10-Conveyance Systems\D1010 - Elevator\Elevator,Electric,Pass/Freight - ELE | EQ-1004043
31-H1 | 31-H1 South Placer Justice Center | 31-H1-D5092-210-GEN01 | Emergency Generator | Kohler | 2066042 | 135RE0ZJC | OM00003131 | GEN - 1 ¦ PCSC-01-01 | Exterior Generator Area | NA | NA | NA | 220 | 460 | DNA | Diesel | 3 | NA | NA | \Classifications\Building System Class\D50-Electrical SYS\D5090 - Elec SYS\Emergency Generator - GEN | EQ-1004044
31-H1 | 31-H1 South Placer Justice Center | 31-H1-D3042-220-EFN01 | Exhaust Fan 1/2HP | Greenheck | 10608270 0609 | GB141-4 | OM00003149 | EF - 1 | Roof | (1) 2L200 | NA | NA | 1/4 HP | 115 | 4.1 | NA | 1 Ph, 60 Hz | NA | NA | \Classifications\Building System Class\D30-HVAC Systems\D3040 - Distribution SYS\Supply/Exhaust/Return fans- FAN | EQ-1004045
31-H1 | 31-H1 South Placer Justice Center | 31-H1-D3042-220-EFN02 | Exhaust Fan 1/3 HP | Greenheck | 1060826 0609 | GB-141-3-X | OM00003148 | EF - 2 | Roof | (1) 3L230 | NA | NA | 1/3 | 115 | 5.5 | NA | 1 Ph, 60 Hz | NA | NA | \Classifications\Building System Class\D30-HVAC Systems\D3040 - Distribution SYS\Supply/Exhaust/Return fans- FAN | EQ-1004046
31-H1 | 31-H1 South Placer Justice Center | 31-H1-D3042-220-EFN03 | Exhaust Fan 1300RPM | Greenheck | 10608269 0609 | G-085-D-X | OM00004330 | EF - 3 | Roof | NA | NA | NA | 1300RPM | 115 | DNA | NA | 1 Ph, 60Hz | NA | NA | \Classifications\Building System Class\D30-HVAC Systems\D3040 - Distribution SYS\Supply/Exhaust/Return fans- FAN | EQ-1004047
31-H1 | 31-H1 South Placer Justice Center | 31-H1-D3042-220-EFN04 | Exhaust Fan 1/3 HP | Greenheck | 10608267 0609 | GB-141-4-X | OM00003146 | EF - 4 | Roof | (1) 4L220 | NA | NA | 1/3 HP | 115 | DNA | NA | 1Ph, 60Hz | NA | NA | \Classifications\Building System Class\D30-HVAC Systems\D3040 - Distribution SYS\Supply/Exhaust/Return fans- FAN | EQ-1004048
31-H1 | 31-H1 South Placer Justice Center | 31-H1-D3042-220-EFN05 | Exhaust Fan 1300 RPM | Greenheck |  | GB-085-D-X | OM00003145 | EF - 5 | Roof | (1) 4L220 | NA | NA | 1300 RPM | 115 | DNA | NA | 1Ph, 60 Hz | NA | NA | \Classifications\Building System Class\D30-HVAC Systems\D3040 - Distribution SYS\Supply/Exhaust/Return fans- FAN | EQ-1004049
31-H1 | 31-H1 South Placer Justice Center | 31-H1-D3042-220-EFN06 | Exhaust Fan 1/3 HP | Greenheck |  | GB-141-3X | OM00003150 | EF - 6 | Roof | (1) 4L220 | NA | NA | 1/3 HP | 115 | 5.5 | NA | Single | NA | NA | \Classifications\Building System Class\D30-HVAC Systems\D3040 - Distribution SYS\Supply/Exhaust/Return fans- FAN | EQ-1004050
31-H1 | 31-H1 South Placer Justice Center | 31-H1-D3042-220-EFN07 | Exhaust Fan 1/3 HP | Greenheck | 10608264 0609 | GB-101-4-X | OM00003151 | EF - 7 | Roof | (1) 4L220 | NA | NA | 1/3 HP | 115 | 5.5 | NA | 1 Ph, 60 Hz | NA | NA | \Classifications\Building System Class\D30-HVAC Systems\D3040 - Distribution SYS\Supply/Exhaust/Return fans- FAN | EQ-1004051
31-H1 | 31-H1 South Placer Justice Center | 31-H1-D3042-220-EFN08 | Exhaust Fan 3/4 HP | Greenheck | 1068263 0609 | G-180-7-X | OM00003152 | EF - 8 | Roof | (1) A25 | NA | NA | 3/4 HP | 115 | 11 | NA | 1 Ph, 60Hz | NA | NA | \Classifications\Building System Class\D30-HVAC Systems\D3040 - Distribution SYS\Supply/Exhaust/Return fans- FAN | EQ-1004052
31-H1 | 31-H1 South Placer Justice Center | 31-H1-D3042-220-EFN09 | Exhaust Fan 1/3 HP | Greenheck | 10608262 0609 | GB-141-5-X | OM00003153 | EF - 9 | Roof | (1) 4L220 | NA | NA | 1/3 HP | 115 | 5.5 | NA | 1Ph, 60Hz | NA | NA | \Classifications\Building System Class\D30-HVAC Systems\D3040 - Distribution SYS\Supply/Exhaust/Return fans- FAN | EQ-1004053
31-H1 | 31-H1 South Placer Justice Center | 31-H1-D3042-220-EFN10 | Exhaust Fan 1/4 HP | Greenheck | 10608261 0609 | GB-101-4-X | OM00003154 | EF - 10 | Roof | (1) 3L220 | NA | NA | 1/4 HP | 115 | 4.1 | NA | 1Ph, 60Hz | NA | NA | \Classifications\Building System Class\D30-HVAC Systems\D3040 - Distribution SYS\Supply/Exhaust/Return fans- FAN | EQ-1004054
31-H1 | 31-H1 South Placer Justice Center | 31-H1-D3042-220-EFN13 | Exhaust Fan1.5 HP | Greenheck | 10608271 0609 | GB180-15 -X | OM00003147 | EF - 13 | Roof | (1) 3O200 | NA | NA | 1 1/2 HP | 460 | DNA | NA | 3 Ph, 60 Hz | NA | NA | \Classifications\Building System Class\D30-HVAC Systems\D3040 - Distribution SYS\Supply/Exhaust/Return fans- FAN | EQ-1004057
31-H1 | 31-H1 South Placer Justice Center | 31-H1-D3050-310-HPU01 | Fan Coil (Heat Pump) | Trane | DNA | TWE 030C | OM00031881 | HP - 1 | Centrol Control Matching Unit is CUN01 | DNA | DNA | R-22 | NA | 460 | 15 max HACR | Electric | 3 pH, 60hZ | NA | NA | \Classifications\Building System Class\D30-HVAC Systems\D3050 - Package SYS\Heat Pump,Air Cooled - HPU | EQ-1004058
31-H1 | 31-H1 South Placer Justice Center | 31-H1-D3050-310-HPU02 | Fan Coil (Heat Pump) | Trane | DNA | TWE 030C | OM00031882 | HP - 2 | Central Control Matching Unit is CUN02 | DNA | DNA | R-22 | NA | 460 | 15 max HACR | Electric | 3 Ph, 60 Hz | NA | NA | \Classifications\Building System Class\D30-HVAC Systems\D3050 - Package SYS\Heat Pump,Air Cooled - HPU | EQ-1004059
31-H1 | 31-H1 South Placer Justice Center | 31-H1-G2023-150-PEG01 | Judges' Parking Gate | HY Security | 012700-0801-160 | 222 SS ST | OM00004335 | EG - 1 | Grounds Judges' Secured Parking Area | NA | NA | NA | 1 | 208 | 5.7 | No fuel | 3 | NA | NA | \Classifications\Building System Class\G20-Other Systems\G2020 - Parking Lots\Secured Parking Gate - PEG | EQ-1004066
31-H1 | 31-H1 South Placer Justice Center | 31-H1-D3044-125-PHW01 | Heating Hot Water Pump | Bell & Gossett | PH000002-A | Series 1510 1.5BC7.875BF | OM00004097 | HWP - 1 | Roof | NA | NA | NA | 5 | 460 | 7.1 | NA | 3 | NA | NA | \Classifications\Building System Class\D30-HVAC Systems\D3040 - Distribution SYS\Hot Water Pump - PHW | EQ-1004069
31-H1 | 31-H1 South Placer Justice Center | 31-H1-D3044-125-PHW02 | Heating Hot Water Pump PHW02 | Bell & Gossett | PH000002-B | Series 1510 1.5BC7.875BF | OM00039960 | HWP - 2 | Roof | NA | NA | NA | DNA | 460 | 7.1 | NA | 3 | NA | NA | \Classifications\Building System Class\D30-HVAC Systems\D3040 - Distribution SYS\Hot Water Pump - PHW | EQ-1004070
31-H1 | 31-H1 South Placer Justice Center | 31-H1-D4031-100-FEX60 | Portable, Hand Held, (60) | Various | No Info | Various | OM00031870 | OM00004322 | DNA | NA | NA | NA | NA | NA | NA | NA | NA | NA | NA | \Classifications\Building System Class\D40-Fire Protection SYS\D4030 - FIRE SPEC\Fire Extinguisher - FEX | EQ-1004627
31-H1 | 31-H1 South Placer Justice Center | 31-H1-D1013-310-WCL01 | Wheelchair Lift WCL01 | Southworth | DNA | LS Sseries | OM00004321 | State ID# 149440 | Courtroom 30 WCL | NA | NA | NA | 1 | 208 | DNA | DNA | Single | NA | NA | \Classifications\Building System Class\D10-Conveyance Systems\D1010 - Elevator\Wheelchair Lift - WCL | EQ-1005241
31-H1 | 31-H1 South Placer Justice Center | 31-H1-D5092-250-EML80 | Emergency Exit Lights | Dual Lite | NA | LECSGLNA | OM00031866 | OM00004323 | DNA | NA | NA | NA | NA | 277 | .02 | Electric | 1 | NA | NA | \Classifications\Building System Class\D50-Electrical SYS\D5090 - Elec SYS\Emergency And Exit Lighting - EML | EQ-1005243
31-H1 | 31-H1 South Placer Justice Center | 31-H1-G2023-150-PEG02 | Sally Port Parking Gate | HY Security | 012100-0746-119 | 222 SS ST | OM00004336 |  | Grounds Sally Port Secured Area | NA | NA | NA | 1 | 208 | 8.5 | NA | 1 | NA | NA | \Classifications\Building System Class\G20-Other Systems\G2020 - Parking Lots\Secured Parking Gate - PEG | EQ-1005244
31-H1 | 31-H1 South Placer Justice Center | 31-H1-B2010-100-BLD01 | Building Structure | NA | NA | NA | OM00031872 | NA | FLOOR 1, Maintenance office | NA | NA | NA | NA | NA | NA | NA | NA | NA | NA | \Classifications\Building System Class\B20-General Building Exterior\B2010 - Exterior Walls\Building - BLD | EQ-1007299
31-H1 | 31-H1 South Placer Justice Center | 31-H1-B3010-100-RUF01 | Roofing Systems | NA | NA | NA | OM00031871 |  | NA | NA | NA | NA | NA | NA | NA | NA | NA | NA | NA | \Classifications\Building System Class\B30-Roofing\B3010 - Roof Types\Roof - RUF | EQ-1007476
31-H1 | 31-H1 Bill Santucci Justice Center | 31-H1-D4010-150-FMS01 | System Extinguishing,Wet Pipe - SEW | DNA | DNA | DNA | OM00039961 | DNA | DNA | NA | NA | NA | NA | NA | NA | NA | NA | NA | NA | \Classifications\Building System Class\D40-Fire Protection SYS\D4010 - Sprinkler SYS\Fire Systems, stand pipes - FMS | 1009833
31-H1 | 31-H1 Bill Santucci Justice Center | 31-H1-D5037-710-FAP01 | Fire Alarm Panel - FAP | Notifier | NA | NFS-640 | OM00004343 | NA | ELECTRICAL ROOM | NA | NA | NA | NA | 24 | NA | Electric | 1 | NA | NA | \Classifications\Building System Class\D50-Electrical SYS\D5030 - Comm & Security\Fire Alarm Panel - FAP | 1009835
31-H1 | 31-H1 Bill Santucci Justice Center | 31-H1-D2023-100-CTY04 | Backflow Preventer BFP04 City of Roseville does testing | DNA | DNA | DNA | DNA | 142392 | DNA | [10 empty] | \Classifications\Building System Class\D20-Plumbing\D2020 - Domestic Water\Backflow Preventer - BFP | 1010071
31-H1 | 31-H1 Bill Santucci Justice Center | 31-H1-D2023-100-CTY05 | Backflow Preventor - BFP05 City of Roseville does testing | DNA | DNA | DNA | DNA | 141536 | DNA | NA | NA | NA | NA | NA | NA | NA | NA | NA | NA | \Classifications\Building System Class\D20-Plumbing\D2020 - Domestic Water\Backflow Preventer - BFP | 1010072
31-H1 | 31-H1 Bill Santucci Justice Center | 31-H1-D2023-100-CTY06 | Backflow Preventor - BFP06 City of Roseville does testing | DNA | DNA | DNA | DNA | 119478 | Landscaped Area | NA | NA | NA | NA | NA | NA | NA | NA | NA | NA | \Classifications\Building System Class\D20-Plumbing\D2020 - Domestic Water\Backflow Preventer - BFP | 1010073
31-H1 | 31-H1 Bill Santucci Justice Center | 31-H1-D2023-100-CTY07 | Backflow Preventer - BFP07 City of Roseville does testing | DNA | DNA | DNA | DNA | 114216 | Landscaped area | NA | NA | NA | NA | NA | NA | NA | NA | NA |  | \Classifications\Building System Class\D20-Plumbing\D2020 - Domestic Water\Backflow Preventer - BFP | 1010074
31-H1 | 31-H1 Bill Santucci Justice Center | 31-H1-G2050-200-CTY01 | LANDSCAPE | NA | NA | NA | OM00031868 |  | Exterior Landscape | NA | NA | NA | NA | NA |  | NA |  | NA | NA | \Classifications\Building System Class\G20-Other Systems\G2050 - Landscaping\Landscaping - LSC | 1012165
31-H1 | 31-H1 Bill Santucci Justice Center | 31-H1-D5092-250-ELT127 | EXTERIOR LIGHTING | MULTIPLE | MULTIPLE | MULTIPLE | OM00031867 |  | NA | NA | NA | NA | DNA | 277 | DNA | Electrical | 1 | NA | NA | \Classifications\Building System Class\D50-Electrical SYS\D5090 - Elec SYS\Exterior Lighting - ELT | 1012166
31-H1 | 31-H1 Bill Santucci Justice Center | 31-H1-G2049-300-HSC01 | HARDSCAPE | NA | NA | NA | OM00031869 |  | NA | NA | NA | NA | NA | NA | NA | NA | NA | NA | NA | \Classifications\Building System Class\G20-Other Systems\G2040 - Site Development\Hardscape - HSC | 1012167
31-H1 | 31-H1 Bill Santucci Justice Center | 31-H1-D5010-200-ESD01 | Main Electrical Panel | Square D Company | DX | DNA | OM00037206 | NA | Electrical Room | NA | NA | NA | NA | 480 | 1400 | Electric | 3 | NA | NA | \Classifications\Building System Class\D50-Electrical SYS\D5010 - Elec Service & Dist\Electical Service and Distribution - ESD | 1015945
31-H1 | 31-H1 Bill Santucci Justice Center | 31-H1-D5010-234-ATS01 | Automatic Transfer Switch | Kohler Power System | DNA | DNA | OM00037205 |  | Electrical Room | NA | NA | NA | NA | 480 | 400 | Electric | 3 | NA | NA | \Classifications\Building System Class\D50-Electrical SYS\D5010 - Elec Service & Dist\Automatic Transfer Switch - ATS | 1015946
31-H1 | 31-H1 Bill Santucci Justice Center | 31-H1-D2023-100-BFP01 | Domestic Boiler Backflow 3/4" | Wilkins | 2571767 | 975XL | OM00004344 | NA | Boiler Area | NA | NA | NA | NA | NA | NA | NA | 1 | NA | NA | \Classifications\Building System Class\D20-Plumbing\D2020 - Domestic Water\Backflow Preventer - BFP | 1016305
31-H1 | 31-H1 Bill Santucci Justice Center | 31-H1-D3050-250-ACU12 | Mitsubishi Split System (Condenser - Evaporator - Direct Drive) | Mitsubishi Electric | 4001918T | MSY-D36NA8 | OM00039072 |  | Electrical Room # 34 | NA | washable | R-410A | 17.5 | 230 | NA | Electric | 3 | NA | NA | \Classifications\Building System Class\D30-HVAC Systems\D3050 - Package SYS\Air Conditioning,Split System - ACU | 1018927
31-H1 | 31-H1 Bill Santucci Justice Center | 31-H1-C1020-110-FRD01 | Fire Door - Inmate ELE04 Basement | NA | NA | NA | OM00003163 |  | Basement - ELE04 Inmate Holding Area | NA | NA | NA | NA | NA | NA | NA | NA | NA | NA | \Classifications\Building System Class\C10-General Building Interior\C1020 - Fire Doors\Fire Doors - FRD | 1020468
31-H1 | 31-H1 Bill Santucci Justice Center | 31-H1-C1020-110-FRD02 | Fire Door - Inmate ELE04 1st. Flr. | NA | NA | NA | OM00003160 |  | Floor 1 ELE04 - Inmate Area between Dept. 30 & 31 | NA | NA | NA | NA | NA | NA | NA | NA | NA | NA | \Classifications\Building System Class\C10-General Building Interior\C1020 - Fire Doors\Fire Doors - FRD | 1020469
31-H1 | 31-H1 Bill Santucci Justice Center | 31-H1-C1020-110-FRD03 | Fire Door - Inmate ELE04 2nd. Flr. | NA | NA | NA | OM00003159 |  | Floor 2 ELE04 - Inmate Area between Dept. 41 & 42 | NA | NA | NA | NA | NA | NA | NA | NA | NA | NA | \Classifications\Building System Class\C10-General Building Interior\C1020 - Fire Doors\Fire Doors - FRD | 1020470
31-H1 | 31-H1 Bill Santucci Justice Center | 31-H1-C1020-110-FRD04 | Fire Door - Inmate ELE05 Basement | NA | NA | NA | OM00003162 |  | Basement - ELE05 Inmate Holding Area | NA | NA | NA | NA | NA | NA | NA | NA | NA | NA | \Classifications\Building System Class\C10-General Building Interior\C1020 - Fire Doors\Fire Doors - FRD | 1020471
31-H1 | 31-H1 Bill Santucci Justice Center | 31-H1-C1020-110-FRD05 | Fire Door - Inmate ELE05 1st. Flr. | NA | NA | NA | OM00003161 |  | 1st. Flr. - ELE05 - Inmate Area between Dept. 32 & 33 | NA | NA | NA | NA | NA | NA | NA | NA | NA | NA | \Classifications\Building System Class\C10-General Building Interior\C1020 - Fire Doors\Fire Doors - FRD | 1020472
31-H1 | 31-H1 Bill Santucci Justice Center | 31-H1-C1020-110-FRD06 | Fire Door - Inmate ELE05 2nd. Flr. | NA | NA | NA | OM00003158 |  | 2nd. Flr. - ELE05 - Inmate Area between Dept. 43 & 44 | NA | NA | NA | NA | NA | NA | NA | NA | NA | NA | \Classifications\Building System Class\C10-General Building Interior\C1020 - Fire Doors\Fire Doors - FRD | 1020473
31-H1 | 31-H1 Bill Santucci Justice Center | 31-H1-C1020-110-FRD07 | Fire Door - Staff ELE06 Basement | NA | NA | NA | OM00003155 |  | Basement - ELE06 Staff Area | NA | NA | NA | NA | NA | NA | NA | NA | NA | NA | \Classifications\Building System Class\C10-General Building Interior\C1020 - Fire Doors\Fire Doors - FRD | 1020474
31-H1 | 31-H1 Bill Santucci Justice Center | 31-H1-C1020-110-FRD08 | Fire Door - Staff ELE06 1st. Flr. | NA | NA | NA | OM00003156 |  | 1st. Flr. - ELE06 Staff Area | NA | NA | NA | NA | NA | NA | NA | NA | NA | NA | \Classifications\Building System Class\C10-General Building Interior\C1020 - Fire Doors\Fire Doors - FRD | 1020475
31-H1 | 31-H1 Bill Santucci Justice Center | 31-H1-C1020-110-FRD09 | Fire Door - Staff ELE06 2nd. Flr. | NA | NA | NA | OM00003157 |  | 2nd. Flr. - ELE06 Staff Area | NA | NA | NA | NA | NA | NA | NA | NA | NA | NA | \Classifications\Building System Class\C10-General Building Interior\C1020 - Fire Doors\Fire Doors - FRD | 1020476
31-H1 | 31-H1 Bill Santucci Justice Center | 31-H1-B2033-120-DOR01 | ADA Door - Front Entrance | Stanley | NA | NA | OM00003166 |  | 1st. Flr. Front Entrance | NA | NA | NA | NA | NA | NA | NA | NA | NA | NA | \Classifications\Building System Class\B20-General Building Exterior\B2030 - Exterior Doors\Door,Automatic-Sliding,Revolving - DOR | 1020477
31-H1 | 31-H1 Bill Santucci Justice Center | 31-H1-B2033-120-DOR02 | ADA Door - Interior Front Entrance | Stanley | NA | NA | OM00003165 |  | 1st. Flr. Interior Front Entrance | NA | NA | NA | NA | NA | NA | NA | NA | NA | NA | \Classifications\Building System Class\B20-General Building Exterior\B2030 - Exterior Doors\Door,Automatic-Sliding,Revolving - DOR | 1020478
31-H1 | 31-H1 Bill Santucci Justice Center | 31-H1-B2033-120-DOR03 | ADA Door - Front Exit | Stanley | NA | NA | OM00003164 |  | 1st. Flr. Front Exit | NA | NA | NA | NA | NA | NA | NA | NA | NA | NA | \Classifications\Building System Class\B20-General Building Exterior\B2030 - Exterior Doors\Door,Automatic-Sliding,Revolving - DOR | 1020479
31-H1 | 31-H1 Bill Santucci Justice Center | 31-H1-D3068-100-BAS02 | Building Automation System | Dell | 2049787334 | P.C. Dell | OM00039073 |  | 2nd. Flr. Mechanical Rm. | NA | NA | NA | NA | NA | NA | NA | NA | NA | NA | \Classifications\Building System Class\D30-HVAC Systems\D3060 - Control & Inst Air\Building Automation System - BAS | 1020480
31-H1 | 31-H1 Bill Santucci Justice Center | 31-H1-D3041-110-AHU06 | Air Handler Package Unit 01 | Petra | 154306/0101/01 | PPH 100 | OM00039074 | OM00003122 | West Side of Roof top Rm 2050 | NA | (24) 20x20x2 (24) 20x20x4 | R-410A | 10 | 460/3/60 | 12.2 / SP 12.2 / RT | Electric | 3 |  |  | \Classifications\Building System Class\D30-HVAC Systems\D3040 - Distribution SYS\Air Handling Unit - AHU | 1020488
31-H1 | 31-H1 Bill Santucci Justice Center | 31-H1-D3041-110-AHU07 | Air Handler Package Unit 02 | Petra | 154306/0101/02 | PPH 100 | OM00039075 | OM00003119 | West Side of Roof top Rm 2050 | NA | (24) 20x20x2 (24) 20x20x4 | R-410A | 10 | 460/3/60 | 12.2 / SP 12.2 / RT | Electric | 3 | NA | NA | \Classifications\Building System Class\D30-HVAC Systems\D3040 - Distribution SYS\Air Handling Unit - AHU | 1020489
31-H1 | 31-H1 Bill Santucci Justice Center | 31-H1-D3041-110-AHU08 | Air Handler Package Unit 03 | Petra | 154306/0101/03 | PPH 100 | OM00039076 | OM00003112 | West Side of Roof top Rm 2050 | NA | (24) 20x20x2 (24) 20x20x4 | R-410A | 10 | 460/3/60 | 12.2 / SP 12.2 / RT | Electric | 3 | NA | NA | \Classifications\Building System Class\D30-HVAC Systems\D3040 - Distribution SYS\Air Handling Unit - AHU | 1020490
31-H1 | 31-H1 Bill Santucci Justice Center | 31-H1-D3041-110-AHU09 | Air Handler Package Unit 04 | Petra | 154306/0101/04 | PPH 100 | OM00039077 | OM00003109 |  | NA | (24) 20x20x2 (24) 20x20x4 | R-410A | 10 | 460/3/60 | 12.2 / SP 12.2 / RT | Electric | 3 | NA | NA | \Classifications\Building System Class\D30-HVAC Systems\D3040 - Distribution SYS\Air Handling Unit - AHU | 1020491
31-H2 | 31-H2 Arraignment Court | 31-H2-D2022-260-HWG01 | Gas Water Heater | AO Smith | 1806109146546 | BTX-100 400 | OM00043209 |  | Janitorial Closet | NA | NA | NA | NA | 120 | 5 | Gas | NA | 100,000 | 100,000 | \Classifications\Building System Class\D20-Plumbing\D2020 - Domestic Water\Domestic Water Heater, Gas - HWG | TBD
31-H2 | 31-H2 Arraignment Court | 31-H2-D2023-310-HWP01 | Domestic Hot Water Re-circurculation Pump | Bell & Gosset | 1BL003LF-B91 | PL-36B | OM00043212 |  | Janitorial Closet | NA | NA | NA | NA | 115 | 2.1 | Electric | NA | NA | NA | \Classifications\Building System Class\D20-Plumbing\D2020 - Domestic Water\Domestic Hot Water Circulating Pump - HWP | TBD
31-H2 | 31-H2 Arraignment Court | 31-H2-G2023-150-PEG01 | Rolling Gate | Lift Master | 2718N8805 | CSL24UL | OM00043210 |  | Secured parking area | NA | NA | NA | NA | 208 | 10 | Electric | 1 | NA | NA | \Classifications\Building System Class\G20-Other Systems\G2020 - Parking Lots\Secured Parking Gate - PEG | TBD
31-H2 | 31-H2 Arraignment Court | 31-H2-D2023-100-BFP01 | Backflow Preventer | Watts | 115112 | 2" KF009M2QTRP | OM00043211 |  | Front of Jail on West Side | NA | NA | NA | NA | NA | NA | NA | NA | NA | NA | \Classifications\Building System Class\D20-Plumbing\D2020 - Domestic Water\Backflow Preventer - BFP | TBD
31-H2 | 31-H2 Arraignment Court | 31-H2-D5010-200-ESD01 | Switchboard | Square D | G-285233 | SB3461S | OM00043213 |  | 1st. Flr. Electrical Rm. Behind Building on West Side in Secured Parking area | NA | NA | NA | NA | 480/277 | 600 | Electric | 3 | NA | NA | \Classifications\Building System Class\D50-Electrical SYS\D5010 - Elec Service & Dist\Electical Service and Distribution - ESD | TBD
31-H2 | 31-H2 Arraignment Court | 31-H2-D3050-250-ACU01 | Split System | Daikin | E015095 | RXS24LVJU | OM00043214 |  | West Side of Roof | NA |  | R410A | NA | 208/230 | 20 | Electric | 1 | NA | NA | \Classifications\Building System Class\D30-HVAC Systems\D3050 - Package SYS\Air Conditioning,Split System - ACU | TBD
31-H2 | 31-H2 Arraignment Court | 31-H2-D3050-210-PKU01 | Package Unit # 1 | Trane | 112811521L | TGC060E4ELA1202A000000100 | OM00043215 |  | West Side of Roof | NA | (4) 16x25x2 | R-410A | 1 HP / .40 HP | 460 | 15.5 | Gas | 3 | 60000 | 48000 | \Classifications\Building System Class\D30-HVAC Systems\D3050 - Package SYS\Package Unit - PKU | TBD
31-H2 | 31-H2 Arraignment Court | 31-H2-D3050-210-PKU03 | Package Unit # 3 | Trane | 112811002L | YHC120E4ELA0D00A000000100E | OM00043216 |  | West Side of Roof | NA | (4) 20x25x2 | R-410A | 1 HP / .40 HP | 460 | 15.5 | Gas | 3 | 60000 | 48000 | \Classifications\Building System Class\D30-HVAC Systems\D3050 - Package SYS\Package Unit - PKU | TBD
31-H2 | 31-H2 Arraignment Court | 31-H2-D3050-210-PKU04 | Package Unit # 4 | Trane | 112811531L | TGC060E4ELA1202A000000100 | OM00043217 |  | West Side of Roof | NA | (4) 16x25x2 | R-410A | 1 HP / .40 HP | 460 | 15.5 | Gas | 3 | 60000 | 48000 | \Classifications\Building System Class\D30-HVAC Systems\D3050 - Package SYS\Package Unit - PKU | TBD
31-H2 | 31-H2 Arraignment Court | 31-H2-D3050-210-PKU02 | Package Unit # 2 | Trane | 128110621 | YHC102E4FMA0D00000000100 | OM00043218 |  | West Side of Roof | NA | (4) 20x30x2 | R-410A | .75 HP / .3.60 HP | 460 | 23.9 | Gas | 3 | 150000 | 120000 | \Classifications\Building System Class\D30-HVAC Systems\D3050 - Package SYS\Package Unit - PKU | TBD
31-H2 | 31-H2 Arraignment Court | 31-H2-D3042-220-EFN01 | Exhaust Fan - REF#1 | GREEN HECK | 12543853 1108 | CUE-085-D-X | OM00043219 |  | West Side of Roof | TBD | NA | NA | 1 | 208 | DNA | Electric | 1 | NA | NA | \Classifications\Building System Class\D30-HVAC Systems\D3040 - Distribution SYS\Supply/Exhaust/Return fans- FAN | TBD
31-H2 | 31-H2 Arraignment Court | 31-H2-D3042-220-EFN02 | Exhaust Fan - REF#2 | GREEN HECK | 12543212 1108 | SHB-207-4-CW-UB-X | OM00043162 |  | West Side of Roof | TBD | NA | NA | 1 | 208 | DNA | Electric | 1 | NA | NA | \Classifications\Building System Class\D30-HVAC Systems\D3040 - Distribution SYS\Supply/Exhaust/Return fans- FAN | TBD
31-H2 | 31-H2 Arraignment Court | 31-H2-D3042-220-EFN03 | Exhaust Fan - REF#3 | GREEN HECK | 12543854 1108 | CUBE-141-5-F | OM00043161 |  | West Side of Roof | TBD | NA | NA | 1 | 208 | DNA | Electric | 1 | NA | NA | \Classifications\Building System Class\D30-HVAC Systems\D3040 - Distribution SYS\Supply/Exhaust/Return fans- FAN | TBD
31-H2 | 31-H2 Arraignment Court | 31-H2-D3042-220-EFN04 | Exhaust Fan - REF#4 | GREEN HECK | 12543213 1108 | SHB-107-4-CW-UB-X | OM00043163 |  | West Side of Roof | TBD | NA | NA | 1 | 208 | DNA | Electric | 1 | NA | NA | \Classifications\Building System Class\D30-HVAC Systems\D3040 - Distribution SYS\Supply/Exhaust/Return fans- FAN | TBD
32-B2 | 32-B2 Plumas/Sierra Regional Courthouse | 32-B2-D2023-100-BFP01 | Backflow Preventer - BFP | AMES | A01718 | 4000B | OM00004401 | BFP - 1 | Near Gate | NA | NA | NA | NA | NA | NA | NA | NA | NA | NA | \Classifications\Building System Class\D20-Plumbing\D2020 - Domestic Water\Backflow Preventer - BFP | 1008076
32-B2 | 32-B2 Plumas/Sierra Regional Courthouse | 32-B2-D5037-710-FAP01 | Fire Alarm Panel - FAP | Gamewell by Honneywell | 230805 | 7100-1D | OM00004396 | FACR | Electrical room | NA | NA | NA | NA | 110 | NA | Electrical | 1 Ph, 60 Hz | NA | NA | \Classifications\Building System Class\D50-Electrical SYS\D5030 - Comm & Security\Fire Alarm Panel - FAP | 1008077
32-B2 | 32-B2 Plumas/Sierra Regional Courthouse | 32-B2-D5038-810-ITA01 | ALARM SYSTEM, SECURITY / INTRUSION | Protected by Hue & Cry | DNA | DC1832 | OM00004400 | NA |  | NA | NA | NA | NA | 110 | NA | Electric | 1 | NA | NA | \Classifications\Building System Class\D50-Electrical SYS\D5030 - Comm & Security\Intrusion Alarm - ITA | 1008078
32-B2 | 32-B2 Plumas/Sierra Regional Courthouse | 32-B2-G2023-150-PEG01 | GATE, ELECTRIC | DNA | DNA | DNA | OM00004399 | NA |  | NA | NA | NA | NA | 110 | NA | Electric | 1 | NA | NA | \Classifications\Building System Class\G20-Other Systems\G2020 - Parking Lots\Secured Parking Gate - PEG | 1008079
32-B2 | 32-B2 Plumas/Sierra Regional Courthouse | 32-B2-G2023-150-PEG02 | GATE, ELECTRIC | DNA | DNA | DNA | OM00004403 | NA |  | NA | NA | NA | NA | 110 | NA | Electric | 1 | NA | NA | \Classifications\Building System Class\G20-Other Systems\G2020 - Parking Lots\Secured Parking Gate - PEG | 1008080
32-B2 | 32-B2 Plumas/Sierra Regional Courthouse | 32-B2-D3031-210-CDR01 | CONDENSER, AIR COOLED,F-1, Clerk's Lobby -CDR01 | Trane | 9214TNBAD | TTA120A300FA | OM00003967 | CU - 1 | Svcs Clerks Area/Lobby Equipment Pad SE Corner of Pad | A52(4L540) | DNA | R-22 | NA | 208-230 | 48.1-70 | Electrical | 3 Ph, 60 Hz | NA | NA | \Classifications\Building System Class\D30-HVAC Systems\D3030 - Cooling SYS\Condensing Unit, Air Cooled - CDR | 1008081
32-B2 | 32-B2 Plumas/Sierra Regional Courthouse | 32-B2-D3031-210-CDR02 | CONDENSING UNIT, AIR COOLED, F-2, Courtroom - CDR02 | Trane | 9125WGNAD | TTA090A300FA | OM00003968 | CU-2 | Equipment Pad SE Corner of Pad Svcs Courtroom | A41,4L430,R4 (HVAC Blower) | DNA | R-22 | DNA | 208-230 | 34.5 - 50 | Electrical | 3 Ph, 60Hz | NA | NA | \Classifications\Building System Class\D30-HVAC Systems\D3030 - Cooling SYS\Condensing Unit, Air Cooled - CDR | 1008082
32-B2 | 32-B2 Plumas/Sierra Regional Courthouse | 32-B2-D3031-210-CDR03 | Condenser, Air Cooled (Heat Pump), F-3, Judge's Chambers CDR03 | Trane | 9212W2B4F | 2TTA3060A3000AA | OM00003969 | CU-3 | Equipment Pad - SE Corner of pad Svcs Judge's Chambers | HVAC Blower Unit, A42, (4L440) 18B | DNA | R-22 | NA | 200/230 | 23 - 40 max HACR | Electrical | 3 Ph, 60 Hz | DNA | DNA | \Classifications\Building System Class\D30-HVAC Systems\D3030 - Cooling SYS\Condensing Unit, Air Cooled - CDR | 1008083
32-B2 | 32-B2 Plumas/Sierra Regional Courthouse | 32-B2-D3050-122-FAH01 | Forced Air Heater,Oil/Gas fired - FAH | Reznor | EBIC78X4L01172 | CAUA350-S-2-H | OM00003961 | F-1 | Mechanical Room | DNA | DNA | DNA | 3.0 | 208 | 10.8 max total input | Propane | 3 Ph, 60 Hz | 280000 | 224,000 capacity | \Classifications\Building System Class\D30-HVAC Systems\D3050 - Package SYS\Forced Air Heater,Oil/Gas fired - FAH | 1008086
32-B2 | 32-B2 Plumas/Sierra Regional Courthouse | 32-B2-D3050-122-FAH02 | Forced Air Heater,Oil/Gas fired - FAH | Reznor | EBIC78X4L01170 | CAUA150-S-2-H | OM00003963 | F-2 | Mechanical Room | DNA | DNA | DNA | 0.50 | 208 | 4.7 max total input | Propane | 3 Ph, 60 Hz | 60,000 min 120,000 normal | 96,000 capacity | \Classifications\Building System Class\D30-HVAC Systems\D3050 - Package SYS\Forced Air Heater,Oil/Gas fired - FAH | 1008087
32-B2 | 32-B2 Plumas/Sierra Regional Courthouse | 32-B2-D3050-122-FAH03 | Forced Air Heater,Oil/Gas fired - FAH | Reznor | EBIC78X4L01171 | CAUA150-S-2-H | OM00003962 | F-3 | Mechanical Room | DNA | DNA | DNA | 1.00 | 208 | 5.5 max total input | Propane | 3 Ph, 60 Hz | 200000 | 128,000 capacity | \Classifications\Building System Class\D30-HVAC Systems\D3050 - Package SYS\Forced Air Heater,Oil/Gas fired - FAH | 1008088
32-B2 | 32-B2 Plumas/Sierra Regional Courthouse | 32-B2-D2022-100-HWE01 | Domestic Water Heater, Electric - HWE | A.O. Smith | 0922R000074 | DSE-40-200006000 | OM00003965 | EWH-1 | Janitor's Room | NA | NA | NA | NA | 208 | 29/17 | Electric | 1 / 3 Ph, 60 Hz | NA | NA | \Classifications\Building System Class\D20-Plumbing\D2020 - Domestic Water\Domestic Water Heater, Electric - HWE | 1008089
32-B2 | 32-B2 Plumas/Sierra Regional Courthouse | 32-B2-D2023-310-HWP01 | Domestic Hot Water Circulating Pump - HWP01 | Bell & Gossett | 1BL013-F90 | PL-30B | OM00004405 | CP - 1 | Janitor's Room | NA | NA | NA | DNA | 115 | 1.4 | NA | 1 Ph, 60Hz | NA | NA | \Classifications\Building System Class\D20-Plumbing\D2020 - Domestic Water\Domestic Hot Water Circulating Pump - HWP | 1008090
32-B2 | 32-B2 Plumas/Sierra Regional Courthouse | 32-B2-D4031-100-FEX03 | Fire Extinguisher - FEX03 | NA | NA | NA | OM00027005 |  | 1st Floor Cabinet location with AOC asset tag # | NA | NA | NA | NA | NA | NA | NA | NA | NA | NA | \Classifications\Building System Class\D40-Fire Protection SYS\D4030 - FIRE SPEC\Fire Extinguisher - FEX | 1008091
32-B2 | 32-B2 Plumas/Sierra Regional Courthouse | 32-B2-D5010-234-ATS01 | Automatic Transfer Switch - ATS | CASHMAN / CAT | 34618-1A/B | RTBDNB-1004CSF | OM00004394 | ATS - S | Equipment Pad NW Corner of Pad | NA | NA | NA | NA | 110 | NA | Electrical | 3 | NA | NA | \Classifications\Building System Class\D50-Electrical SYS\D5010 - Elec Service & Dist\Automatic Transfer Switch - ATS | 1008093
32-B2 | 32-B2 Plumas/Sierra Regional Courthouse | 32-B2-D5010-200-ESD01 | Switchboard,Electrical - SBR | Cutler Hammer | MES3800LSI | HMDL-65K | OM00004393 | Service Disconnect |  | NA | NA | NA | NA | xx0 VAC - 250 VDC | xx0 Amp Max | NA | 3 Pole | NA | NA | \Classifications\Building System Class\D50-Electrical SYS\D5010 - Elec Service & Dist\Electical Service and Distribution - ESD | 1008094
32-B2 | 32-B2 Plumas/Sierra Regional Courthouse | 32-B2-D5092-210-GEN01 | Emergency Standby Generator - GEN01 Generator contains Perkins Diesel permitted by NSAQMD | Caterpillar | N3R00027 | C6.6 | OM00003964 | EG-1 ¦ Permit #SE-09-136 | NW Corner of Pad | NA | NA | NA | 217 | DNA | DNA | Diesel | DNA | NA | NA | \Classifications\Building System Class\D50-Electrical SYS\D5090 - Elec SYS\Emergency Generator - GEN | 1008095
32-B2 | 32-B2 Plumas/Sierra Regional Courthouse | 32-B2-D5010-234-ATS02 | Automatic Transfer Switch - ATS | CAT | 34618-2A/B | RTBDNB-6004CEF | OM00004395 | ATS - E | Equipment Pad NW Corner of Pad |  |  |  |  | 110 | NA | Electrical | 1 |  |  | \Classifications\Building System Class\D50-Electrical SYS\D5010 - Elec Service & Dist\Automatic Transfer Switch - ATS | 1008758
32-B2 | 32-B2 Plumas/Sierra Regional Courthouse | 32-B2-D3050-250-ACU04 | Split Unit - ACU04 | Quietside | QSCC1810508071478 | QSCC181 | OM00003966 | SCU-1 | Floor 1, East side of equipment pad Matching Unit is SAC-1 | DNA | DNA | R-410A | DNA | 230 | 9.5-15 | Electric | 1 ph, 60 Hz | NA |  | \Classifications\Building System Class\D30-HVAC Systems\D3050 - Package SYS\Air Conditioning,Split System - ACU | 1010070
32-B2 | 32-B2 Plumas/Sierra Regional Courthouse | 32-B2-B2010-100-BLD01 | BUILDING | NA | NA | NA | OM00027011 | NA | THE BUILDING | DNA | DNA | DNA | DNA | DNA | DNA | NA | DNA | DNA | DNA | \Classifications\Building System Class\B20-General Building Exterior\B2010 - Exterior Walls\Building - BLD | 1012168
32-B2 | 32-B2 Plumas/Sierra Regional Courthouse | 32-B2-B3010-100-RUF01 | ROOF | NA | NA | NA | OM00027010 |  | ROOF OF THE BUILDING | NA | NA | NA | NA | NA | NA | NA | NA | NA | NA | \Classifications\Building System Class\B30-Roofing\B3010 - Roof Types\Roof - RUF | 1012169
32-B2 | 32-B2 Plumas/Sierra Regional Courthouse | 32-B2-D3068-100-BAS01 | HVAC CONTROL SYSTEM | JOHNSON CONTROLS | DNA | DNA | OM00027012 |  | ELECTRICAL ROOM | NA | NA | NA | DNA | 120 | DNA | Electrical | 1 PH | NA | NA | \Classifications\Building System Class\D30-HVAC Systems\D3060 - Control & Inst Air\Building Automation System - BAS | 1012170
32-B2 | 32-B2 Plumas/Sierra Regional Courthouse | 32-B2-D5092-250-EML10 | EMERGENCY LIGHTING | MULTIPLE | MULTIPLE | MULTIPLE | OM00027006 |  | THROUGHOUT BUILDING | NA | NA | NA | DNA | 120 | DNA | Electrical | 1 PH | NA | NA | \Classifications\Building System Class\D50-Electrical SYS\D5090 - Elec SYS\Emergency And Exit Lighting - EML | 1012171
32-B2 | 32-B2 Plumas/Sierra Regional Courthouse | 32-B2-G3063-100-AST01 | PropaneTanK | DNA | DNA | DNA | OM00004397 |  | DNA | NA | NA | NA | NA | NA | NA | Propane | NA | NA | NA | \Classifications\Building System Class\G30-Site Mechanical Utilities\G3060 - Fuel Distribution\Tank, Fuel Storage, Above Ground - AST | 1012172
32-B2 | 32-B2 Plumas/Sierra Regional Courthouse | 32-B2-G2050-200-LSC01 | LANDSCAPE | NA | NA | NA | OM00027008 |  | Exterior Landscape | NA | NA | NA | NA | NA | NA | NA | NA | NA | NA | \Classifications\Building System Class\G20-Other Systems\G2050 - Landscaping\Landscaping - LSC | 1012173
32-B2 | 32-B2 Plumas/Sierra Regional Courthouse | 32-B2-D5092-250-ELT01 | EXTERIOR LIGHTING | MULTIPLE | MULTIPLE | MULTIPLE | OM00027007 |  | EXTERIOR LIGHTING | NA | NA | NA | DNA | DNA | DNA | Electrical | 1 PH | NA | NA | \Classifications\Building System Class\D50-Electrical SYS\D5090 - Elec SYS\Exterior Lighting - ELT | 1012174
32-B2 | 32-B2 Plumas/Sierra Regional Courthouse | 32-B2-G2049-300-HSC01 | HARDSCAPE | NA | NA | NA | OM00027009 |  | PARKING AND SIDEWALKS | NA | NA | NA | NA | NA | NA | NA | NA | NA | NA | \Classifications\Building System Class\G20-Other Systems\G2040 - Site Development\Hardscape - HSC | 1012175
32-C1 | 32-C1 Chester Civic Complex | 32-C1-D5037-710-FAP01 | Fire Alarm Panel - FAP | Bosch |  | D4100GV2 | OM00027281 |  | DNA | [10 empty] | \Classifications\Building System Class\D50-Electrical SYS\D5030 - Comm & Security\Fire Alarm Panel - FAP | 1011063
32-C1 | 32-C1 Chester Civic Complex | 32-C1-B2010-100-CTY01 | Building Structure | DNA | DNA | DNA | DNA |  |  | NA | NA | NA | NA | NA | NA | NA | NA | NA | NA | \Classifications\Building System Class\B20-General Building Exterior\B2010 - Exterior Walls\Building - BLD | 1016520
33-A1 | 33-A1 Family Law Court | 33-A1-D3031-100-PCH01 | CHILLED WATER PUMP 1A | TACO | DNA | FE2010E2FIF2LOA | OM00017368 | DNA | ROOF | NA | NA | NA | 7 1/2 | 460 | 10 | Electric | 3 | NA | NA | \Classifications\Building System Class\D30-HVAC Systems\D3030 - Cooling SYS\Chilled Water Pump - PCH | EQ-1003338
33-A1 | 33-A1 Family Law Court | 33-A1-D3031-100-PCH02 | CHILLED WATER PUMP 1B | TACO | DNA | FE2010E2FIF2LOA | OM00017369 | DNA | ROOF | DNA | DNA | DNA | DNA | 460 | DNA | Electric | 3 | DNA | DNA | \Classifications\Building System Class\D30-HVAC Systems\D3030 - Cooling SYS\Chilled Water Pump - PCH | EQ-1003339
33-A1 | 33-A1 Family Law Court | 33-A1-D3044-125-PHW03 | HOT WATER PUMP P6 | TACO | DNA | FE210E2D1F2LOA | OM00017373 | DNA | ROOF | NA | NA | NA | 5 | 460 | 6.6 | Electric | 3 | DNA | NA | \Classifications\Building System Class\D30-HVAC Systems\D3040 - Distribution SYS\Hot Water Pump - PHW | EQ-1003341
33-A1 | 33-A1 Family Law Court | 33-A1-D3050-310-HPU01 | Heat Pump 1 | YORK | NKEM12000 | DIEB024A06A | OM00017379 | DNA | ADJACENT TO ELEVATOR EQUIP RM 1 | NA | (1) 24x24x1 | R-22 | DNA | 460 | DNA | DNA | 3 | DNA | DNA | \Classifications\Building System Class\D30-HVAC Systems\D3050 - Package SYS\Heat Pump,Air Cooled - HPU | EQ-1003342
33-A1 | 33-A1 Family Law Court | 33-A1-D3050-310-HPU02 | Heat Pump 2 | YORK | NGFM084441 | D4CE048A46A | OM00017380 | DNA | ADJACENT TO ELEVATOR EQUIP RM 2 | NA | (1) 14 x 26x2 | R-22 | DNA | 460 | 32 | DNA | 3 | DNA | DNA | \Classifications\Building System Class\D30-HVAC Systems\D3050 - Package SYS\Heat Pump,Air Cooled - HPU | EQ-1003343
33-A1 | 33-A1 Family Law Court | 33-A1-D3031-210-CDR01 | CONDENSOR 1 | DATA AIRE | 97-1290-A | DAMS-0434-AS | OM00017381 | DNA | 1st Floor, Judges Parking Gate | DNA | DNA | R-22 | DNA | 460 | DNA | DNA | 3 | DNA | DNA | \Classifications\Building System Class\D30-HVAC Systems\D3030 - Cooling SYS\Condensing Unit, Air Cooled - CDR | EQ-1003344
33-A1 | 33-A1 Family Law Court | 33-A1-D3031-210-CDR02 | CONDENSOR 2 | DATA AIRE | 97-1297-A | DAMS-0334-AS | OM00017383 | DNA | 1st Floor, Judges Parking Gate | DNA | DNA | R-22 | DNA | 460 | DNA | DNA | 3 | DNA | DNA | \Classifications\Building System Class\D30-HVAC Systems\D3030 - Cooling SYS\Condensing Unit, Air Cooled - CDR | EQ-1003346
33-A1 | 33-A1 Family Law Court | 33-A1-D3031-210-CDR03 | CONDENSER 03 | DNA | DNA | DNA | OM00017385 | DNA | SECURED PARKING AREA | DNA | DNA | R-22 | DNA | 460 | DNA | DNA | 3 | DNA | DNA | \Classifications\Building System Class\D30-HVAC Systems\D3030 - Cooling SYS\Condensing Unit, Air Cooled - CDR | EQ-1003348
33-A1 | 33-A1 Family Law Court | 33-A1-D3031-210-CDR04 | CONDENSOR 4 | DNA | 97-1296-A | DNA | OM00017387 | DNA | SECURED PARKING AREA | DNA | DNA | R-22 | DNA | 460 | DNA | DNA | 3 | DNA | DNA | \Classifications\Building System Class\D30-HVAC Systems\D3030 - Cooling SYS\Condensing Unit, Air Cooled - CDR | EQ-1003350
33-A1 | 33-A1 Family Law Court | 33-A1-D3042-220-EFN01 | EXHAUST FAN 1 | GREENHECK | 97G20206 | SWB-20-50-CW-UB | OM00017389 | DNA | ROOF | (2) 4X-46 | NA | NA | 5 | 460 | 6.6 | DNA | 3 | DNA | DNA | \Classifications\Building System Class\D30-HVAC Systems\D3040 - Distribution SYS\Supply/Exhaust/Return fans- FAN | EQ-1003352
33-A1 | 33-A1 Family Law Court | 33-A1-D3042-220-EFN02 | EXHAUST FAN 2 | GREENHECK | 97G20205 | SWB-20-50-CW-UB | OM00030207 | DNA | ROOF | (2) 4X-56 | NA | NA | 5 | 460 | 6.6 | DNA | 3 | DNA | DNA | \Classifications\Building System Class\D30-HVAC Systems\D3040 - Distribution SYS\Supply/Exhaust/Return fans- FAN | EQ-1003353
33-A1 | 33-A1 Family Law Court | 33-A1-D3042-210-FAN03 | EXHAUST FAN 3 | DAYTON | DNA | 2C912D | OM00017391 | DNA | 1st Floor - ELECTRICAL ROOM SECURED PARKING | DNA | DNA | NA | DNA | 120 | 1.4 | DNA | 1 | DNA | DNA | \Classifications\Building System Class\D30-HVAC Systems\D3040 - Distribution SYS\Fan,Axial - FAN | EQ-1003354
33-A1 | 33-A1 Family Law Court | 33-A1-D1010-100-ELE01 | ELEVATOR 1 | MONTGOMERY KONE | 974388 | MR269 | OM00017408 | State ID# 113865 ¦ Elevator #1 | ELEVATOR EQUIPMENT ROOM 1 | DNA | DNA | NA | 33.5 | 420 | 46 | ELECTRIC | 3 | DNA | DNA | \Classifications\Building System Class\D10-Conveyance Systems\D1010 - Elevator\Elevator,Electric,Pass/Freight - ELE | EQ-1003355
33-A1 | 33-A1 Family Law Court | 33-A1-D1010-100-ELE02 | ELEVATOR 2 | MONTGOMERY KONE | 966525 | MR26L | OM00017409 | State ID# 113866 ¦ Elevator #2 | ROOF, ELEVATOR EQUIPMENT ROOM 2 | NA | NA | NA | NA | 460 | 43.4 | ELECTRIC | 3 | NA | NA | \Classifications\Building System Class\D10-Conveyance Systems\D1010 - Elevator\Elevator,Electric,Pass/Freight - ELE | EQ-1003356
33-A1 | 33-A1 Family Law Court | 33-A1-D1010-100-ELE03 | ELEVATOR 3 | MONTGOMERY KONE | 974387 | MR26 | OM00017410 | State ID# 113868 ¦ Elevator #3 | Roof ELEVATOR EQUIPMENT ROOM 3 | NA | NA | NA | NA | 460 | 46 | ELECTRIC | 3 | DNA | NA | \Classifications\Building System Class\D10-Conveyance Systems\D1010 - Elevator\Elevator,Electric,Pass/Freight - ELE | EQ-1003357
33-A1 | 33-A1 Family Law Court | 33-A1-C1020-110-FRD01 | FIRE CURTAIN 1-2 | SMOKE GUARD | DNA | GEN 6 | OM00030280 |  | Floor 2, ELEVATOR 2 | NA | NA | NA | NA | DNA | DNA | ELECTRIC | DNA | NA | NA | \Classifications\Building System Class\C10-General Building Interior\C1020 - Fire Doors\Fire Doors - FRD | EQ-1003358
33-A1 | 33-A1 Family Law Court | 33-A1-C1020-110-FRD02 | FIRE CURTAIN 1-3 | SMOKE GUARD | DNA | GEN 6 | OM00030281 |  | Floor 2 ELEVATOR 3 | NA | NA | NA | NA | DNA | DNA | ELECTRIC | DNA | NA | NA | \Classifications\Building System Class\C10-General Building Interior\C1020 - Fire Doors\Fire Doors - FRD | EQ-1003359
33-A1 | 33-A1 Family Law Court | 33-A1-C1020-110-FRD03 | FIRE CURTAIN | SMOKE GUARD | DNA | GEN 6 | OM00030282 |  | FLOOR 2, ELEVATOR | NA | NA | NA | NA | DNA | DNA | ELECTRIC | DNA | NA | NA | \Classifications\Building System Class\C10-General Building Interior\C1020 - Fire Doors\Fire Doors - FRD | EQ-1003360
33-A1 | 33-A1 Family Law Court | 33-A1-C1020-110-FRD04 | FIRE CURTAIN 1-5 | SMOKE GUARD | DNA | GEN 6 | OM00030283 |  | Floor 3 ELEVATOR 1 LOBBY | NA | NA | NA | NA | DNA | DNA | ELECTRIC | DNA | NA | NA | \Classifications\Building System Class\C10-General Building Interior\C1020 - Fire Doors\Fire Doors - FRD | EQ-1003361
33-A1 | 33-A1 Family Law Court | 33-A1-C1020-110-FRD05 | FIRE CURTAIN 2-2 | SMOKE GUARD | DNA | GEN 6 | OM00030284 |  | Floor 3 ELEVATOR 3 | NA | NA | NA | NA | DNA | DNA | ELECTRIC | DNA | NA | NA | \Classifications\Building System Class\C10-General Building Interior\C1020 - Fire Doors\Fire Doors - FRD | EQ-1003362
33-A1 | 33-A1 Family Law Court | 33-A1-C1020-110-FRD06 | FIRE CURTAIN 2-3 | SMOKE GUARD | DNA | GEN 6 | OM00030285 |  | Floor 3 ELEVATOR 2 LOBBY | NA | NA | NA | NA | DNA | DNA | ELECTRIC | DNA | NA | NA | \Classifications\Building System Class\C10-General Building Interior\C1020 - Fire Doors\Fire Doors - FRD | EQ-1003363
33-A1 | 33-A1 Family Law Court | 33-A1-C1020-110-FRD07 | FIRE CURTAIN 2-4 | SMOKE GUARD | DNA | GEN 6 | OM00030286 |  | Floor 4 ELEVATOR 3 | NA | NA | NA | NA | DNA | DNA | ELECTRIC | DNA | NA | NA | \Classifications\Building System Class\C10-General Building Interior\C1020 - Fire Doors\Fire Doors - FRD | EQ-1003364
33-A1 | 33-A1 Family Law Court | 33-A1-C1020-110-FRD08 | FIRE CURTAIN 2-5 | SMOKE GUARD | DNA | GEN 6 | OM00030287 |  | Floor 4 ELEVATOR 2 LOBBY | NA | NA | NA | NA | DNA | DNA | ELECTRIC | DNA | NA | NA | \Classifications\Building System Class\C10-General Building Interior\C1020 - Fire Doors\Fire Doors - FRD | EQ-1003365
33-A1 | 33-A1 Family Law Court | 33-A1-C1020-110-FRD09 | FIRE CURTAIN 3-2 | SMOKE GUARD | DNA | GEN 6 | OM00030288 |  | ELEVATOR 3 LOBBY, ELEVATOR 1 | NA | NA | NA | NA | DNA | DNA | ELECTRIC | DNA | NA | NA | \Classifications\Building System Class\C10-General Building Interior\C1020 - Fire Doors\Fire Doors - FRD | EQ-1003366
33-A1 | 33-A1 Family Law Court | 33-A1-C1020-110-FRD10 | FIRE CURTAIN 3-3 | SMOKE GUARD | DNA | GEN 6 | OM00030289 |  | Floor 5 ELEVATOR 1 | NA | NA | NA | NA | DNA | DNA | ELECTRIC | DNA | NA | NA | \Classifications\Building System Class\C10-General Building Interior\C1020 - Fire Doors\Fire Doors - FRD | EQ-1003367
33-A1 | 33-A1 Family Law Court | 33-A1-C1020-110-FRD11 | FIRE CURTAIN 3-4 | SMOKE GUARD | DNA | GEN 6 | OM00030290 |  | Floor 5 ELEVATOR 3 | NA | NA | NA | NA | DNA | DNA | ELECTRIC | DNA | NA | NA | \Classifications\Building System Class\C10-General Building Interior\C1020 - Fire Doors\Fire Doors - FRD | EQ-1003368
33-A1 | 33-A1 Family Law Court | 33-A1-C1020-110-FRD12 | FIRE CURTAIN 3-5 | SMOKE GUARD | DNA | GEN 6 | OM00030291 |  | Floor 5 ELEVATOR 2 | NA | NA | NA | NA | DNA | DNA | ELECTRIC | DNA | NA | NA | \Classifications\Building System Class\C10-General Building Interior\C1020 - Fire Doors\Fire Doors - FRD | EQ-1003369
33-A1 | 33-A1 Family Law Court | 33-A1-D2018-100-DKF01 | DRINKING FOUNTAIN 1 | SUNROC | DNA | DNA | OM00017423 |  | 1st Floor, LOBBY | DNA | DNA | DNA | DNA | DNA | DNA | NA | DNA | DNA | DNA | \Classifications\Building System Class\D20-Plumbing\D2010 - Plumb Fix\Drink Fountain (Refr Indvl Wtrcooler) - DKF | EQ-1003370
33-A1 | 33-A1 Family Law Court | 33-A1-D2018-100-DKF02 | DRINKING FOUNTAIN 2 | SUNROC | DNA | DNA | OM00017424 |  | 2nd Floor, LOBBY | DNA | DNA | DNA | DNA | DNA | DNA | NA | DNA | DNA | DNA | \Classifications\Building System Class\D20-Plumbing\D2010 - Plumb Fix\Drink Fountain (Refr Indvl Wtrcooler) - DKF | EQ-1003371
33-A1 | 33-A1 Family Law Court | 33-A1-D2018-100-DKF03 | DRINKING FOUNTAIN 3 | SUNROC | DNA | DNA | OM00017425 |  | 3rd Floor, LOBBY | DNA | DNA | DNA | DNA | DNA | DNA | NA | DNA | DNA | DNA | \Classifications\Building System Class\D20-Plumbing\D2010 - Plumb Fix\Drink Fountain (Refr Indvl Wtrcooler) - DKF | EQ-1003372
33-A1 | 33-A1 Family Law Court | 33-A1-D2018-100-DKF04 | DRINKING FOUNTAIN 4 | SUNROC | DNA | DNA | OM00017426 |  | 4th Floor, LOBBY | DNA | DNA | DNA | DNA | DNA | DNA | NA | DNA | DNA | DNA | \Classifications\Building System Class\D20-Plumbing\D2010 - Plumb Fix\Drink Fountain (Refr Indvl Wtrcooler) - DKF | EQ-1003373
33-A1 | 33-A1 Family Law Court | 33-A1-D2018-100-DKF05 | DRINKING FOUNTAIN 5 | SUNROC | DNA | DNA | OM00017427 |  | 5th Floor, LOBBY | DNA | DNA | DNA | DNA | DNA | DNA | NA | DNA | DNA | DNA | \Classifications\Building System Class\D20-Plumbing\D2010 - Plumb Fix\Drink Fountain (Refr Indvl Wtrcooler) - DKF | EQ-1003374
33-A1 | 33-A1 Family Law Court | 33-A1-D5010-234-ATS01 | AUTOMATIC TRANSFER SWITCH 1 | ASCO | 886123001 | B940310097XC | OM00017431 |  | ROOF | NA | NA | NA | NA | 480Y-277 | DNA | ELECTRIC | 3 | NA | NA | \Classifications\Building System Class\D50-Electrical SYS\D5010 - Elec Service & Dist\Automatic Transfer Switch - ATS | EQ-1003375
33-A1 | 33-A1 Family Law Court | 33-A1-D5010-234-ATS02 | AUTOMATIC TRANSFER SWITCH 2 | ASCO | 886123002 | E940326097XC | OM00017432 |  | ROOF | NA | NA | NA | NA | 480Y/277 | DNA | ELECTRIC | DNA | NA | NA | \Classifications\Building System Class\D50-Electrical SYS\D5010 - Elec Service & Dist\Automatic Transfer Switch - ATS | EQ-1003376
33-A1 | 33-A1 Family Law Court | 33-A1-D5092-250-EML59 | No. 59 Emergency Exit Sign (106) | NA | NA | NA | OM00030295 |  | NA | NA | NA | NA | NA | DNA | DNA | ELECTRIC | DNA | NA | NA | \Classifications\Building System Class\D50-Electrical SYS\D5090 - Elec SYS\Emergency And Exit Lighting - EML | EQ-1003435
33-A1 | 33-A1 Family Law Court | 33-A1-D4031-100-FEX27 | No. 27 Fire Extinguisher | NA | NA | NA | OM00030294 |  | THROUGHOUT BUILDING | NA | NA | NA | NA | NA | NA | NA | NA | NA | NA | \Classifications\Building System Class\D40-Fire Protection SYS\D4030 - FIRE SPEC\Fire Extinguisher - FEX | EQ-1003462
33-A1 | 33-A1 Family Law Court | 33-A1-D2023-100-BFP02 | IRRIGATION BACK FLOW PREVENTER | WILKIN ZURN | A122967 | 375 RP 1.25 | OM00030271 | Premise#: 161147 Meter#: 212EXZ-A112967 | FLOOR 1, SOUTH/EAST CORNER | NA | NA | NA | NA | NA | NA | NA | NA | NA | NA | \Classifications\Building System Class\D20-Plumbing\D2020 - Domestic Water\Backflow Preventer - BFP | EQ-1003466
33-A1 | 33-A1 Family Law Court | 33-A1-D5037-710-FAP01 | FIRE ALARM PANEL FAP01 | GE | DNA | EST3 | OM00017405 | DNA | SECURITY EQUIPMENT ROOM - 1st Floor | NA | NA | NA | DNA | 115 | DNA | Electric | NA | DNA | NA | \Classifications\Building System Class\D50-Electrical SYS\D5030 - Comm & Security\Fire Alarm Panel - FAP | EQ-1003468
33-A1 | 33-A1 Family Law Court | 33-A1-G2023-150-PEG01 | ELECTRIC GATE OPENER | ELITE ACCESS SYSTEMS | 03159846999 | SL-3000 | OM00017406 |  | SECURED PARKING AREA | 4L 220 | DNA | DNA | 1/2 | 115 | 4.7 | Electric | 1 | DNA | DNA | \Classifications\Building System Class\G20-Other Systems\G2020 - Parking Lots\Secured Parking Gate - PEG | EQ-1003469
33-A1 | 33-A1 Family Law Court | 33-A1-G2023-150-PEG02 | ELECTRIC GATE OPENER | ELITE ACCESS SYSTEMS | 3159847109 | SL-3000 | OM00017407 |  | SECURED PARKING AREA | 4L 220 | DNA | NA | 1/2 | 115 | DNA | Electric | 1 | DNA | DNA | \Classifications\Building System Class\G20-Other Systems\G2020 - Parking Lots\Secured Parking Gate - PEG | EQ-1003470
33-A1 | 33-A1 Family Law Court | 33-A1-D3090-114-CMP01 | AIR COMPRESSOR - CMP | QUINCY | 1016852 | QTS-3 | OM00017392 |  | ROOF | DNA | DNA | DNA | DNA | 460 | 2.7 | DNA | 3 | DNA | DNA | \Classifications\Building System Class\D30-HVAC Systems\D3090 - Other HVAC Systems and Equipment\Air Compressor - CMP | EQ-1003471
33-A1 | 33-A1 Family Law Court | 33-A1-D3090-114-CMP02 | AIR COMPRESSOR - CMP | QUINCY | 1016863 | QTS-3 | OM00017393 |  | ROOF | DNA | DNA | DNA | DNA | 460 | 2.7 | DNA | 3 | DNA | DNA | \Classifications\Building System Class\D30-HVAC Systems\D3090 - Other HVAC Systems and Equipment\Air Compressor - CMP | EQ-1003472
33-A1 | 33-A1 Family Law Court | 33-A1-D4022-210-JPM01 | FIRE PUMP | AURORA | 9766121 | 438378 | OM00030276 | DNA | FIRE ROOM SECURED PARKING AREA | NA | NA | NA | 25 | 460 | DNA | Electric | 3 | NA | NA | \Classifications\Building System Class\D40-Fire Protection SYS\D4020 - Stand Pipe\Jockey Pump - JPM | EQ-1003473
33-A1 | 33-A1 Family Law Court | 33-A1-D4022-210-JPM02 | JOCKEY PUMP | Ground Fos | C40000065p19730 | CR2-50u-G-A_AuuE | OM00030278 | DNA | FIRE ROOM SECURED PARKING AREA | DNA | DNA | DNA | 1.5 | 460 | 2.3 | Electric | 3 | DNA | DNA | \Classifications\Building System Class\D40-Fire Protection SYS\D4020 - Stand Pipe\Jockey Pump - JPM | EQ-1003474
33-A1 | 33-A1 Family Law Court | 33-A1-D5011-240-TRN01 | TRANSFORMER | DNA | DNA | DNA | OM00017428 |  | SECURED PARKING AREA | DNA | DNA | DNA | DNA | DNA | DNA | NA | DNA | DNA | DNA | \Classifications\Building System Class\D50-Electrical SYS\D5010 - Elec Service & Dist\Transformer - TRN | EQ-1003475
33-A1 | 33-A1 Family Law Court | 33-A1-D3068-100-BAS01 | CONTROLS, CENTRAL SYSTEM, ELECTRO/PNEUMATIC | SIEMENS | DNA | DNA | OM00030301 |  | ROOF, MAINTANCE OFFICE | NA | NA | NA | NA | 115 | DNA | ELECTRIC | 1 | DNA | NA | \Classifications\Building System Class\D30-HVAC Systems\D3060 - Control & Inst Air\Building Automation System - BAS | EQ-1003476
33-A1 | 33-A1 Family Law Court | 33-A1-D4010-150-FMS01 | SPRINKLER STANDPIPE SYSTEM | DNA | DNA | DNA | OM00030277 | DNA | NEAR JUDGES PARKING LOT | NA | NA | NA | NA | NA | NA | NA | NA | NA | NA | \Classifications\Building System Class\D40-Fire Protection SYS\D4010 - Sprinkler SYS\Fire Systems, stand pipes - FMS | EQ-1003478
33-A1 | 33-A1 Family Law Court | 33-A1-D5092-210-GEN01 | EMERGENCY POWER GENERATOR | Generac | 2036243 | 97A04118A | OM00030269 | DNA G42946 | Roof, Outside | NA | NA | NA | 240 | 277/480 | 187.5 KVA | Diesel | 3 | NA | NA | \Classifications\Building System Class\D50-Electrical SYS\D5090 - Elec SYS\Emergency Generator - GEN | EQ-1005593
33-A1 | 33-A1 Family Law Court | 33-A1-B2010-100-BLD01 | Building Structure | NA | NA | NA | OM00030292 | EPA ID# FA0033081 | NA | NA | NA | NA | NA | NA | NA | NA | NA | NA | NA | \Classifications\Building System Class\B20-General Building Exterior\B2010 - Exterior Walls\Building - BLD | EQ-1007300
33-A1 | 33-A1 Family Law Court | 33-A1-B3010-100-RUF01 | Roofing Systems | NA | NA | NA | OM00030293 |  | ROOF | NA | NA | NA | NA | NA | NA | NA | NA | NA | NA | \Classifications\Building System Class\B30-Roofing\B3010 - Roof Types\Roof - RUF | EQ-1007477
33-A1 | 33-A1 Family Law Court | 33-A1-D2023-100-BFP03 | Backflow Prevention Device - Fire Svc - BFP03 | Febco | N0905120539 | 826YD 6 inch RPDA | OM00030273 | Premise#: 161147 Meter#: 212EXZ | FLOOR 1, SE CORNER OF BUILDING | NA | NA | NA | NA | NA | NA | NA | NA | NA | NA | \Classifications\Building System Class\D20-Plumbing\D2020 - Domestic Water\Backflow Preventer - BFP | 1010943
33-A1 | 33-A1 Family Law Court | 33-A1-D2023-100-BFP04 | Backflow Prevention Device - BFP04 | WILKIN ZURN | G00194 | 375 AR | OM00030272 | Premise#: 161147 Meter#: 212EXZ- 4DN0801-600194 | Floor 1 S/E Corner of Lot | NA | NA | NA | NA | NA | NA | NA | NA | NA | NA | \Classifications\Building System Class\D20-Plumbing\D2020 - Domestic Water\Backflow Preventer - BFP | 1010944
33-A1 | 33-A1 Family Law Court | 33-A1-D2023-100-BFP05 | Backflow Prevention Device - Fire Service Bypass on RPDA - BFP05 | Febco | J08926 | 825Y .75 Inch RP | OM00030274 | Premise#: 161147 Meter#: 212EXZ-020057- J026811 | SE CORNER OF BUILDING | NA | NA | NA | NA | NA | NA | NA | NA | NA | NA | \Classifications\Building System Class\D20-Plumbing\D2020 - Domestic Water\Backflow Preventer - BFP | 1010945
33-A1 | 33-A1 Family Law Court | 33-A1-D2017-100-SHW01 | EYE WASH STATION | FEND ALL | DNA | FURE FLOW 1000 | OM00030268 | DNA | ROOF NEAR GENERATOR | NA | NA | NA | NA | NA | NA | NA | NA | NA | NA | \Classifications\Building System Class\D20-Plumbing\D2010 - Plumb Fix\Showers - SHW | 1012176
33-A1 | 33-A1 Family Law Court | 33-A1-D2023-310-WBS01 | DOMESTIC WATER BOOSTER PUMP | WEIL QUATRONICS INC | 32056 | DNA | OM00001934 | DNA | NEAR JUDGES PARKING LOT | NA | NA | NA | DNA | DNA | DNA | Electric | DNA | NA | NA | \Classifications\Building System Class\D20-Plumbing\D2020 - Domestic Water\Domestic Water Booster System - WBS | 1012177
33-A1 | 33-A1 Family Law Court | 33-A1-D2030-150-MWL01 | MAIN BRANCH WASTE | DNA | DNA | DNA | OM00030300 | DNA | DNA | NA | NA | NA | NA | NA | NA | NA | NA | NA | NA | \Classifications\Building System Class\D20-Plumbing\D2030 - Sani Waste\Main/Branch Waste System - MWL | 1012178
33-A1 | 33-A1 Family Law Court | 33-A1-D3020-100-HET01 | BOILER HOT WATER EXPANSION TANK | DNA | DNA | DNA | OM00017374 | DNA | ROOF | NA | NA | NA | NA | NA | NA | NA | NA | NA | NA | \Classifications\Building System Class\D30-HVAC Systems\D3020 - Heat SYS\Heater Water Expansion Tank - HET | 1012179
33-A1 | 33-A1 Family Law Court | 33-A1-D3041-160-FDP01 | FIRE DAMPERS | DNA | DNA | DNA | OM00030299 | DNA | NA | NA | NA | NA | NA | DNA | DNA | Electric | DNA | NA | NA | \Classifications\Building System Class\D30-HVAC Systems\D3040 - Distribution SYS\Fire Dampers - FDP | 1012180
33-A1 | 33-A1 Family Law Court | 33-A1-D3041-110-AHU01 | AIR HANDLER #1 | PACE | 97-7943601 | PF-49 AF SWSI | OM00017375 | DNA | CENTRAL ROOF | NA | (25) 24X24X2, (2) 12X24X2, (25)24X24X12 BAG FILTER (5) 12X24X12 | NA | 15 | 460 | 73.4/19.0 | Electric | 3 | NA | NA | \Classifications\Building System Class\D30-HVAC Systems\D3040 - Distribution SYS\Air Handling Unit - AHU | 1012181
33-A1 | 33-A1 Family Law Court | 33-A1-D3090-220-CMD01 | COMPRESSOR AIR DRIER | HANKISON | H510A1151006064 | HPR5-10 | OM00030267 | DNA | ROOF | NA | NA | R-134a | DNA | 115 | 3.2 | Electric | 1 | NA | NA | \Classifications\Building System Class\D30-HVAC Systems\D3090 - Other HVAC Systems and Equipment\Compressed Air Dryer - CMD | 1012182
33-A1 | 33-A1 Family Law Court | 33-A1-D4010-150-FMS02 | PRE ACTION SYSTEM FOR MAIN SERVER ROOM | POTTER | DNA | PFC-4410 | OM00030279 | DNA | NEXT TO MAIN SERVER ROOM | NA | NA | NA | NA | 115 | DNA | Electric | 1 | NA | NA | \Classifications\Building System Class\D40-Fire Protection SYS\D4010 - Sprinkler SYS\Fire Systems, stand pipes - FMS | 1012183
33-A1 | 33-A1 Family Law Court | 33-A1-D5010-200-ESD01 | MAIN SWITCHBOARD | SIEMENS | DNA | SB3 | OM00030275 | NA | NEAR JUDGES PARKING LOT | NA | NA | NA | NA | 480/277 | 1600 | Electric | 3 | NA | NA | \Classifications\Building System Class\D50-Electrical SYS\D5010 - Elec Service & Dist\Electical Service and Distribution - ESD | 1012184
33-A1 | 33-A1 Family Law Court | 33-A1-G2050-200-LSC01 | LANDSCAPING | DNA | DNA | NA | OM00030298 | DNA | OUTSIDE | NA | NA | NA | NA | NA | NA | NA | NA | NA | NA | \Classifications\Building System Class\G20-Other Systems\G2050 - Landscaping\Landscaping - LSC | 1012185
33-A1 | 33-A1 Family Law Court | 33-A1-D5092-250-ELT28 | EXTERIOR LIGHTS | DNA | DNA | DNA | OM00030296 | DNA | OUTSIDE | NA | NA | NA | NA | DNA | DNA | Electric | DNA | NA | NA | \Classifications\Building System Class\D50-Electrical SYS\D5090 - Elec SYS\Exterior Lighting - ELT | 1012186
33-A1 | 33-A1 Family Law Court | 33-A1-G2049-300-HSC01 | HARDSCAPE | DNA | DNA | NA | OM00030297 | DNA | OUTSIDE | NA | NA | NA | NA | NA | NA | NA | NA | NA | NA | \Classifications\Building System Class\G20-Other Systems\G2040 - Site Development\Hardscape - HSC | 1012187
33-A1 | 33-A1 Family Law Court | 33-A1-D3021-130-BLR02 | Boiler #1 | Lochinvar | A13H10242719 | OKN701 | OM00025743 |  | On roof next to chiller - BLR01 | DNA | DNA | NA | NA | DNA | DNA | Natural gas | 3 | 700,000 | 660,000 | \Classifications\Building System Class\D30-HVAC Systems\D3020 - Heat SYS\Boiler,Hot Water,Oil/Gas/Comb. - BLR | 1018503
33-A1 | 33-A1 Family Law Court | 33-A1-D3021-130-BLR03 | Boiler #2 | Lochinvar | I12H10217220 | OKN701 | OM00025744 |  | On roof next to chiller - BLR02 | DNA | NA | NA | NA | DNA | DNA | Natural gas | 3 | 700,000 | 660,000 | \Classifications\Building System Class\D30-HVAC Systems\D3020 - Heat SYS\Boiler,Hot Water,Oil/Gas/Comb. - BLR | 1018504
33-A1 | 33-A1 Family Law Court | 33-A1-D3031-130-CLR03 | Chiller CLR03 | York | 2DBX227301 | CTS36SAAD460/200 | OM00025830 |  | Roof | NA | NA | R-134a | NA | 460 | 328 | Electric | 3 | NA | NA | \Classifications\Building System Class\D30-HVAC Systems\D3030 - Cooling SYS\Chiller, Water Cooled - CLR | 1019345
33-A1 | 33-A1 Family Law Court | 33-A1-D2022-260-HWG03 | Domestic hot water heater | AO Smith | 1622M000760 | BL-80-100 | OM00025839 |  | Roof, South side past elevator mechanical room |  | NA | NA | [5 empty] | 1030 |  | \Classifications\Building System Class\D20-Plumbing\D2020 - Domestic Water\Domestic Water Heater, Gas - HWG | 1021696
33-A3 | 33-A3 Hall of Justice | 33-A3-D3041-110-AHU01 | AHU #1 | ABB | 4090T28266 | 39ED2928266 | OM00001693 | DNA | Penthouse | (SUPPLY) 2 - A71, (RETURN) (2)A57 | (10) 16X24X2, (2) 18X24X2 | NA | 20 / 7.5 | 460 | 25 / 10.5 | Electric | 3 | NA | NA | \Classifications\Building System Class\D30-HVAC Systems\D3040 - Distribution SYS\Air Handling Unit - AHU | EQ-1002367
33-A3 | 33-A3 Hall of Justice | 33-A3-D3041-110-AHU03 | AHU #2 | Carrier | 4890T28270 | 39EF39 | OM00001695 | NA | Penthouse | (SUPPLY) 3-B78, (RETURN) (2) A75 | (8) 24X24X2, (20) 20X24X2, (4) 12X24X2, (1) 12X20X2 | CHILLED WATER | 30 / 10 | 460/460 | 74/25 | Electric | 3 | NA | NA | \Classifications\Building System Class\D30-HVAC Systems\D3040 - Distribution SYS\Air Handling Unit - AHU | EQ-1002369
33-A3 | 33-A3 Hall of Justice | 33-A3-D3041-110-AHU05 | AHU #3 | Redi Controls | 4898T28336 | 39ED4828336 | OM00001697 | na | Penthouse | 3 - B86 / 2B86 | (12) 16X24X2, (3) 18X24X2, (9) 20X24X2 | NA | 30 / 10 | 460 / 460 | DNA | Electric | 3 | NA | NA | \Classifications\Building System Class\D30-HVAC Systems\D3040 - Distribution SYS\Air Handling Unit - AHU | EQ-1002371
33-A3 | 33-A3 Hall of Justice | 33-A3-D3041-110-AHU07 | AHU #4 | CARRIER | 4890T28354 | 39ED4828354 | OM00001699 | DNA | Penthouse | 3 - B86 / (2) B84 | (12) 16X24X2, (3) 18X24X2, (9) 20X24X2 | NA | 30 / 20 | 460 / 460 | NA | ELECTRIC | 3 | NA | NA | \Classifications\Building System Class\D30-HVAC Systems\D3040 - Distribution SYS\Air Handling Unit - AHU | EQ-1002373
33-A3 | 33-A3 Hall of Justice | 33-A3-D3041-110-AHU09 | AHU #5 | CARRIER | 4890T28352 | 28C41124MA1126-K | OM00001701 | na | Penthouse | 3 - B86 / (2) B86 | (12) 16X24X2, (3) 18X24X2, (9) 20X24X2 | CHILLED WATER | NA | 460/460 | 74/13.3 | Electric | 3 | NA | NA | \Classifications\Building System Class\D30-HVAC Systems\D3040 - Distribution SYS\Air Handling Unit - AHU | EQ-1002375
33-A3 | 33-A3 Hall of Justice | 33-A3-D3041-110-AHU11 | Air Handler Unit #6 | CARRIER | 5090T12888 | 39LD1102GA5131R | OM00001703 | DNA | Penthouse | 1- A38 | (3) 16 x 16 x 2, (6) - 16 x 20 x 2 | CHILLED WATER | 5 | 460 | 7.2 | Electric | 3 | NA | NA | \Classifications\Building System Class\D30-HVAC Systems\D3040 - Distribution SYS\Air Handling Unit - AHU | EQ-1002377
33-A3 | 33-A3 Hall of Justice | 33-A3-D3041-110-AHU12 | AHU #7 Supply Air Modular Unit | Ceramic Cooling Tower | S4890T28338 | 39EF4828338 | OM00001704 | DNA | Penthouse | (3) B86 / (2) B86 | (12) 16X24X2, (3) 18X24X2, (9) 20X24X2 | NA | 30 / 10 | 460 / 460 | 83 / 13.3 | Electric | 3 | NA | NA | \Classifications\Building System Class\D30-HVAC Systems\D3040 - Distribution SYS\Air Handling Unit - AHU | EQ-1002378
33-A3 | 33-A3 Hall of Justice | 33-A3-D3040-120-FCU01 | Fan Coil Unit #1 | MAGIC AIR | 910418285 | 36-BHW-6LM | OM00001706 | NA | Penthouse | 1 - A37 | 1 - 16 x 16 x 1 1 - 16 x 20 x 1 | na | na | 120 | na | na | 1 | na | na | \Classifications\Building System Class\D30-HVAC Systems\D3040 - Distribution SYS\Fan Coil Unit - FCU | EQ-1002380
33-A3 | 33-A3 Hall of Justice | 33-A3-D3040-120-FCU02 | Fan Coil Unit #2 | MAGIC AIR | 910418284 | 36-BHW-6LM | OM00001707 | DNA | PENTHOUSE | 1 - A36 | (1) 16 x 16 x 1, (1) 16 x 20 x 1 | NA | 1/3 | 208/230 | 1.8/1.6 | Electric | 1 | NA | NA | \Classifications\Building System Class\D30-HVAC Systems\D3040 - Distribution SYS\Fan Coil Unit - FCU | EQ-1002381
33-A3 | 33-A3 Hall of Justice | 33-A3-D3040-120-FCU03 | Fan Coil Unit #3 | Russell | 910216328 | 60-BHW-6LM | OM00001708 | na | PENTHOUSE W UPPER LEVEL | 1 - A46 | (1) 20 x 20 x 2, (1) 20 x 25 x 2 | CHILLED WATER | 1/2 | 115 | 7.2 | Electric | 1 | NA | NA | \Classifications\Building System Class\D30-HVAC Systems\D3040 - Distribution SYS\Fan Coil Unit - FCU | EQ-1002382
33-A3 | 33-A3 Hall of Justice | 33-A3-D3041-230-RFN02 | Return Fan - Variable Speed Drive #1 | Mitsubishi | na | V00802 | na | na | na | na | na | na | na | 460 | na | na | 3 | na | na | \Classifications\Building System Class\D30-HVAC Systems\D3040 - Distribution SYS\Supply/Exhaust/Return fans- FAN | EQ-1002384
33-A3 | 33-A3 Hall of Justice | 33-A3-D3031-130-CLR02 | Chiller #2, Water Cooled Centrifugal | CARRIER | 0491J44046 | 19DK61314CM | OM00001721 | DNA | Chiller Room | NA | NA | R-11 | NA | 460 | NA | NA | 3 | NA | NA | \Classifications\Building System Class\D30-HVAC Systems\D3030 - Cooling SYS\Chiller, Water Cooled - CLR | EQ-1002395
33-A3 | 33-A3 Hall of Justice | 33-A3-D3031-130-CLR03 | Chiller #3, Pony Chiller, Air Cooled Reciprocating | YORK | RLFM1203AA | YCAZ33BA3-46PA | OM00001722 | na | East Exterior of Building | NA | NA | R-22 | DNA | 460 | 20 | Electric | 3 | NA | NA | \Classifications\Building System Class\D30-HVAC Systems\D3030 - Cooling SYS\Chiller, Water Cooled - CLR | EQ-1002396
33-A3 | 33-A3 Hall of Justice | 33-A3-D3030-110-CTW01 | Cooling Tower #1 | CERAMIC COOLING TOWER CO | CT-1580 | CT-1212 | OM00001731 | DNA | EAST SIDE OF BUILDING | NA | NA | NA | DNA | 460 | DNA | ELECTRIC | 3 | NA | NA | \Classifications\Building System Class\D30-HVAC Systems\D3030 - Cooling SYS\Cooling Tower - CTW | EQ-1002401
33-A3 | 33-A3 Hall of Justice | 33-A3-D3030-110-CTW02 | Cooling Tower #2 | CERAMIC COOLING TOWER CO | CH580 | CT-1212 | OM00001732 | DNA | Cooling Tower Skid | NA | NA | NA | NA | 460 | NA | NA | 3 | NA | NA | \Classifications\Building System Class\D30-HVAC Systems\D3030 - Cooling SYS\Cooling Tower - CTW | EQ-1002402
33-A3 | 33-A3 Hall of Justice | 33-A3-D3031-100-PCH03 | Cooling Tower Pump #1 | PEERLESS | 15TG12LD | 8X8X12 | OM00030225 | DNA | E SIDE OF BUILDING | NA | NA | NA | 20 | 460 | 24.3 | Electric | 3 | NA | NA | \Classifications\Building System Class\D30-HVAC Systems\D3030 - Cooling SYS\Chilled Water Pump - PCH | EQ-1002403
33-A3 | 33-A3 Hall of Justice | 33-A3-D3031-100-PCH04 | Cooling Tower Pump #2 | PEERLESS | 151912ID | 8X8X12 | OM00030226 | DNA | E SIDE OF BUILDING | NA | NA | NA | 20 | 460 | 25.6 | ELECTRIC | 3 | NA | NA | \Classifications\Building System Class\D30-HVAC Systems\D3030 - Cooling SYS\Chilled Water Pump - PCH | EQ-1002404
33-A3 | 33-A3 Hall of Justice | 33-A3-D3050-250-ACU05 | SPLIT SYSTEM ACU05 | CARRIER | 2206X92510 | 38HDR048-51 | OM00001916 |  | E Side of Bldg | NA | NA | R-22 | 114 (review) | 460 | 21 | na | 3 | na | na | \Classifications\Building System Class\D30-HVAC Systems\D3050 - Package SYS\Air Conditioning,Split System - ACU | EQ-1002407
33-A3 | 33-A3 Hall of Justice | 33-A3-D3050-250-ACU01 | Ductless Fan Coil (Telephone Room) | Liebert | 0824c12265 | CSF205-A | OM00001913 |  | E SECURE HALLWAY | B36 (1) | (1) 28.5 X 29.5 X 4 | R-22 | NA | 460 | 4.2 | NA | 3 | NA | NA | \Classifications\Building System Class\D30-HVAC Systems\D3050 - Package SYS\Air Conditioning,Split System - ACU | EQ-1002408
33-A3 | 33-A3 Hall of Justice | 33-A3-D3050-250-ACU04 | SPLIT SYSTEM | Mitsubishi Electric | DNA | PU-18G6.US | OM00001736 |  | Cond. Unit Enclosure | NA | NA | R-22 | DNA | 208/230 | 16 | na | 3 | na | na | \Classifications\Building System Class\D30-HVAC Systems\D3050 - Package SYS\Air Conditioning,Split System - ACU | EQ-1002409
33-A3 | 33-A3 Hall of Justice | 33-A3-D3050-250-ACU02 | Ductless Fan Coil (Electrical Room) | Liebert | 0824c12258 | CSF205-A | OM00001914 |  | E SECURE HALLWAY | B36 (1) | (1) 28.5 X 29.5 X 4 | R-22 | NA | 460 | 4.2 | NA | 3 | NA | NA | \Classifications\Building System Class\D30-HVAC Systems\D3050 - Package SYS\Air Conditioning,Split System - ACU | EQ-1002410
33-A3 | 33-A3 Hall of Justice | 33-A3-D3044-125-PHW05 | Hot Water Circulating Pump (P-5) | PEERLESS | 9047438 P-6 | 840 | OM00001741 | na | BOILER ROOM | NA | NA | NA | DNA | 460 | 11.4 | Electric | 3 | NA | NA | \Classifications\Building System Class\D30-HVAC Systems\D3040 - Distribution SYS\Hot Water Pump - PHW | EQ-1002412
33-A3 | 33-A3 Hall of Justice | 33-A3-D3044-125-PHW06 | Hot Water Circulating Pump (P-6) | Cerberus Protronics | DNA | DNA | OM00001742 | DNA | BOILER ROOM | NA | NA | NA | NA | 460 | NA | Electric | 3 | NA | NA | \Classifications\Building System Class\D30-HVAC Systems\D3040 - Distribution SYS\Hot Water Pump - PHW | EQ-1002413
33-A3 | 33-A3 Hall of Justice | 33-A3-D2022-260-HWG01 | Domestic Water Heater | HYDROJET | ZK3858058 | 100T8883N | OM00001744 | DNA | Boiler Room | NA | NA | NA | NA | NA | NA | GAS | NA | 85000 | NA | \Classifications\Building System Class\D20-Plumbing\D2020 - Domestic Water\Domestic Water Heater, Gas - HWG | EQ-1002414
33-A3 | 33-A3 Hall of Justice | 33-A3-D2023-310-HWP07 | Domestic Water Booster Pumps | AURORA | 9702614 | 341A-BF | OM00001933 | na | S BASEMENT NEAR ELEVATOR #5 | NA | NA | NA | 5 | 460 | 10 | Electric | 3 | NA | NA | \Classifications\Building System Class\D20-Plumbing\D2020 - Domestic Water\Domestic Hot Water Circulating Pump - HWP | EQ-1002415
33-A3 | 33-A3 Hall of Justice | 33-A3-D5010-200-ESD01 | MAIN ELECTRICAL SWITCHGEAR | SQUARE D | DNA | C-379322 | OM00000444 |  | E SECURED HALL | NA | NA | NA | DNA | 480/272 | 1000 | Electric | 3 | NA | NA | \Classifications\Building System Class\D50-Electrical SYS\D5010 - Elec Service & Dist\Electical Service and Distribution - ESD | EQ-1002417
33-A3 | 33-A3 Hall of Justice | 33-A3-D5092-210-GEN01 | Emergency Generator | MAGNA MAX | WK3729412 | 573RSL2052 | OM00001751 | naDNA | E LOADING DOCK | NA | NA | NA | 1095 | 4850 | 1052 | Diesel | 3 | NA | NA | \Classifications\Building System Class\D50-Electrical SYS\D5090 - Elec SYS\Emergency Generator - GEN | EQ-1002418
33-A3 | 33-A3 Hall of Justice | 33-A3-G3063-100-DAT01 | Day Tank #1 | SIMPLEX | 43870 | SST 25B | OM00001753 | DNA | E SIDE OF BUILDING | NA | NA | NA | DNA | DNA | DNA | Diesel | DNA | NA | NA | \Classifications\Building System Class\G30-Site Mechanical Utilities\G3060 - Fuel Distribution\Tank, Fuel Storage Day - DAT | EQ-1002419
33-A3 | 33-A3 Hall of Justice | 33-A3-G3063-100-DAT02 | Day Tank #2 | PYRO | 09843106 | PY75UL | OM00030221 | NA | E SIDE OF BUILDING | NA | NA | NA | DNA | DNA | DNA | Diesel | DNA | NA | NA | \Classifications\Building System Class\G30-Site Mechanical Utilities\G3060 - Fuel Distribution\Tank, Fuel Storage Day - DAT | EQ-1002420
33-A3 | 33-A3 Hall of Justice | 33-A3-G3063-100-AST01 | Above Ground Diesel Storage Tank | CONTANIMENT SOLUTIONS | DNA | LP2500 | OM00001758 | DNA | E LOADING DOCK | NA | NA | NA | NA | NA | NA | Diesel | NA | NA | NA | \Classifications\Building System Class\G30-Site Mechanical Utilities\G3060 - Fuel Distribution\Tank, Fuel Storage, Above Ground - AST | EQ-1002424
33-A3 | 33-A3 Hall of Justice | 33-A3-D1010-100-ELE01 | Elevator #1 | DOVER | VE-1-261-VE | 5CD1742C700A700 | OM00001759 | State ID# 101741 | Elevator Machinery Room, Penthouse | NA | NA | NA | 27 | 460 | 45.4 | Electric | 3 | NA | NA | \Classifications\Building System Class\D10-Conveyance Systems\D1010 - Elevator\Elevator,Electric,Pass/Freight - ELE | EQ-1002425
33-A3 | 33-A3 Hall of Justice | 33-A3-D1010-100-ELE02 | Elevator #2 | DOVER | re-1-441 re | 5cd1742c700a700 | OM00001760 | State ID# 101742 | Elevator Machinery Room, Penthouse | NA | NA | NA | 27 | 460 | 45.4 | Electric | 3 | NA | NA | \Classifications\Building System Class\D10-Conveyance Systems\D1010 - Elevator\Elevator,Electric,Pass/Freight - ELE | EQ-1002426
33-A3 | 33-A3 Hall of Justice | 33-A3-D1010-100-ELE03 | Elevator #3 | DOVER | VE-1-302-VE | 5CD1742C700A700 | OM00001761 | State ID# 101732 | Elevator Machinery Room, Penthouse | NA | NA | NA | 27 | 460 | 45.4 | Electric | 3 | NA | NA | \Classifications\Building System Class\D10-Conveyance Systems\D1010 - Elevator\Elevator,Electric,Pass/Freight - ELE | EQ-1002427
33-A3 | 33-A3 Hall of Justice | 33-A3-D1010-100-ELE04 | Elevator #4 | DOVER | PF-8-2633-RF | 50D1742C700A700 | OM00001762 | State ID# 101744 | Elevator Machinery Room, Penthouse | NA | NA | NA | 27 | 460 | 45.4 | Electric | 3 | NA | NA | \Classifications\Building System Class\D10-Conveyance Systems\D1010 - Elevator\Elevator,Electric,Pass/Freight - ELE | EQ-1002428
33-A3 | 33-A3 Hall of Justice | 33-A3-D1010-100-ELE05 | Elevator #5 | DOVER | VE-1-479-VE | DCD1742C700A700 | OM00001763 | State ID# 101768 | Elevator Machinery Room, Penthouse | NA | NA | NA | 27 | 460 | 45.4 | Electric | 3 | NA | NA | \Classifications\Building System Class\D10-Conveyance Systems\D1010 - Elevator\Elevator,Electric,Pass/Freight - ELE | EQ-1002429
33-A3 | 33-A3 Hall of Justice | 33-A3-D1010-100-ELE06 | Elevator #6 | DOVER | DNA | DNA | OM00001764 | State ID# 101779 | Elevator Machinery Room, Penthouse | NA | NA | NA | 27 | 460 | 45.4 | ELECTRIC | 3 | NA | NA | \Classifications\Building System Class\D10-Conveyance Systems\D1010 - Elevator\Elevator,Electric,Pass/Freight - ELE | EQ-1002430
33-A3 | 33-A3 Hall of Justice | 33-A3-D1010-100-ELE07 | Elevator #7 | DOVER | 519864 | CB6407 | OM00001765 | State ID# 101769 | Elevator Machinery Room, Penthouse | NA | NA | NA | 27 | 460 | 93 | Electric | 3 | NA | NA | \Classifications\Building System Class\D10-Conveyance Systems\D1010 - Elevator\Elevator,Electric,Pass/Freight - ELE | EQ-1002431
33-A3 | 33-A3 Hall of Justice | 33-A3-D1010-100-ELE08 | Elevator #8 INMATE ELEVATOR | DNA | 519484 | 288EDH027A650 | OM00001766 | State ID# 101780 | Elevator Machinery Room, Penthouse | NA | NA | NA | 27 | 240 | 93 | Electric | 3 | NA | NA | \Classifications\Building System Class\D10-Conveyance Systems\D1010 - Elevator\Elevator,Electric,Pass/Freight - ELE | EQ-1002432
33-A3 | 33-A3 Hall of Justice | 33-A3-D4094-450-SFM01 | Halon Fire Protection System | BERBERUS PYROTRONICS | DNA | SYSTEM 3 | OM00001768 | NA | E SECURE HALLWAY | NA | NA | NA | NA | 115 | DNA | Electric | 1 | NA | NA | \Classifications\Building System Class\D40-Fire Protection SYS\D4090 - Other Fire Protection Systems\Fire Suppression, Gaseous - SFM | EQ-1002433
33-A3 | 33-A3 Hall of Justice | 33-A3-D4022-210-JPM08 | Jockey Pump | CRANE | C1301980-0607 | 111569 | OM00001770 | DNA | S BASEMENT OFF ELV #5 | NA | NA | NA | 1 1/2 | 460 | 2.5 | Electric | 3 | NA | NA | \Classifications\Building System Class\D40-Fire Protection SYS\D4020 - Stand Pipe\Jockey Pump - JPM | EQ-1002434
33-A3 | 33-A3 Hall of Justice | 33-A3-D3041-210-SFN14 | Run to Failure Supply Fan-SFN14 Stairwell Pressurization Fan #1 | na | na | na | na | na | na | na | na | na | 2 | 460 | na | na | 3 | na | na | \Classifications\Building System Class\D30-HVAC Systems\D3040 - Distribution SYS\Supply/Exhaust/Return fans- FAN | EQ-1002435
33-A3 | 33-A3 Hall of Justice | 33-A3-D3041-210-SFN15 | Run To Failure Supply Fan-SFN15 Stairwell Pressurization Fan #2 | na | 90K01797 | TAB-24-15 | na | na | na | na | na | na | 2 | 460 | na | na | 3 | na | na | \Classifications\Building System Class\D30-HVAC Systems\D3040 - Distribution SYS\Supply/Exhaust/Return fans- FAN | EQ-1002436
33-A3 | 33-A3 Hall of Justice | 33-A3-D3041-210-SFN16 | Supply Fan-SFN16 Stairwell Pressurization Fan #3 | Elite | na | na | na | na | na | na | na | na | na | 460 | na | na | 3 | na | na | \Classifications\Building System Class\D30-HVAC Systems\D3040 - Distribution SYS\Supply/Exhaust/Return fans- FAN | EQ-1002437
33-A3 | 33-A3 Hall of Justice | 33-A3-D3041-210-SFN17 | Supply Fan-SFN17 Stairwell Pressurization Fan #4 | GREENHECK | 90K01798 | TAB-24-20 | OM00001774 | NA | PENTHOUSE | NA | NA | NA | 2 | 460 | 3.1 | Electric | 3 | NA | NA | \Classifications\Building System Class\D30-HVAC Systems\D3040 - Distribution SYS\Supply/Exhaust/Return fans- FAN | EQ-1002438
33-A3 | 33-A3 Hall of Justice | 33-A3-D3041-210-SFN18 | Supply Fan-SFN18 Stairwell Pressurization Fan #5 | na | 90K01799 | TAB-24-20 | na | na | na | na | na | na | na | 460 | na | na | 3 | na | na | \Classifications\Building System Class\D30-HVAC Systems\D3040 - Distribution SYS\Supply/Exhaust/Return fans- FAN | EQ-1002439
33-A3 | 33-A3 Hall of Justice | 33-A3-D3042-220-EFN19 | Exhaust Fan #1 | GREENHECK | 90K01786 | SK13-25-50 | OM00001776 | na | Chiller Room Penthouse | (2)- AX80 | NA | NA | 5 | 460 | na | na | 3 | na | na | \Classifications\Building System Class\D30-HVAC Systems\D3040 - Distribution SYS\Supply/Exhaust/Return fans- FAN | EQ-1002440
33-A3 | 33-A3 Hall of Justice | 33-A3-D3042-220-EFN20 | Exhaust Fan #2 | GREENHECK | 90K01789 | 5FB-15-20 | OM00001777 | na | Penthouse | 1 - A40 | na | na | 2 | 460 | 2.1 | na | 3 | na | na | \Classifications\Building System Class\D30-HVAC Systems\D3040 - Distribution SYS\Supply/Exhaust/Return fans- FAN | EQ-1002441
33-A3 | 33-A3 Hall of Justice | 33-A3-D3042-220-EFN21 | Exhaust Fan #3 | GREENHECK | 90K01790 | 5FB-15-15 | OM00001778 | na | Penthouse | 1 - A39 | na | na | 2 | 460 | 3.1 | na | 3 | na | na | \Classifications\Building System Class\D30-HVAC Systems\D3040 - Distribution SYS\Supply/Exhaust/Return fans- FAN | EQ-1002442
33-A3 | 33-A3 Hall of Justice | 33-A3-D3042-220-EFN22 | Exhaust Fan #4 | GREENHECK | 90K01791 | 5FB-15-20 | OM00001779 | na | Penthouse | 1 - A39 | na | na | 2 | 460 | 3.1 | na | 3 | na | na | \Classifications\Building System Class\D30-HVAC Systems\D3040 - Distribution SYS\Supply/Exhaust/Return fans- FAN | EQ-1002443
33-A3 | 33-A3 Hall of Justice | 33-A3-D3042-220-EFN23 | Exhaust Fan #5 | DNA | 90K01792 | 5FB-15-20 | OM00001780 | na | Penthouse | 1 - A39 | na | na | 2 | 460 | 3.1 | na | 3 | na | na | \Classifications\Building System Class\D30-HVAC Systems\D3040 - Distribution SYS\Supply/Exhaust/Return fans- FAN | EQ-1002444
33-A3 | 33-A3 Hall of Justice | 33-A3-D2018-100-DKF01 | Drinking Fountain #1 | na | na | na | na | na | na | na | na | R-22 | na | 120 | na | na | 1 | na | na | \Classifications\Building System Class\D20-Plumbing\D2010 - Plumb Fix\Drink Fountain (Refr Indvl Wtrcooler) - DKF | EQ-1002446
33-A3 | 33-A3 Hall of Justice | 33-A3-D2018-100-DKF02 | Drinking Fountain #2 | na | na | na | na | na | na | na | na | R-22 | na | 120 | na | na | 1 | na | na | \Classifications\Building System Class\D20-Plumbing\D2010 - Plumb Fix\Drink Fountain (Refr Indvl Wtrcooler) - DKF | EQ-1002447
33-A3 | 33-A3 Hall of Justice | 33-A3-D2018-100-DKF03 | Drinking Fountain #3 | na | na | na | na | na | na | na | na | R-22 | na | 120 | na | na | 1 | na | na | \Classifications\Building System Class\D20-Plumbing\D2010 - Plumb Fix\Drink Fountain (Refr Indvl Wtrcooler) - DKF | EQ-1002448
33-A3 | 33-A3 Hall of Justice | 33-A3-D2018-100-DKF04 | Drinking Fountain #4 | na | na | na | na | na | na | na | na | R-22 | na | 120 | na | na | 1 | na | na | \Classifications\Building System Class\D20-Plumbing\D2010 - Plumb Fix\Drink Fountain (Refr Indvl Wtrcooler) - DKF | EQ-1002449
33-A3 | 33-A3 Hall of Justice | 33-A3-D2018-100-DKF05 | Drinking Fountain #5 | na | na | na | na | na | na | na | na | R-22 | na | 120 | na | na | 1 | na | na | \Classifications\Building System Class\D20-Plumbing\D2010 - Plumb Fix\Drink Fountain (Refr Indvl Wtrcooler) - DKF | EQ-1002450
33-A3 | 33-A3 Hall of Justice | 33-A3-D2018-100-DKF06 | Drinking Fountain #6 | na | na | na | na | na | na | na | na | R-22 | na | 120 | na | na | 1 | na | na | \Classifications\Building System Class\D20-Plumbing\D2010 - Plumb Fix\Drink Fountain (Refr Indvl Wtrcooler) - DKF | EQ-1002451
33-A3 | 33-A3 Hall of Justice | 33-A3-E1092-100-TCP01 | Trash Compactor | DNA | 81491 SNRC | Olimpic 5 | OM00001789 | DNA | OUTSIDE E LOADING DOCK | NA | NA | NA | DNA | 208 | 3 | ELECTRIC | 1 | NA | NA | \Classifications\Building System Class\E10-Equipment\E1090 - Other Equipment\Trash Compactor - TCP | EQ-1002452
33-A3 | 33-A3 Hall of Justice | 33-A3-D3040-120-FCU04 | Fan Coil Unit #4 | Magic Aire | 910317786 | 24-BHW-6 LM | OM00001808 | NA | PENTHOUSE W SIDE UPPER LEVEL | 1 - A37 | 1 - 16 x 25 x 1 | NA | 1/3 | 208/230 | 1.8/1.6 | Electric | 1 | NA | NA | \Classifications\Building System Class\D30-HVAC Systems\D3040 - Distribution SYS\Fan Coil Unit - FCU | EQ-1002458
33-A3 | 33-A3 Hall of Justice | 33-A3-D3068-100-BAS01 | Building Automation System | Schneider Electric | DNA | DNA | OM00030211 | DNA | 146 E SIDE OF BUILDING | NA | NA | NA | NA | NA | NA | ELECTRIC | NA | NA | NA | \Classifications\Building System Class\D30-HVAC Systems\D3060 - Control & Inst Air\Building Automation System - BAS | EQ-1002459
33-A3 | 33-A3 Hall of Justice | 33-A3-D5037-710-FAP01 | Fire Alarm Panel | honeywell | DNA | 14505157-001 | OM00001767 | na | Secued Hallway | NA | NA | NA | NA | 115 | NA | NA | 1 | NA | 4,742 | \Classifications\Building System Class\D50-Electrical SYS\D5030 - Comm & Security\Fire Alarm Panel - FAP | EQ-1002462
33-A3 | 33-A3 Hall of Justice | 33-A3-D2030-410-PMS01 | Sewage Ejector Pump | DNA | DNA | DNA | OM00030215 | NA | N HOLDING | 1989 | NA | NA | NA | DNA | DNA | ELECTRIC | DNA | NA | NA | \Classifications\Building System Class\D20-Plumbing\D2030 - Sani Waste\Sewage Ejector Pump - PMS | EQ-1002463
33-A3 | 33-A3 Hall of Justice | 33-A3-D2023-100-BFP08 | Landscape Back Flow Preventor BFP08 | FEBCO | J014696 | 825Y | OM00030220 | Premise#:161143 Meter#: 342D | OUTSIDE NEAR JUDGES PARKING LOT | NA | NA | NA | NA | NA | NA | NA | NA | NA | NA | \Classifications\Building System Class\D20-Plumbing\D2020 - Domestic Water\Backflow Preventer - BFP | EQ-1002465
33-A3 | 33-A3 Hall of Justice | 33-A3-G2023-150-PEG01 | Gate Opener #1 | ELITE | 2706N0010 | CSW200UL3 | OM00001799 | NA | E SIDE OF BUILDING | NA | NA | NA | 1/2 | 120 | 4 | ELECTRIC | 1 | NA | 9,100 | \Classifications\Building System Class\G20-Other Systems\G2020 - Parking Lots\Secured Parking Gate - PEG | EQ-1002467
33-A3 | 33-A3 Hall of Justice | 33-A3-G2023-150-PEG02 | Gate Opener #2 | ELITE | 2806N0414 | 2806N0414 | OM00001800 | DNA | NEAR JUDGES PARKING LOT | NA | NA | NA | 1/2 | 120 | 4 | ELECTRIC | 1 | NA | NA | \Classifications\Building System Class\G20-Other Systems\G2020 - Parking Lots\Secured Parking Gate - PEG | EQ-1002468
33-A3 | 33-A3 Hall of Justice | 33-A3-D4031-100-FEX57 | Fire Extinguishers | NA | NA | NA | OM00030233 |  | ALL FLOORS | NA | NA | NA | NA | NA | NA | NA | NA | NA | NA | \Classifications\Building System Class\D40-Fire Protection SYS\D4030 - FIRE SPEC\Fire Extinguisher - FEX | EQ-1002469
33-A3 | 33-A3 Hall of Justice | 33-A3-D2023-100-CTY03 | Boiler Room Backflow Preventor BFP03 (This is not permitted by the city) | Watts | 10233 | QT | OM00001805 |  | BEHIND WATER HEATER | NA | NA | NA | NA | NA | NA | NA | NA | NA | NA | \Classifications\Building System Class\D20-Plumbing\D2020 - Domestic Water\Backflow Preventer - BFP | EQ-1002471
33-A3 | 33-A3 Hall of Justice | 33-A3-D2023-100-CTY04 | Chiller room Backflow Preventor BFP04 (This is not permitted by the city) | Watts | 009 QT | 11122 | OM00001806 |  | S WALL OF CHILLER ROOM | NA | NA | NA | NA | NA | NA | NA | NA | NA | NA | \Classifications\Building System Class\D20-Plumbing\D2020 - Domestic Water\Backflow Preventer - BFP | EQ-1002472
33-A3 | 33-A3 Hall of Justice | 33-A3-D5092-250-EML11 | LIGHT, EMERGENCY, HARDWIRED SYSTEM & BATTERY POWERED EXIT SIGNS | NA | NA | NA | OM00030232 |  | NA | NA | NA | NA | NA | DNA | DNA | ELECTRIC | DNA | NA | NA | \Classifications\Building System Class\D50-Electrical SYS\D5090 - Elec SYS\Emergency And Exit Lighting - EML | EQ-1002560
33-A3 | 33-A3 Hall of Justice | 33-A3-B2034-400-DOH03 | ROLL UP DOOR | VORTEX | DNA | DNA | OM00030209 |  | WEST FACING WALL | NA | NA | NA | NA | NA | NA | NA | NA | NA | NA | \Classifications\Building System Class\B20-General Building Exterior\B2030 - Exterior Doors\Door,Overhead-Shutter,Manual,Elec,Roll-up - DOH | EQ-1002565
33-A3 | 33-A3 Hall of Justice | 33-A3-D1013-310-WCL01 | Wheel Chair Lift | SOUTHWORTH | 93448 | LS0528 | OM00030227 | State ID# 143159 | ROOM 45 | NA | NA | NA | DNA | DNA | DNA | electric | 1 | NA | NA | \Classifications\Building System Class\D10-Conveyance Systems\D1010 - Elevator\Wheelchair Lift - WCL | EQ-1005584
33-A3 | 33-A3 Hall of Justice | 33-A3-D1013-310-WCL02 | Wheel Chair Lift | SOUTH WORTH | DNA | DNA | OM00001911 | State ID# 143158 | ROOM 65 | NA | NA | NA | DNA | DNA | DNA | electric | 1 | NA | NA | \Classifications\Building System Class\D10-Conveyance Systems\D1010 - Elevator\Wheelchair Lift - WCL | EQ-1005585
33-A3 | 33-A3 Hall of Justice | 33-A3-D1013-310-WCL03 | Wheel Chair Lift, Dept 55 - WCL03 | Hogan Ind. | VMW00051 | VMW | OM00001918 | State ID# 153765¦ Room 55 | Witness Stand | NA | NA | NA | DNA | DNA | DNA | electric | 1 | NA | NA | \Classifications\Building System Class\D10-Conveyance Systems\D1010 - Elevator\Wheelchair Lift - WCL | EQ-1005586
33-A3 | 33-A3 Hall of Justice | 33-A3-B2010-100-BLD01 | Building Structure | NA | NA | NA | OM00030230 | NA | NA | NA | NA | NA | NA | NA | NA | NA | NA | NA | NA | \Classifications\Building System Class\B20-General Building Exterior\B2010 - Exterior Walls\Building - BLD | EQ-1007301
33-A3 | 33-A3 Hall of Justice | 33-A3-B3010-100-RUF01 | Roofing Systems | NA | NA | NA | OM00030231 |  | NA | NA | NA | NA | NA | NA | NA | NA | NA | NA | NA | \Classifications\Building System Class\B30-Roofing\B3010 - Roof Types\Roof - RUF | EQ-1007478
33-A3 | 33-A3 Hall of Justice | 33-A3-D2023-100-BFP05 | Backflow Prevention Device - Fire Service - BFP05, DOWN STREAM OF METER | Wlkins | 2938431 | 975XL .75 inch Type-RP | OM00030216 | Premise#:161142 Meter#: 25-FZ/FS | SW OF BUILDING | NA | NA | NA | NA | NA | NA | NA | NA | NA | NA | \Classifications\Building System Class\D20-Plumbing\D2020 - Domestic Water\Backflow Preventer - BFP | 1010836
33-A3 | 33-A3 Hall of Justice | 33-A3-D2023-100-BFP07 | Backflow Prevention Device - BFP07 |  | 7736 - old SN 51165 |  |  | Premise#:161142 Meter#: 25-FZ/FS | Backwall right side of pergola | [10 empty] | \Classifications\Building System Class\D20-Plumbing\D2020 - Domestic Water\Backflow Preventer - BFP | 1011080
33-A3 | 33-A3 Hall of Justice | 33-A3-D4022-210-FSG01 | Fire Pump | Ingersoll Rand | NA | 10MAF | DNA | NA | Server Room | NA | NA | NA | NA | 460 | NA | NA | 3 | NA | NA | \Classifications\Building System Class\D40-Fire Protection SYS\D4020 - Stand Pipe\Pump,Fire,Electric Motor Driven - FSG | 1011281
33-A3 | 33-A3 Hall of Justice | 33-A3-B2034-400-DOH01 | OVERHEAD DOOR (MANUAL) | DNA | DNA | DNA | OM00030238 |  | MAINT SHOP | NA | NA | NA | NA | NA | NA | NA | NA | NA | NA | \Classifications\Building System Class\B20-General Building Exterior\B2030 - Exterior Doors\Door,Overhead-Shutter,Manual,Elec,Roll-up - DOH | 1012188
33-A3 | 33-A3 Hall of Justice | 33-A3-C1020-110-FRD01 | FIRE CURTAIN | COOKSON | DNA | FIRE FLY 3 PLUS | OM00030229 | DNA | 1ST FLOOR PUBLIC LOBBY | NA | NA | NA | NA | NA | NA | NA | NA | NA | NA | \Classifications\Building System Class\C10-General Building Interior\C1020 - Fire Doors\Fire Doors - FRD | 1012189
33-A3 | 33-A3 Hall of Justice | 33-A3-D2017-100-SHW01 | EYE WASH STATION | FEND-ALL | DNA | DNA | OM00030222 | DNA | E SIDE OF BUILDING | NA | NA | NA | NA | NA | NA | NA | NA | NA | NA | \Classifications\Building System Class\D20-Plumbing\D2010 - Plumb Fix\Showers - SHW | 1012190
33-A3 | 33-A3 Hall of Justice | 33-A3-D2017-100-SHW02 | EYE WASH STATION & SHOWER | DNA | DNA | DNA | OM00030224 | DNA | E LOADING DOCK | NA | NA | NA | NA | NA | NA | NA | NA | NA | NA | \Classifications\Building System Class\D20-Plumbing\D2010 - Plumb Fix\Showers - SHW | 1012191
33-A3 | 33-A3 Hall of Justice | 33-A3-D2030-150-MWL01 | MAIN BRANCH WASTE | DNA | DNA | DNA | OM00030239 | DNA | BASEMENT | NA | NA | NA | NA | NA | NA | NA | NA | NA | NA | \Classifications\Building System Class\D20-Plumbing\D2030 - Sani Waste\Main/Branch Waste System - MWL | 1012192
33-A3 | 33-A3 Hall of Justice | 33-A3-D2040-100-PSU01 | OVERFILL SUMP PUMP FOR FIRE WATER STORAGE TANK | DAYTON | DNA | 4CB57A | OM00030214 | DNA | S BASEMENT NEAR ELEVATOR #5 | NA | NA | NA | 1/2 | 115 | 8 | Electric | 1 | NA | NA | \Classifications\Building System Class\D20-Plumbing\D2040 - Rain Drain\Sump Pump - PSU | 1012193
33-A3 | 33-A3 Hall of Justice | 33-A3-D3030-310-CTF01 | COOLING TOWER SAND FILTER | PEP | 012735 | SMF24A | OM00001733 | DNA | E SIDE OF BUILDING | NA | NA | NA | 1.5 | 460 | 2.7 | Electric | 3 | NA | NA | \Classifications\Building System Class\D30-HVAC Systems\D3030 - Cooling SYS\Cooling Tower Filter - CTF | 1012194
33-A3 | 33-A3 Hall of Justice | 33-A3-D2090-230-WIP01 | WATER TREATMENT PUMP | AQUATRAC INSTRUMENTS INC | DNA | SMART FLEX | OM00030223 | DNA | E LOADING DOCK | NA | NA | NA | DNA | 115 | DNA | Electric | 1 | NA | NA | \Classifications\Building System Class\D20-Plumbing\D2090 - Other Plumbing SYS\Water Treatment Inhibitor Pump - WIP | 1012195
33-A3 | 33-A3 Hall of Justice | 33-A3-D3041-160-FDP01 | FIRE DAMPERS | DNA | DNA | DNA | OM00030237 | DNA | NA | NA | NA | NA | NA | DNA | DNA | Electric | DNA | NA | NA | \Classifications\Building System Class\D30-HVAC Systems\D3040 - Distribution SYS\Fire Dampers - FDP | 1012196
33-A3 | 33-A3 Hall of Justice | 33-A3-D3050-250-ACU03 | A/C SPLIT SYSTEM #3 FOR MAIN SERVER ROOM | LIEBERT | 0824C12273 | CSF205-A | OM00001915 |  | E SECURE HALLWAY | B36 (1) | (1) 28.5X29.5X4 | R-22 | DNA | 460 | 4.2 | Electric | 3 | NA | NA | \Classifications\Building System Class\D30-HVAC Systems\D3050 - Package SYS\Air Conditioning,Split System - ACU | 1012197
33-A3 | 33-A3 Hall of Justice | 33-A3-D3050-310-HPU01 | HEAT PUMP | CARRIER | 4208E03348 | 24HCB348A500 | OM00016473 | DNA | E SIDE OF BUILDING | NA | 16X24X1 | R-410A | DNA | 460 | 2 | Electric | 3 | NA | NA | \Classifications\Building System Class\D30-HVAC Systems\D3050 - Package SYS\Heat Pump,Air Cooled - HPU | 1012198
33-A3 | 33-A3 Hall of Justice | 33-A3-D3050-310-HPU02 | HEAT PUMP #2 | CARRIER | 4208E03349 | 24HCB348A500 | OM00016474 | DNA | E SIDE OF BUILDING | NA | (1) 16X24X1 | R-410A | DNA | 208/230 | 22.7 | Electric | 3 | NA | NA | \Classifications\Building System Class\D30-HVAC Systems\D3050 - Package SYS\Heat Pump,Air Cooled - HPU | 1012199
33-A3 | 33-A3 Hall of Justice | 33-A3-G3010-210-FWT01 | FIRE WATER STORAGE TANK | DNA | DNA | DNA | OM00030213 | DNA | S BASEMENT NEAR ELEVATOR #5 | NA | NA | NA | NA | NA | NA | NA | NA | NA | NA | \Classifications\Building System Class\G30-Site Mechanical Utilities\G3010 - Water Supply\Fire Water Tank - FWT | 1012200
33-A3 | 33-A3 Hall of Justice | 33-A3-D4010-150-FMS01 | FIRE MAIN STAND/ DELUGE PREACTION SYSTEM | STOCKHAM | DNA | DNA | OM00030212 | DNA | S BASEMENT NEAR ELEVATOR #5 | NA | NA | NA | NA | NA | NA | NA | NA | NA | NA | \Classifications\Building System Class\D40-Fire Protection SYS\D4010 - Sprinkler SYS\Fire Systems, stand pipes - FMS | 1012201
33-A3 | 33-A3 Hall of Justice | 33-A3-E1033-310-DLR01 | MANUAL LOADING DOCK LIFT | RITE HITE | M17930 | RH66 | OM00030228 | DNA | E SIDE OF BUILDING | NA | NA | NA | NA | NA | NA | NA | NA | NA | NA | \Classifications\Building System Class\E10-Equipment\E1030 - Vehicular Equipment\Loading Dock Equipment - DLR | 1012203
33-A3 | 33-A3 Hall of Justice | 33-A3-G2050-200-LSC01 | LANDSCAPING | DNA | DNA | NA | OM00030236 | DNA | OUTSIDE | NA | NA | NA | NA | NA | NA | NA | NA | NA | NA | \Classifications\Building System Class\G20-Other Systems\G2050 - Landscaping\Landscaping - LSC | 1012204
33-A3 | 33-A3 Hall of Justice | 33-A3-D5092-250-ELT48 | EXTERIOR LIGHTS | DNA | DNA | DNA | OM00030234 | DNA | OUTSIDE | NA | NA | NA | NA | DNA | DNA | Electric | DNA | NA | NA | \Classifications\Building System Class\D50-Electrical SYS\D5090 - Elec SYS\Exterior Lighting - ELT | 1012205
33-A3 | 33-A3 Hall of Justice | 33-A3-G2049-300-HSC01 | HARDSCAPE | DNA | DNA | NA | OM00030235 | DNA | OUTSIDE | NA | NA | NA | NA | NA | NA | NA | NA | NA | NA | \Classifications\Building System Class\G20-Other Systems\G2040 - Site Development\Hardscape - HSC | 1012206
33-A3 | 33-A3 Hall of Justice | 33-A3-D3021-130-BLR02 | Boiler | Lochinvar | J13H00256021 | PBN1501 | DNA | 560582 ¦154335 | Boiler room | NA | NA | NA | NA | NA |  | Natural gas |  | 1,500,000 | 1,260,000 | \Classifications\Building System Class\D30-HVAC Systems\D3020 - Heat SYS\Boiler,Hot Water,Oil/Gas/Comb. - BLR | 1017286
33-A3 | 33-A3 Hall of Justice | 33-A3-D3021-130-BLR03 | Boiler | Lochinvar | J13H00256022 | PBN1501 | DNA | 560583 | Boiler room | NA | NA | NA | NA | NA |  | Natural gas |  | 1,500,000 | 1,260,000 | \Classifications\Building System Class\D30-HVAC Systems\D3020 - Heat SYS\Boiler,Hot Water,Oil/Gas/Comb. - BLR | 1017287
33-A3 | 33-A3 Hall of Justice | 33-A3-D3021-130-BLR04 | Boiler | Lochinvar | J13H00256020 | PBN1501 | DNA | 560584 | Boiler room | NA | NA | NA | NA | NA |  | Natural gas |  | 1,500,000 | 1,260,000 | \Classifications\Building System Class\D30-HVAC Systems\D3020 - Heat SYS\Boiler,Hot Water,Oil/Gas/Comb. - BLR | 1017288
33-A3 | 33-A3 Hall of Justice | 33-A3-D2023-100-BFP09 | Domestic Water Backflow Preventer-Non Fire | Wilkins | 1544G | 375ASTR | OM00025767 | Premise#:161142 Meter#: 25-FZ/FS-15446 | Judge parking lot, south east corner | NA | NA | NA | NA | NA | NA | NA | NA | NA | NA | \Classifications\Building System Class\D20-Plumbing\D2020 - Domestic Water\Backflow Preventer - BFP | 1020335
33-A3 | 33-A3 Hall of Justice | 33-A3-D3031-100-PCH05 | Chilled water circulating pump (P-1 | WEG | 21MAR20161031658798 | 025180T3E284T | OM00025835 |  | Chiller room | NA | NA | NA | NA | DNA | 66.1-59.8, 36.1 | Electric | 3 | NA | NA | \Classifications\Building System Class\D30-HVAC Systems\D3030 - Cooling SYS\Chilled Water Pump - PCH | 1021512
33-A3 | 33-A3 Hall of Justice | 33-A3-D3031-100-PCH06 | Chilled water circulating pump (P-2) | WEG | 21MAR20161031658788 | 025180T3E284T | OM00025836 |  | Chiller room | NA | NA | NA | NA | DNA | 66.1-59.8, 36.1 | Electric | 3 | NA | NA | \Classifications\Building System Class\D30-HVAC Systems\D3030 - Cooling SYS\Chilled Water Pump - PCH | 1021513
33-A3 | 33-A3 Hall of Justice | 33-A3-D3031-130-CLR04 | Chiller #1 | York | SEDM-571030 | YMC2 | OM00025834 |  | Chiller room | NA | NA | R-134a | NA | 460 | 230 | Electric | 3 | NA | NA | \Classifications\Building System Class\D30-HVAC Systems\D3030 - Cooling SYS\Chiller, Water Cooled - CLR | 1021514
33-A3 | 33-A3 Hall of Justice | 33-A3-D3060-100-RDS02 | Refrigerant Leak Detection system | Genisis International, Inc. | 16C-202-D3260G2.10 | Sherlock 202 | OM00025838 |  | Chiller room | NA | NA | NA | NA | DNA | DNA | DNA | DNA | NA | NA | \Classifications\Building System Class\D30-HVAC Systems\D3060 - Control & Inst Air\Refrigerant Leak Detection System - RDS | 1021515
33-A3 | 33-A3 Hall of Justice | 33-A3-D2023-100-BFP11 | Backflow Prevention Device-Fire System-BFP11 | Zurn Wilkins | 553H | 375ASTDAR | OM00025817 | 161142-25-FZ/FS | SW Corner of Main and 12th | NA | NA | NA | NA | NA | NA | NA | NA | NA | NA | \Classifications\Building System Class\D20-Plumbing\D2020 - Domestic Water\Backflow Preventer - BFP | 1022501
33-C1 | 33-C1 Larson Justice Center | 33-C1-D1010-100-ELE01 | Elevator #1 Passenger | Dover | N1N1 | DNA | OM00002936 | State ID# 108044 | Building Complex LOBBIES | NA | NA | NA | 30 | 460 | 39 | ELECTRIC | 3 | NA | NA | \Classifications\Building System Class\D10-Conveyance Systems\D1010 - Elevator\Elevator,Electric,Pass/Freight - ELE | EQ-1001985
33-C1 | 33-C1 Larson Justice Center | 33-C1-D1010-100-ELE02 | Elevator #2, Passenger | Dover | DNA | DNA | OM00002937 | State ID# 108045 | Building Complex LOBBIES | NA | NA | NA | 30 | 460 | 39 | ELECTRIC | 3 | NA | NA | \Classifications\Building System Class\D10-Conveyance Systems\D1010 - Elevator\Elevator,Electric,Pass/Freight - ELE | EQ-1001986
33-C1 | 33-C1 Larson Justice Center | 33-C1-D1010-100-ELE03 | Elevator #3, Passenger | Dover | DNA | DNA | OM00002938 | State ID# 108046 | Building Complex | NA | NA | NA | 30 | 460 | 39 | NA | 3 | NA | NA | \Classifications\Building System Class\D10-Conveyance Systems\D1010 - Elevator\Elevator,Electric,Pass/Freight - ELE | EQ-1001987
33-C1 | 33-C1 Larson Justice Center | 33-C1-D1010-100-ELE04 | Elevator #4, Passenger | Dover | DNA | DNA | OM00002876 | State ID# 108047 | Building Complex | NA | NA | NA | DNA | DNA | DNA | ELECTRIC | DNA | NA | NA | \Classifications\Building System Class\D10-Conveyance Systems\D1010 - Elevator\Elevator,Electric,Pass/Freight - ELE | EQ-1001988
33-C1 | 33-C1 Larson Justice Center | 33-C1-D1010-100-ELE08 | Elevator #8, Judge's | Dover | DNA | DNA | OM00002940 | State ID# 108051 | Building Complex | NA | NA | NA | 30 | 460 | 39 | ELECTRIC | 3 | NA | NA | \Classifications\Building System Class\D10-Conveyance Systems\D1010 - Elevator\Elevator,Electric,Pass/Freight - ELE | EQ-1001989
33-C1 | 33-C1 Larson Justice Center | 33-C1-D2030-410-PMS03 | SP-1A Sump Pump | DNA | DNA | DNA | OM00002811 | 115 | Lower Level Mechanical Area FAR BACK WALL SOUTH SIDE BASEMENT | NA | NA | NA | 4 | 460 | NA | ELECTRIC | 3 | NA | NA | \Classifications\Building System Class\D20-Plumbing\D2030 - Sani Waste\Sewage Ejector Pump - PMS | EQ-1001990
33-C1 | 33-C1 Larson Justice Center | 33-C1-D2030-410-PMS04 | SP-1B Sump Pump | DNA | DNA | DNA | OM00002812 | 116 | Lower Level Mechanical Area | NA | NA | NA | 4 | 460 | NA | ELECTRIC | 3 | NA | NA | \Classifications\Building System Class\D20-Plumbing\D2030 - Sani Waste\Sewage Ejector Pump - PMS | EQ-1001991
33-C1 | 33-C1 Larson Justice Center | 33-C1-D3044-125-PHW03 | P-5 Heating Loop Pump | BELL GOSSETT | 1937537 | PREMIUM | OM00002807 | 109 | Boiler Room | NA | (2) 1510 | NA | 7.5 | 460 | 10.2 | Electric | 3 | NA | NA | \Classifications\Building System Class\D30-HVAC Systems\D3040 - Distribution SYS\Hot Water Pump - PHW | EQ-1001994
33-C1 | 33-C1 Larson Justice Center | 33-C1-D3044-125-PHW02 | P-5A Heating Loop Pump | DNA | 1937536 | DNA | OM00002808 | 111 | Boiler Room | NA | (2) 1510 | NA | 7.5 | 460 | 10 | NA | 3 | NA | NA | \Classifications\Building System Class\D30-HVAC Systems\D3040 - Distribution SYS\Hot Water Pump - PHW | EQ-1001995
33-C1 | 33-C1 Larson Justice Center | 33-C1-D3030-110-CTW01 | CT-A Cooling Tower | Baltimore Air Coil | U025136701MAD | 33341 | OM00002813 | 117 | Cooling Tower Area | 3B128 | na | na | na | na | na | na | na | na | na | \Classifications\Building System Class\D30-HVAC Systems\D3030 - Cooling SYS\Cooling Tower - CTW | EQ-1001996
33-C1 | 33-C1 Larson Justice Center | 33-C1-D3030-110-CTW02 | CT-B Cooling Tower | Baltimore Air Coil | U025136702MAD | 33341 | OM00002814 | 120 | Cooling Tower Area | 3B128 | na | na | na | na | na | na | na | na | na | \Classifications\Building System Class\D30-HVAC Systems\D3030 - Cooling SYS\Cooling Tower - CTW | EQ-1001997
33-C1 | 33-C1 Larson Justice Center | 33-C1-D3031-150-CLR01 | CH-1 Chiller #1 | Carrier | 1395J50552 | 19XL5555450CD | OM00002832 | 200 | Chiller Room | na | na | R-134a | na | 460 | na | na | 3 | na | na | \Classifications\Building System Class\D30-HVAC Systems\D3030 - Cooling SYS\Chiller,Absorption Unit - CLR | EQ-1001999
33-C1 | 33-C1 Larson Justice Center | 33-C1-D3031-150-CLR02 | CH-2 Chiller #2 | Carrier | 1395J50553 | 19XL5555450CD | OM00002833 | 204 | Chiller Room | na | na | R-134a | na | 460 | na | na | 3 | na | na | \Classifications\Building System Class\D30-HVAC Systems\D3030 - Cooling SYS\Chiller,Absorption Unit - CLR | EQ-1002000
33-C1 | 33-C1 Larson Justice Center | 33-C1-D3031-200-MTR01 | Chilled Water Make-up Meter Reading | na | na | na | OM00002901 | 1240 | Chiller Room | na | na | na | na | na | na | na | na | na | na | \Classifications\Building System Class\D30-HVAC Systems\D3030 - Cooling SYS\Meter Reading Chiller Water - MTR | EQ-1002001
33-C1 | 33-C1 Larson Justice Center | 33-C1-D3041-110-AHU01 | AHU-1 Air handler | Temptrol | 61780 | WF-DHR30PG | OM00002790 | 57 | S SIDE BASEMENT | Return Fan (2) BX97; Supply Fan (3) BX95 | (6) 24x24x2; (3) 12x24x12 Pre-filters: (6) 24x24x2; (3) 12x24x2 | DNA | Return=5/ 765 rpm; Sply=15/ 1260 rpm | 460 | 128.8 /6.41 /41.1 /18.6 | Electric | 3 | NA | NA | \Classifications\Building System Class\D30-HVAC Systems\D3040 - Distribution SYS\Air Handling Unit - AHU | EQ-1002002
33-C1 | 33-C1 Larson Justice Center | 33-C1-D3041-110-AHU02 | AHU-2 Air handler | Temptrol | 61781 | WF-DHR62PG | OM00002791 | 61 | S. BASEMENT | (2) BX112; (5) BX144 | (15) 24x24x12; (5) 12x24x12 | DNA | Return=10; Sply-40 | 460 | SUPPLY 48.2 RETURN 12.1 | Electric | 3 | NA | NA | \Classifications\Building System Class\D30-HVAC Systems\D3040 - Distribution SYS\Air Handling Unit - AHU | EQ-1002003
33-C1 | 33-C1 Larson Justice Center | 33-C1-D3041-110-AHU03 | AHU-3 Air handler | Temptrol | 61782 | WF-DHR80PG | OM00002792 | 64 | Lower Level Mechanical Area BASEMENT SOUTH SIDE | Return Fan (3) BX128; Supply Fan (5) BX144 | (20) 24x24x2; (5) 12x24x12 Pre-filters: (20) 24x24x2; (5) 12x24x2 | DNA | Supply 50hp; Return 10hp | 230/460 | 60/18.8 | Electric | 3 | NA | NA | \Classifications\Building System Class\D30-HVAC Systems\D3040 - Distribution SYS\Air Handling Unit - AHU | EQ-1002004
33-C1 | 33-C1 Larson Justice Center | 33-C1-D3041-110-AHU04 | AHU-4 Air handler | Temptrol | 61783 | WF-DHR80PG | OM00002793 | 67 | Lower Level Mechanical Area | Return Fan (3) BX128; Supply Fan (5) BX144 | (20) 24x24x12; (5) 12x24x12 Pre-filters: (20) 24x24x2; (5) 12x24x2 | DNA | Supply 50hp; Return 15hp | 460 | 60 | ELECTRIC | 3 | NA | NA | \Classifications\Building System Class\D30-HVAC Systems\D3040 - Distribution SYS\Air Handling Unit - AHU | EQ-1002005
33-C1 | 33-C1 Larson Justice Center | 33-C1-D3041-110-AHU05 | AHU-5 Air handler | Temptrol | 61784 | WF-DH8S | OM00002794 | 70 | Lower Level Mechanical Area BASEMENT SOUTH SIDE | A63 | (2) 12x24x2; 24x24x2 | DNA | 1.5 | 208/230/480 | DNA | ELECTRIC | 3 | NA | NA | \Classifications\Building System Class\D30-HVAC Systems\D3040 - Distribution SYS\Air Handling Unit - AHU | EQ-1002006
33-C1 | 33-C1 Larson Justice Center | 33-C1-D3041-110-AHU06 | AHU-6 Air handler | Temptrol | 1845188 | AH1200WZB40 | OM00002795 | 73 | Lower Level Mechanical Area | NA | (3) 12x12x2 | NA | 3/4 | 460 | 15 | ELECTRIC | 3 | NA | NA | \Classifications\Building System Class\D30-HVAC Systems\D3040 - Distribution SYS\Air Handling Unit - AHU | EQ-1002007
33-C1 | 33-C1 Larson Justice Center | 33-C1-D3041-110-AHU07 | AHU-7 Airhandler | Temptrol | 113383 | na | OM00002796 | 76 | Lower Level Mechanical Area | na | 14x25 | na | 3/4 | 460 | 1.5 | na | 3 | na | na | \Classifications\Building System Class\D30-HVAC Systems\D3040 - Distribution SYS\Air Handling Unit - AHU | EQ-1002008
33-C1 | 33-C1 Larson Justice Center | 33-C1-D3041-110-AHU08 | AHU-8 Air handler | CARRIER | 113383 | 42BHC20BG4R62 | OM00002797 | 79 | Lower Level Mechanical Area | NA | NA | NA | 1/2 | 460 | 1.5 | ELECTRIC | 3 | NA | NA | \Classifications\Building System Class\D30-HVAC Systems\D3040 - Distribution SYS\Air Handling Unit - AHU | EQ-1002009
33-C1 | 33-C1 Larson Justice Center | 33-C1-D3041-110-AHU09 | Computer Room AHU #1 | COMPLAIR | 5Y950066010 | DNA | OM00002845 | 350 | Computer Room | NA | (3) 24x24x2 | NA | 2 | 460 | 3.4 | Electric | 3 | NA | NA | \Classifications\Building System Class\D30-HVAC Systems\D3040 - Distribution SYS\Air Handling Unit - AHU | EQ-1002010
33-C1 | 33-C1 Larson Justice Center | 33-C1-D3041-110-AHU10 | Computer Room AHU #2 | COMPLAIR | SY070054435 | CAC1034 | OM00002846 | 355 | Computer Room | NA | (3) 24x24x2 | CHILLED WATER | 2 | 460 | 4.2 | Electric | 3 | NA | NA | \Classifications\Building System Class\D30-HVAC Systems\D3040 - Distribution SYS\Air Handling Unit - AHU | EQ-1002011
33-C1 | 33-C1 Larson Justice Center | 33-C1-D3042-220-EFN01 | EF-1 Exhaust Fan | Greenheck | 95F07377 | LB-30-5 | OM00002980 | 1 | Roof CENTER WEST SIDE | A-68 | na | na | 1/2 | 200/230/460 | 1.1 | na | 3 | na | na | \Classifications\Building System Class\D30-HVAC Systems\D3040 - Distribution SYS\Supply/Exhaust/Return fans- FAN | EQ-1002012
33-C1 | 33-C1 Larson Justice Center | 33-C1-D3042-220-EFN02 | EF-2 Exhaust Fan | Greenheck | 95F07374 | LB-21-4 | OM00002978 | 4 | Roof NORTH WEST SIDE | 3L450 | na | na | 1/4 | 115 | 5 | na | 1 | na | na | \Classifications\Building System Class\D30-HVAC Systems\D3040 - Distribution SYS\Supply/Exhaust/Return fans- FAN | EQ-1002013
33-C1 | 33-C1 Larson Justice Center | 33-C1-D3042-220-EFN04 | EF-4 Exhaust Fan | Greenheck | 95F07370 | LB-14-4 | OM00002982 | 11 | Roof CENTER WEST SIDE | Direct Drive | na | na | 1/6 | 115 | 5 | na | 1 | na | na | \Classifications\Building System Class\D30-HVAC Systems\D3040 - Distribution SYS\Supply/Exhaust/Return fans- FAN | EQ-1002015
33-C1 | 33-C1 Larson Justice Center | 33-C1-D3042-210-FAN05 | EF-5 Exhaust Fan | Greenheck | 95F07382 | LD-120-B-X | OM00002984 | 14 | Roof CENTER | 3L470 | na | na | 1/4 | 115 | 5 | na | 1 | na | na | \Classifications\Building System Class\D30-HVAC Systems\D3040 - Distribution SYS\Fan,Axial - FAN | EQ-1002016
33-C1 | 33-C1 Larson Justice Center | 33-C1-D3042-220-EFN06 | EF-6 Exhaust Fan | Greenheck | 95F07375 | LB-21-4 | OM00002989 | 17 | Roof E. SIDE | 3L470 | na | na | 1/4 | 115 | 5.0 | na | 1 | na | na | \Classifications\Building System Class\D30-HVAC Systems\D3040 - Distribution SYS\Supply/Exhaust/Return fans- FAN | EQ-1002017
33-C1 | 33-C1 Larson Justice Center | 33-C1-D3042-220-EFN07 | EF-7 Exhaust Fan | Greenheck | 95F07383 | LD-120-B-X | OM00002991 | 21 | Roof E. SIDE | No Belt | na | na | 1/6 | 115 | 2.2 | na | 1 | na | na | \Classifications\Building System Class\D30-HVAC Systems\D3040 - Distribution SYS\Supply/Exhaust/Return fans- FAN | EQ-1002018
33-C1 | 33-C1 Larson Justice Center | 33-C1-D3042-220-EFN08 | EF-8 Exhaust Fan | Greenheck | 95F07376 | LB-21-4 | OM00002993 | 24 | ROOF N. SIDE | 3L450 | na | na | 1/6 | 115 | 5 | na | 1 | na | na | \Classifications\Building System Class\D30-HVAC Systems\D3040 - Distribution SYS\Supply/Exhaust/Return fans- FAN | EQ-1002019
33-C1 | 33-C1 Larson Justice Center | 33-C1-D3042-220-EFN09 | EF-9 Exhaust Fan | Greenheck | 95F07378 | LB-36-15 | OM00002983 | 27 | Roof CENTER NORTH SIDE | A76 | na | na | 1 1/2 | 115 | 2.4 | na | 1 | na | na | \Classifications\Building System Class\D30-HVAC Systems\D3040 - Distribution SYS\Supply/Exhaust/Return fans- FAN | EQ-1002020
33-C1 | 33-C1 Larson Justice Center | 33-C1-D3042-220-EFN10 | EF-10 Exhaust Fan | Greenheck | 95F07366 | LB-14-4 | OM00002979 | 31 | Roof | 3L380 | na | na | 1/4 | 115 | 5 | na | 1 | na | na | \Classifications\Building System Class\D30-HVAC Systems\D3040 - Distribution SYS\Supply/Exhaust/Return fans- FAN | EQ-1002021
33-C1 | 33-C1 Larson Justice Center | 33-C1-D3042-220-EFN11 | EF-11 Exhaust Fan | Greenheck | 95F07367 | LB-14-4 | OM00002985 | 34 | Roof CENTER SOUTH SIDE | 3L380 | na | na | 1/4 | 115 | 5.0 | na | 1 | na | na | \Classifications\Building System Class\D30-HVAC Systems\D3040 - Distribution SYS\Supply/Exhaust/Return fans- FAN | EQ-1002022
33-C1 | 33-C1 Larson Justice Center | 33-C1-D3042-220-EFN12 | EF-12 Exhaust Fan | Greenheck | 95F07368 | LB-14-4 | OM00002986 | 37 | Roof SOUTHEAST SIDE | 3L380 | na | na | 1/4 | 115 | 5 | na | 1 | na | na | \Classifications\Building System Class\D30-HVAC Systems\D3040 - Distribution SYS\Supply/Exhaust/Return fans- FAN | EQ-1002023
33-C1 | 33-C1 Larson Justice Center | 33-C1-D3042-220-EFN13 | EF-13 Exhaust Fan | Greenheck | 95F07369 | LB-14-4 | OM00002988 | 41 | Roof E. SIDE | 3L380 | na | na | 1/4 | 115 | 5 | na | 1 | na | na | \Classifications\Building System Class\D30-HVAC Systems\D3040 - Distribution SYS\Supply/Exhaust/Return fans- FAN | EQ-1002024
33-C1 | 33-C1 Larson Justice Center | 33-C1-D3042-220-EFN14 | EF-14 Exhaust Fan | Greenheck | 95F07372 | LB-21-4 | OM00002987 | 44 | Roof E. SIDE | 3L450 | na | na | 1/4 | 115 | 5 | na | 1 | na | na | \Classifications\Building System Class\D30-HVAC Systems\D3040 - Distribution SYS\Supply/Exhaust/Return fans- FAN | EQ-1002025
33-C1 | 33-C1 Larson Justice Center | 33-C1-D3042-210-FAN15 | EF-15 Exhaust Fan | Greenheck | 95F07379 | LD-100-B-X | OM00002994 | 47 | Roof E. SIDE | No Belt | na | na | 1/4 | 115 | 5 | na | 1 | na | na | \Classifications\Building System Class\D30-HVAC Systems\D3040 - Distribution SYS\Fan,Axial - FAN | EQ-1002026
33-C1 | 33-C1 Larson Justice Center | 33-C1-D3042-220-EFN16 | EF-16 Exhaust Fan | Greenheck | 95F07380 | LD-120-B-X | OM00002990 | 51 | Roof E. SIDE | No Belt | na | na | 1/6 | 115 | 4.0 | na | 1 | na | na | \Classifications\Building System Class\D30-HVAC Systems\D3040 - Distribution SYS\Supply/Exhaust/Return fans- FAN | EQ-1002027
33-C1 | 33-C1 Larson Justice Center | 33-C1-D3042-210-FAN17 | EF-18 Exhaust Fan | Greenheck | 95F07373 | LB-21-4 | OM00002981 | 54 | Roof CENTER WESTSIDE | 3L450 | na | NA | 1/4 | 115 | 5 | Electric | 1 | NA | NA | \Classifications\Building System Class\D30-HVAC Systems\D3040 - Distribution SYS\Fan,Axial - FAN | EQ-1002028
33-C1 | 33-C1 Larson Justice Center | 33-C1-D3042-220-EFN18 | SUPPLY FAN - EFN18 Chiller Room Exhaust Fan | DNA | 316P758 | DNA | OM00002798 | 80 | Chiller Room | 3L250 | na | na | 1/4 | 115 | 5 | na | 1 | na | na | \Classifications\Building System Class\D30-HVAC Systems\D3040 - Distribution SYS\Supply/Exhaust/Return fans- FAN | EQ-1002029
33-C1 | 33-C1 Larson Justice Center | 33-C1-G3063-100-UST01 | Diesel Fuel Storage Tank, UNDERGROUND | DOVER CORP. | DNA | 634TT4EUR | OM00002830 | 188 | Generator Room Exterior-Underground, GROUND FLOOR | NA | NA | NA | NA | NA | NA | DIESEL | NA | NA | NA | \Classifications\Building System Class\G30-Site Mechanical Utilities\G3060 - Fuel Distribution\Tank, Fuel Storage, Underground - UST | EQ-1002030
33-C1 | 33-C1 Larson Justice Center | 33-C1-G3063-100-DFS01 | Diesel Fuel Leak Detection System | INCON | 21544 | TS1000/10 | OM00002995 | 190 | Generator Room | NA | NA | NA | NA | 120 | 3 | ELECTRIC | 1 | NA | NA | \Classifications\Building System Class\G30-Site Mechanical Utilities\G3060 - Fuel Distribution\Diesel Fuel Leak Detection System - DFS | EQ-1002031
33-C1 | 33-C1 Larson Justice Center | 33-C1-G3063-100-DAT01 | Generator Day Tank | SIMPLEX | DNA | SST SERIES | OM00002827 | 182 | Generator Room | NA | NA | NA | NA | NA | NA | DIESEL | NA | NA | NA | \Classifications\Building System Class\G30-Site Mechanical Utilities\G3060 - Fuel Distribution\Tank, Fuel Storage Day - DAT | EQ-1002033
33-C1 | 33-C1 Larson Justice Center | 33-C1-D5092-250-EML05 | Emergency Lighting (5) | ABM Engineering Services | NA | Lithonia | OM00002775 | 7022 | Thru-Out Facility | NA | NA | NA | NA | DNA | DNA | Electric | DNA | NA | NA | \Classifications\Building System Class\D50-Electrical SYS\D5090 - Elec SYS\Emergency And Exit Lighting - EML | EQ-1002034
33-C1 | 33-C1 Larson Justice Center | 33-C1-D3041-170-SPF02 | SUPPLY FAN-SFN20 SPF-2 Stairwell Pressurization Fan | GREEN HECK | 95F06411 | FHP-48-X48GBS | OM00002800 | 82 | STAIRWELL#2 ROOF EAST SIDE | na | na | na | 2 | 460 | na | na | 3 | na | na | \Classifications\Building System Class\D30-HVAC Systems\D3040 - Distribution SYS\Stairwell Pressurization Fan - SPF | EQ-1002035
33-C1 | 33-C1 Larson Justice Center | 33-C1-D3041-170-SPF03 | SUPPLY FAN-SPF03 SPF-3 Stairwell Pressurization Fan | GREEN HECK | 95F07311 | FH 48X50-BS-G | OM00002801 | 84 | Stairwell #3 ROOF FOR STAIRWELL 3 EAST SIDE | na | na | na | 1.5 | 460 | na | na | 3 | na | na | \Classifications\Building System Class\D30-HVAC Systems\D3040 - Distribution SYS\Stairwell Pressurization Fan - SPF | EQ-1002036
33-C1 | 33-C1 Larson Justice Center | 33-C1-D3041-170-SPF22 | SUPPLY FAN-SFN22 SPF-4 Stairwell Pressurization Fan | na | na | na | OM00002802 | 86 | Stairwell #4 | na | na | na | 1 | 460 | na | na | 3 | na | na | \Classifications\Building System Class\D30-HVAC Systems\D3040 - Distribution SYS\Stairwell Pressurization Fan - SPF | EQ-1002037
33-C1 | 33-C1 Larson Justice Center | 33-C1-D3041-170-SPF05 | SUPPLY FAN-SFN23 SPF-5 Stairwell Pressurization Fan | GREEN HECK | 95F06410 | FHR 48X48-G-BS | OM00002803 | 88 | Stairwell #5 WEST SIDE ROOF | na | na | na | 1 | 460 | na | na | 3 | na | na | \Classifications\Building System Class\D30-HVAC Systems\D3040 - Distribution SYS\Stairwell Pressurization Fan - SPF | EQ-1002038
33-C1 | 33-C1 Larson Justice Center | 33-C1-D3041-170-SPF06 | SUPPLY FAN-SPF06 SPF-6 Stairwell Pressurization Fan | GREEN HECK | 95F06413 | FHR 60X60-G-BS | OM00002804 | 90 | Stairwell #6 WEST SIDE ROOF | na | na | na | 1.5 | 460 | na | na | 3 | na | na | \Classifications\Building System Class\D30-HVAC Systems\D3040 - Distribution SYS\Stairwell Pressurization Fan - SPF | EQ-1002039
33-C1 | 33-C1 Larson Justice Center | 33-C1-D3031-240-CDR01 | Condensing Unit, Water Cooled CDR01 | Armstrong | 454916 | 6X5X10-4030 | OM00002805 | 104 | Cooling Tower Area SECURED AREA | NA | NA | DNA | 20 | 230/460 | 23.7A | ELECTRIC | 3 | NA | NA | \Classifications\Building System Class\D30-HVAC Systems\D3030 - Cooling SYS\Condensing Unit, Water Cooled - CDR | EQ-1002040
33-C1 | 33-C1 Larson Justice Center | 33-C1-D3031-240-CDR02 | Condensing Unit, Water Cooled CDR02 | DNA | 454910 | DNA | OM00002806 | 107 | Cooling Tower Area BEHIND COOLING TOWER | NA | NA | DNA | DNA | 230/460 | 23.7A | ELECTRIC | 3 | NA | NA | \Classifications\Building System Class\D30-HVAC Systems\D3030 - Cooling SYS\Condensing Unit, Water Cooled - CDR | EQ-1002041
33-C1 | 33-C1 Larson Justice Center | 33-C1-D5010-234-ATS01 | SWITCH, TRANSFER, AUTOMATIC | SQUARE D | D-201714 | DNA | OM00002866 | 520 | Main Electric Room | NA | NA | NA | NA | 277/480 | 1600 | ELECTRIC | 3 | NA | NA | \Classifications\Building System Class\D50-Electrical SYS\D5010 - Elec Service & Dist\Automatic Transfer Switch - ATS | EQ-1002047
33-C1 | 33-C1 Larson Justice Center | 33-C1-D5092-210-GEN01 | Emergency Generator | Detroit Diesel | WA-GM08574-01-0195 | 800 DS60 | OM00002826 | 180 F87055 | Generator Room | NA | NA | NA | 1170 | 480 | 1800 | Diesel | 3 | NA | NA | \Classifications\Building System Class\D50-Electrical SYS\D5090 - Elec SYS\Emergency Generator - GEN | EQ-1002048
33-C1 | 33-C1 Larson Justice Center | 33-C1-C1020-110-FRD01 | Fire Curtain #1 | Cookson Door Co. | naWHI007251 | DNA | OM00002849 | 380 | Criminal Department | NA | NA | NA | DNA | 115 | DNA | ELECTRIC | DNA | NA | NA | \Classifications\Building System Class\C10-General Building Interior\C1020 - Fire Doors\Fire Doors - FRD | EQ-1002049
33-C1 | 33-C1 Larson Justice Center | 33-C1-C1020-110-FRD02 | Fire Curtain #2 | DNA | WHI007252 | DNA | OM00002850 | 382 | Criminal Department | NA | NA | NA | DNA | 115 | DNA | ELECTRIC | DNA | NA | NA | \Classifications\Building System Class\C10-General Building Interior\C1020 - Fire Doors\Fire Doors - FRD | EQ-1002050
33-C1 | 33-C1 Larson Justice Center | 33-C1-C1020-110-FRD03 | Fire Curtain #3 | COOKSON | 007253 | DNA | OM00002851 | 384 | Criminal Department | NA | NA | NA | DNA | 115 | DNA | ELECTRIC | DNA | NA | NA | \Classifications\Building System Class\C10-General Building Interior\C1020 - Fire Doors\Fire Doors - FRD | EQ-1002051
33-C1 | 33-C1 Larson Justice Center | 33-C1-C1020-110-FRD04 | Fire Curtain #4 | COOKSON | 007248 | DNA | OM00002852 | 386 | Criminal Department | NA | NA | NA | DNA | 115 | DNA | ELECTRIC | NA | NA | NA | \Classifications\Building System Class\C10-General Building Interior\C1020 - Fire Doors\Fire Doors - FRD | EQ-1002052
33-C1 | 33-C1 Larson Justice Center | 33-C1-C1020-110-FRD05 | Fire Curtain #5 | COOKSON | 007249 | DNA | OM00002853 | 388 | Criminal Department | NA | NA | NA | DNA | 115 | DNA | ELECTRIC | DNA | NA | NA | \Classifications\Building System Class\C10-General Building Interior\C1020 - Fire Doors\Fire Doors - FRD | EQ-1002053
33-C1 | 33-C1 Larson Justice Center | 33-C1-C1020-110-FRD06 | Fire Curtain #6 | Cookson | 007254 | DNA | OM00002854 | 390 | Traffic Department | NA | NA | NA | DNA | 115 | DNA | ELECTRIC | DNA | NA | NA | \Classifications\Building System Class\C10-General Building Interior\C1020 - Fire Doors\Fire Doors - FRD | EQ-1002054
33-C1 | 33-C1 Larson Justice Center | 33-C1-C1020-110-FRD07 | Fire Curtain #7 | Cookson | 007255 | DNA | OM00002855 | 392 | Traffic Department | NA | NA | NA | DNA | 115 | DNA | ELECTRIC | DNA | NA | NA | \Classifications\Building System Class\C10-General Building Interior\C1020 - Fire Doors\Fire Doors - FRD | EQ-1002055
33-C1 | 33-C1 Larson Justice Center | 33-C1-C1020-110-FRD08 | Fire Curtain #8 | Cookson | 007256 | DNA | OM00002856 | 394 | Traffic Department | NA | NA | NA | DNA | 115 | DNA | ELECTRIC | DNA | NA | NA | \Classifications\Building System Class\C10-General Building Interior\C1020 - Fire Doors\Fire Doors - FRD | EQ-1002056
33-C1 | 33-C1 Larson Justice Center | 33-C1-C1020-110-FRD09 | Fire Curtain #9 | COOKSON | 007257 | DNA | OM00002857 | 396 | Civil Department | NA | NA | NA | DNA | 115 | DNA | ELECTRIC | DNA | NA | NA | \Classifications\Building System Class\C10-General Building Interior\C1020 - Fire Doors\Fire Doors - FRD | EQ-1002057
33-C1 | 33-C1 Larson Justice Center | 33-C1-C1020-110-FRD10 | Fire Curtain #10 | Cookson | 007258 | DNA | OM00002858 | 398 | Civil Department | NA | NA | NA | DNA | 115 | DNA | ELECTRIC | DNA | NA | NA | \Classifications\Building System Class\C10-General Building Interior\C1020 - Fire Doors\Fire Doors - FRD | EQ-1002058
33-C1 | 33-C1 Larson Justice Center | 33-C1-C1020-110-FRD11 | Fire Curtain #11 | COOKSON | 007250 | DNA | OM00002859 | 400 | Civil Department | NA | NA | NA | DNA | 115 | DNA | ELECTRIC | DNA | NA | NA | \Classifications\Building System Class\C10-General Building Interior\C1020 - Fire Doors\Fire Doors - FRD | EQ-1002059
33-C1 | 33-C1 Larson Justice Center | 33-C1-C1020-110-FRD12 | Fire Curtain #12 | Cookson | 007263 | DNA | OM00002860 | 402 | Fire Control Room | NA | NA | NA | DNA | 115 | DNA | ELECTRIC | DNA | NA | NA | \Classifications\Building System Class\C10-General Building Interior\C1020 - Fire Doors\Fire Doors - FRD | EQ-1002060
33-C1 | 33-C1 Larson Justice Center | 33-C1-C1020-110-FRD13 | Fire Curtain #13 | Cookson | 007262 | DNA | OM00002861 | 404 | STAFF, ADJACENT TO CLERKS OFFICE | NA | NA | NA | DNA | 115 | DNA | ELECTRIC | DNA | NA | NA | \Classifications\Building System Class\C10-General Building Interior\C1020 - Fire Doors\Fire Doors - FRD | EQ-1002061
33-C1 | 33-C1 Larson Justice Center | 33-C1-C1020-110-FRD14 | Fire Curtain #14 | Cookson | 007264 | DNA | OM00002862 | 406 | 1ST FLOOR NEAR THE LAW LIBRARY | NA | NA | NA | DNA | 115 | DNA | ELECTRIC | DNA | NA | NA | \Classifications\Building System Class\C10-General Building Interior\C1020 - Fire Doors\Fire Doors - FRD | EQ-1002062
33-C1 | 33-C1 Larson Justice Center | 33-C1-C1020-110-FRD15 | Passenger Elevator Won Door (Basement) | WON DOOR CORP | 4180 | DNA | OM00002878 | 900 | Lower Level NEAR SHERIFF'S CIVIL BUREAU | NA | NA | NA | DNA | DNA | DNA | ELECTRIC | DNA | NA | NA | \Classifications\Building System Class\C10-General Building Interior\C1020 - Fire Doors\Fire Doors - FRD | EQ-1002063
33-C1 | 33-C1 Larson Justice Center | 33-C1-C1020-110-FRD16 | Passenger Elevator Won Door (1st Floor) | cookson | 007259 | NA | OM00002922 | DNA | basement near elevator 1 | NA | NA | NA | NA | NA | NA | NA | NA | NA | NA | \Classifications\Building System Class\C10-General Building Interior\C1020 - Fire Doors\Fire Doors - FRD | EQ-1002064
33-C1 | 33-C1 Larson Justice Center | 33-C1-C1020-110-FRD17 | Passenger Elevator won Door (2nd Floor) | WON DOOR CORP | 539075 | DNA | OM00002880 | 920 | 2nd Floor, LOBBY TO THE LEFT | NA | NA | NA | DNA | DNA | DNA | ELECTRIC | DNA | NA | NA | \Classifications\Building System Class\C10-General Building Interior\C1020 - Fire Doors\Fire Doors - FRD | EQ-1002065
33-C1 | 33-C1 Larson Justice Center | 33-C1-C1020-110-FRD18 | Passenger Elevator Won Doors )3rd Floor) | WON DOOR CORP | 539079 | R6799 | OM00002881 | 930 | 3rd Floor LOBBY | NA | NA | NA | DNA | DNA | DNA | ELECTRIC | DNA | NA | NA | \Classifications\Building System Class\C10-General Building Interior\C1020 - Fire Doors\Fire Doors - FRD | EQ-1002066
33-C1 | 33-C1 Larson Justice Center | 33-C1-C1020-110-FRD19 | Freight Elevator Won Door (Basement) | WON DOOR CORP | DNA | R6799 | OM00002882 | 940 | Lower Level EAST SIDE BASEMENT | NA | NA | NA | DNA | DNA | DNA | ELECTRIC | DNA | NA | NA | \Classifications\Building System Class\C10-General Building Interior\C1020 - Fire Doors\Fire Doors - FRD | EQ-1002067
33-C1 | 33-C1 Larson Justice Center | 33-C1-C1020-110-FRD21 | Freight Elevator Won Door (2nd Floor) | WON DOOR CORP | 539076 | R6799 | OM00002884 | 960 | 2nd Floor PUBLIC LOBBY FAR LEFT | NA | NA | NA | DNA | DNA | DNA | Electric | DNA | NA | NA | \Classifications\Building System Class\C10-General Building Interior\C1020 - Fire Doors\Fire Doors - FRD | EQ-1002069
33-C1 | 33-C1 Larson Justice Center | 33-C1-C1020-110-FRD22 | Freight Elevator Won Door (3rd Floor) | WON DOOR CORP | 539078 | R6799 | OM00002885 | 970 | 3rd Floor PUBLIC LOBBY FAR LEFT | NA | NA | NA | DNA | DNA | DNA | ELECTRIC | DNA | NA | NA | \Classifications\Building System Class\C10-General Building Interior\C1020 - Fire Doors\Fire Doors - FRD | EQ-1002070
33-C1 | 33-C1 Larson Justice Center | 33-C1-D2017-100-SHW01 | Eye Wash/Emergency Shower SHW01 | na | na | na | OM00002863 | 420 | Chiller Room | na | na | na | na | na | na | na | na | na | na | \Classifications\Building System Class\D20-Plumbing\D2010 - Plumb Fix\Showers - SHW | EQ-1002071
33-C1 | 33-C1 Larson Justice Center | 33-C1-D2023-100-BFP02 | Chilled Water Loop Backflow Device | WATTS | 18736 | DNA | OM00002868 | 0610 | Chiller Room | NA | NA | NA | NA | NA | NA | NA | NA | NA | NA | \Classifications\Building System Class\D20-Plumbing\D2020 - Domestic Water\Backflow Preventer - BFP | EQ-1002074
33-C1 | 33-C1 Larson Justice Center | 33-C1-D2022-260-HWG01 | WH-1 Domestic Water Heater | Polyshield | 19584216 | 500 P 600A-TP | OM00002816 | 0123 | Lower Level Mechanical Area | NA | NA | NA | DNA | 115 | 8 | ELECTRIC | 1 | NA | NA | \Classifications\Building System Class\D20-Plumbing\D2020 - Domestic Water\Domestic Water Heater, Gas - HWG | EQ-1002075
33-C1 | 33-C1 Larson Justice Center | 33-C1-D3068-100-BAS01 | MCC Panel | Square D MODE 5 | J55316 | DNA | OM00002903 | DNA | Chiller Room | NA | NA | NA | NA | 600 | 300 | ELECTRIC | 3 | NA | NA | \Classifications\Building System Class\D30-HVAC Systems\D3060 - Control & Inst Air\Building Automation System - BAS | EQ-1002076
33-C1 | 33-C1 Larson Justice Center | 33-C1-D3068-100-BAS02 | MCCE Panel | Square D | DNA | DNA | OM00002904 | 1410 | Main Electric Room | NA | NA | NA | DNA | 480/277 | 1600 | ELECTRIC | 2 | NA | NA | \Classifications\Building System Class\D30-HVAC Systems\D3060 - Control & Inst Air\Building Automation System - BAS | EQ-1002077
33-C1 | 33-C1 Larson Justice Center | 33-C1-D5037-710-FAP01 | Fire Alarm Panel | SIMPLEX | DNA | 4100 | OM00002824 | 0165 | Fire Control Room | NA | NA | NA | NA | NA | NA | ELECTRIC | NA | NA | NA | \Classifications\Building System Class\D50-Electrical SYS\D5030 - Comm & Security\Fire Alarm Panel - FAP | EQ-1002078
33-C1 | 33-C1 Larson Justice Center | 33-C1-E1033-310-HLF01 | Dock Leveler | ELLIS LIFTS | DNA | DNA | OM00002897 | 1100 | Loading Dock | NA | NA | NA | NA | NA | NA | NA | NA | NA | NA | \Classifications\Building System Class\E10-Equipment\E1030 - Vehicular Equipment\Hydraulic Lift,Loading Dock - HLF | EQ-1002079
33-C1 | 33-C1 Larson Justice Center | 33-C1-G2023-150-PEG01 | Secured Parking Entrance Gate (South) | LIFT MASTER | 3909N3898 | SL575-100-43-G3 | OM00002905 | 1450 | Building Exterior SOUTH SIDE | NA | NA | NA | NA | 460 | DNA | ELECTRIC | 3 | NA | NA | \Classifications\Building System Class\G20-Other Systems\G2020 - Parking Lots\Secured Parking Gate - PEG | EQ-1002080
33-C1 | 33-C1 Larson Justice Center | 33-C1-G2023-150-PEG02 | Secured Parking Entrance Gate (West ) | STANLEY | DNA | 570 | OM00002906 | 1460 | Building Exterior | 4L300 | NA | DNA | DNA | 208/230/460 | 3.4-1.7 | ELECTRIC | 3 | NA | NA | \Classifications\Building System Class\G20-Other Systems\G2020 - Parking Lots\Secured Parking Gate - PEG | EQ-1002081
33-C1 | 33-C1 Larson Justice Center | 33-C1-D3090-114-CMP01 | Control Air Compressor | QUINCY | 5058980 | QC1006D | OM00002819 | 0129 | Lower Level Mechanical Area | NA | NA | R-134a | DNA | 230/400 | 5.4/2.7 | ELECTRIC | NA | NA | NA | \Classifications\Building System Class\D30-HVAC Systems\D3090 - Other HVAC Systems and Equipment\Air Compressor - CMP | EQ-1002082
33-C1 | 33-C1 Larson Justice Center | 33-C1-D4022-210-FSG01 | FP-1 Fire Pump | na | 133320NF | na | OM00002821 | 0140 | Lower Level Mechanical Area | na | na | na | 2.2 | na | na | Electric | na | na | na | \Classifications\Building System Class\D40-Fire Protection SYS\D4020 - Stand Pipe\Pump,Fire,Electric Motor Driven - FSG | EQ-1002083
33-C1 | 33-C1 Larson Justice Center | 33-C1-D4031-100-FEX39 | Fire Extinguishers | ABM Engineering Services | NA | NA | OM00002908 | 7008 | Building Complex | na | na | na | na | na | na | na | na | na | na | \Classifications\Building System Class\D40-Fire Protection SYS\D4030 - FIRE SPEC\Fire Extinguisher - FEX | EQ-1002084
33-C1 | 33-C1 Larson Justice Center | 33-C1-D2090-230-WIP01 | Water Treatment ""Inhibitor"" Pump | MILTON | 950817922 | DNA | OM00002840 | 0235 | Chiller Room | NA | NA | NA | DNA | 115 | 1.40 | ELECTRIC | 1 | NA | NA | \Classifications\Building System Class\D20-Plumbing\D2090 - Other Plumbing SYS\Water Treatment Inhibitor Pump - WIP | EQ-1002087
33-C1 | 33-C1 Larson Justice Center | 33-C1-D2090-230-WIP02 | Water Treatment ""Biocide"" Pump | MILTON | 960319367 | 141-1555 | OM00002841 | 0240 | Chiller Room | NA | NA | NA | DNA | 115 | 1.40 | ELECTRIC | 1 | NA | NA | \Classifications\Building System Class\D20-Plumbing\D2090 - Other Plumbing SYS\Water Treatment Inhibitor Pump - WIP | EQ-1002088
33-C1 | 33-C1 Larson Justice Center | 33-C1-D2030-410-PMS01 | SE-1A Sewage Ejector Pump | DNA | 35728 | DNA | OM00002809 | 0112 | FAR BACK WALL OF SOUTH SIDE BASEMENT | NA | NA | NA | 1 1/2 | 460 | 7 | ELECTRIC | 3 | NA | NA | \Classifications\Building System Class\D20-Plumbing\D2030 - Sani Waste\Sewage Ejector Pump - PMS | EQ-1002089
33-C1 | 33-C1 Larson Justice Center | 33-C1-D2030-410-PMS02 | SE-1B Sewage Ejector Pump | CALHOUNT POXON CO | 35728 | EC1508-01-04-08-18-XX-3 | OM00002810 | 0113 | Lower Level Mechanical Area FAR BACK WALL SOUTH SIDE BASEMENT | NA | NA | NA | 4 | 230/460 | 14.6 | ELECTRIC | 3 | NA | NA | \Classifications\Building System Class\D20-Plumbing\D2030 - Sani Waste\Sewage Ejector Pump - PMS | EQ-1002090
33-C1 | 33-C1 Larson Justice Center | 33-C1-D2023-310-HWP01 | HWP-1 Domestic Hot Water Circulating Pump | DNA | DNA | DNA | OM00002817 | 0126 | Lower Level Mechanical Area | NA | NA | NA | 1/4 | 115 | NA | NA | NA | NA | NA | \Classifications\Building System Class\D20-Plumbing\D2020 - Domestic Water\Domestic Hot Water Circulating Pump - HWP | EQ-1002091
33-C1 | 33-C1 Larson Justice Center | 33-C1-D2023-310-HWP02 | Domestic Water Booster System | LANARIIS CO. | 44-0428 | TE23545 | OM00002818 | 0127 | Domestic Water Booster Pump N. BASEMENT | NA | NA | NA | 1/3 | 460 | 5.7 | ELECTRIC | 3 | 399000 kWh | NA | \Classifications\Building System Class\D20-Plumbing\D2020 - Domestic Water\Domestic Hot Water Circulating Pump - HWP | EQ-1002092
33-C1 | 33-C1 Larson Justice Center | 33-C1-D4022-210-JPM01 | JP-1 Jockey Pump | BALDOR | 84/Z00011 | 3515701-188FS | OM00002822 | 0150 | Lower Level Mechanical Area | NA | NA | NA | 3 | 230/460 | 4 | ELECTRIC | 3 | NA | NA | \Classifications\Building System Class\D40-Fire Protection SYS\D4020 - Stand Pipe\Jockey Pump - JPM | EQ-1002093
33-C1 | 33-C1 Larson Justice Center | 33-C1-B2034-400-DOH01 | Loading Dock Roll Up Door | COOKSAN | AAZ03945 | L18 | OM00002865 | 510 | Loading Dock | NA | NA | NA | NA | DNA | DNA | ELECTRIC | DNA | NA | NA | \Classifications\Building System Class\B20-General Building Exterior\B2030 - Exterior Doors\Door,Overhead-Shutter,Manual,Elec,Roll-up - DOH | EQ-1002561
33-C1 | 33-C1 Larson Justice Center | 33-C1-D4010-150-FMS01 | SYSTEM, EXTINGUISHING, WET PIPE SEW01 | DNA | DNA | DNA | OM00002929 | DNA | BASEMENT SOUTH SIDE | NA | NA | NA | NA | NA | NA | NA | NA | NA | NA | \Classifications\Building System Class\D40-Fire Protection SYS\D4010 - Sprinkler SYS\Fire Systems, stand pipes - FMS | EQ-1005280
33-C1 | 33-C1 Larson Justice Center | 33-C1-D1013-310-WCL01 | Wheelchair Lift WCL01 | Pentalift | 1100950226 | 4.3L3648.5 | OM00001909 |  | Courtroom 2K | NA | NA | NA | Floor 2 | 110 | 12.6 | electric | DNA | NA | NA | \Classifications\Building System Class\D10-Conveyance Systems\D1010 - Elevator\Wheelchair Lift - WCL | EQ-1005587
33-C1 | 33-C1 Larson Justice Center | 33-C1-D1013-310-WCL02 | Wheelchair Lift WCL02 | Pentalift | 1100950225 | 4.3L3648.5 | OM00001910 |  | Courtroom 3N | NA | NA | NA | Floor 2 | 110 | 12.6 | electric | DNA | NA | NA | \Classifications\Building System Class\D10-Conveyance Systems\D1010 - Elevator\Wheelchair Lift - WCL | EQ-1005588
33-C1 | 33-C1 Larson Justice Center | 33-C1-B2010-100-BLD01 | Building Structure | NA | NA | NA | OM00036867 | NA | NA | NA | NA | NA | NA | NA | NA | NA | NA | NA | NA | \Classifications\Building System Class\B20-General Building Exterior\B2010 - Exterior Walls\Building - BLD | EQ-1007302
33-C1 | 33-C1 Larson Justice Center | 33-C1-B3010-100-RUF01 | Roofing Systems | NA | NA | NA | OM00002933 |  | NA | NA | NA | NA | NA | NA | NA | NA | NA | NA | NA | \Classifications\Building System Class\B30-Roofing\B3010 - Roof Types\Roof - RUF | EQ-1007479
33-C1 | 33-C1 Larson Justice Center | 33-C1-D1010-100-ELE07 | ELEVATOR 07 PASSENGER Holding to Courtrooms - | DOVER | EF2534 | EP9520 | OM00002891 | State ID# 108050 | Holding to courtrooms | NA | NA | NA | 20 | 230 | 39 | ELECTRIC | 3 | NA | NA | \Classifications\Building System Class\D10-Conveyance Systems\D1010 - Elevator\Elevator,Hydraulic,Pass/Freight - ELE | 1008096
33-C1 | 33-C1 Larson Justice Center | 33-C1-D1010-100-ELE05 | ELEVATOR 05 Holding to Courtrooms - | DNA | DNA | DNA | OM00002892 | State ID# 108048 | Holding to courtrooms | [10 empty] | \Classifications\Building System Class\D10-Conveyance Systems\D1010 - Elevator\Elevator,Electric,Pass/Freight - ELE | 1009595
33-C1 | 33-C1 Larson Justice Center | 33-C1-D1010-100-ELE06 | ELEVATOR 06 Holding to Courtrooms - | DNA | DNA | DNA | OM00002926 | State ID# 108049 | Holding to courtrooms | [10 empty] | \Classifications\Building System Class\D10-Conveyance Systems\D1010 - Elevator\Elevator,Electric,Pass/Freight - ELE | 1009596
33-C1 | 33-C1 Larson Justice Center | 33-C1-C1020-110-FRD23 | FIRE CURTAIN 15 | COOKSON | 007260 | DNA | OM00002920 | DNA | BASEMENT ACROSS FROM ELEVATOR #1 | NA | NA | NA | NA | 115 | NA | Electric | NA | NA | NA | \Classifications\Building System Class\C10-General Building Interior\C1020 - Fire Doors\Fire Doors - FRD | 1012207
33-C1 | 33-C1 Larson Justice Center | 33-C1-C1020-110-FRD24 | FIRE CURTAIN 17 | COOKSON | 007261 | DNA | OM00002924 | DNA | BASEMENT NEAR ELEVATOR #1 | NA | NA | NA | DNA | 115 | DNA | Electric | DNA | NA | NA | \Classifications\Building System Class\C10-General Building Interior\C1020 - Fire Doors\Fire Doors - FRD | 1012208
33-C1 | 33-C1 Larson Justice Center | 33-C1-D2017-100-SHW03 | Emergency Eye Wash | Sperian | 478537 | DNA | OM00002971 | dna | South Side Basement by AHU#2 | NA | NA | NA | NA | NA | NA | NA | NA | NA | NA | \Classifications\Building System Class\D20-Plumbing\D2010 - Plumb Fix\Showers - SHW | 1012209
33-C1 | 33-C1 Larson Justice Center | 33-C1-D2017-100-SHW05 | Eye Wash Station | FEND ALL | 432110 | Porta Stream | OM00002934 | dna | Ground, Cooling Tower Area | NA | NA | NA | NA | NA | NA | NA | NA | NA | NA | \Classifications\Building System Class\D20-Plumbing\D2010 - Plumb Fix\Showers - SHW | 1012210
33-C1 | 33-C1 Larson Justice Center | 33-C1-D2090-230-WIP03 | WATER TREATMENT INHIBITOR PUMP | TACWIN CO | DNA | ARPZ-61-CL-1/4X3-4 PEWS-ULP-NP | OM00002890 | DNA | CHILLER ROOM | NA | NA | NA | NA | 110-240 | DNA | Electric | 1 | NA | NA | \Classifications\Building System Class\D20-Plumbing\D2090 - Other Plumbing SYS\Water Treatment Inhibitor Pump - WIP | 1012211
33-C1 | 33-C1 Larson Justice Center | 33-C1-D3042-220-EFN21 | Exhaust Fan #21 | Greenheck | 95F07235 | SBE 1H-24-4 | OM00003000 | na | Chiller Room | X1 3L250 | NA | NA | 1/4 | 115 | 5.0 | Electric | 1 | NA | NA | \Classifications\Building System Class\D30-HVAC Systems\D3040 - Distribution SYS\Supply/Exhaust/Return fans- FAN | 1012212
33-C1 | 33-C1 Larson Justice Center | 33-C1-D3050-250-ACU01 | Split System A/C | Mitsubishi Electric | 91W000D1 | PUHY-P120YJMU-A | OM00002976 |  | Roof, W. Electrical Room, 2nd floor | DNA | DNA | R-410A | DNA | 460V | 23 | Electric | 3 | DNA | DNA | \Classifications\Building System Class\D30-HVAC Systems\D3050 - Package SYS\Air Conditioning,Split System - ACU | 1012213
33-C1 | 33-C1 Larson Justice Center | 33-C1-D3050-250-ACU02 | Roof Cond. Unit | Mitsubishi Electric | 91W00009 | PUHY PIZOY JMVA | OM00002992 |  | East End Roof | NA | NA | R-410A | NA | 460 | 3-4 | NA | 3 | NA | NA | \Classifications\Building System Class\D30-HVAC Systems\D3050 - Package SYS\Air Conditioning,Split System - ACU | 1012214
33-C1 | 33-C1 Larson Justice Center | 33-C1-D3050-250-ACU03 | PACKAGE UNIT #3 | Mitsubishi Electric | 208230 | MUY-GA-24NA | OM00016470 |  | Lower Level Mech. Room | NA | DNA | R-410A | DNA | 208/230 | 17 | Electric | 1 | NA |  | \Classifications\Building System Class\D30-HVAC Systems\D3050 - Package SYS\Air Conditioning,Split System - ACU | 1012215
33-C1 | 33-C1 Larson Justice Center | 33-C1-D3050-250-ACU04 | DUCTLESS AC | Mitsubishi Electric | 95MX00Z15 | PKFY-P30NKMU-E | OM00002888 |  | NIRTH BASEMENT NEAR ELEVATOR #4 | NA | WASHABLE | R-410A | DNA | 208-230 | 15 | Electric | 3 | DNA | DNA | \Classifications\Building System Class\D30-HVAC Systems\D3050 - Package SYS\Air Conditioning,Split System - ACU | 1012216
33-C1 | 33-C1 Larson Justice Center | 33-C1-D4010-150-FMS02 | FIRE PUMP CONTROLLER | DNA | 72227 | MCP-200-46 | OM00002972 | DNA | LOWER LEVEL MECHANICAL | NA | NA | NA | NA | 480 | 4.8 | Electric | 3 | NA | NA | \Classifications\Building System Class\D40-Fire Protection SYS\D4010 - Sprinkler SYS\Fire Systems, stand pipes - FMS | 1012217
33-C1 | 33-C1 Larson Justice Center | 33-C1-D2023-100-BFP03 | Line Back Flow #3 Fire | DNA | dna | DNA | OM00002930 | DNA | Ground, North Side Exterior | NA | NA | NA | NA | NA | NA | NA | NA | NA | NA | \Classifications\Building System Class\D20-Plumbing\D2020 - Domestic Water\Backflow Preventer - BFP | 1012218
33-C1 | 33-C1 Larson Justice Center | 33-C1-D2023-100-BFP04 | 1/2" back flow device irrigation #4 | Febco | J006638 | 825Y | OM00002932 | DNA | Ground, North Exterior | NA | NA | NA | NA | NA | NA | NA | NA | NA | NA | \Classifications\Building System Class\D20-Plumbing\D2020 - Domestic Water\Backflow Preventer - BFP | 1012219
33-C1 | 33-C1 Larson Justice Center | 33-C1-D4094-450-SFM01 | AGENT RELEASE CONTROL PANEL | AUTO PULSE | DNA | 442R | OM00002886 | DNA | COMPUTER ROOM 1ST FLOOR | NA | NA | NA | NA | 110-120 | 1.2 | Electric | 1 | NA | NA | \Classifications\Building System Class\D40-Fire Protection SYS\D4090 - Other Fire Protection Systems\Fire Suppression, Gaseous - SFM | 1012221
33-C1 | 33-C1 Larson Justice Center | 33-C1-D2090-670-WLR01 | WATER MANAGEMENT CONTROL | AQUATRAC | DNA | SMART | OM00002961 | DNA | CHILLER ROOM | NA | NA | NA | DNA | 115 | DNA | Electric | 1 | NA | NA | \Classifications\Building System Class\D20-Plumbing\D2090 - Other Plumbing SYS\Water Treatment,Chlorine - WLR | 1012222
33-C1 | 33-C1 Larson Justice Center | 33-C1-D3030-310-CTF01 | Cooling Tower Sand Filter | PUROFLEX CORP | 1AO6N | HRPB30 | OM00002960 | [5 empty] | 2 | 208 | 7.1 |  | 3 |  |  | \Classifications\Building System Class\D30-HVAC Systems\D3030 - Cooling SYS\Cooling Tower Filter - CTF | 1014881
33-C1 | 33-C1 Larson Justice Center | 33-C1-D3042-220-EFN20 | FAN, EXHAUST #19 (BELT DRIVEN) | MARATHON ELECTRIC | B302 | A48S1702D54F | OM00002996 |  | BEHIND THE GENERATOR | B-210 STEEL ENFORCED RUBBER BELT | NA | NA | DNA | 115 | 5 | Electric | 1 | NA | NA | \Classifications\Building System Class\D30-HVAC Systems\D3040 - Distribution SYS\Supply/Exhaust/Return fans- FAN | 1015203
33-C1 | 33-C1 Larson Justice Center | 33-C1-D2017-100-SHW04 | SHOWER, EYE WASH STATION #4 | PORTA STREAM | 432112 | 23070 | OM00002997 |  | BY THE GENERATOR | NA | NA | NA | NA | NA | NA | NA | NA | NA | NA | \Classifications\Building System Class\D20-Plumbing\D2010 - Plumb Fix\Showers - SHW | 1015204
33-C1 | 33-C1 Larson Justice Center | 33-C1-D3021-130-BLR05 | Boiler | Lochinvar | J12M00256228 | PBN1501 | DNA | 560668 | Boiler room | NA | NA | NA | NA | NA |  | Natural gas |  | 1,500,000 | 1,260,000 | \Classifications\Building System Class\D30-HVAC Systems\D3020 - Heat SYS\Boiler,Hot Water,Oil/Gas/Comb. - BLR | 1017284
33-C1 | 33-C1 Larson Justice Center | 33-C1-D3021-130-BLR04 | Boiler | Lochinvar | J12M00256227 | PBN1501 | DNA | 560667 ¦149964 | Boiler room | NA | NA | NA | NA | NA |  | Natural gas |  | 1,500,000 | 1,260,000 | \Classifications\Building System Class\D30-HVAC Systems\D3020 - Heat SYS\Boiler,Hot Water,Oil/Gas/Comb. - BLR | 1017283
33-C1 | 33-C1 Larson Justice Center | 33-C1-D3021-130-BLR06 | Boiler | Lochinvar | J12M00256229 | PBN1501 | DNA | 560669 ¦144964 | Boiler room | NA | NA | NA | NA | NA |  | Natural gas |  | 1,500,000 | 1,260,000 | \Classifications\Building System Class\D30-HVAC Systems\D3020 - Heat SYS\Boiler,Hot Water,Oil/Gas/Comb. - BLR | 1017285
33-C1 | 33-C1 Larson Justice Center | 33-C1-D2023-100-BFP06 | Backflow Preventer-Fire sprinkler system (BFP06) | Zurn Wilkins | P08277 | 450DA | OM00025746 |  | Grounds, West side off Oasis St. | NA | NA | NA | NA | NA | NA | NA | NA | NA |  | \Classifications\Building System Class\D20-Plumbing\D2020 - Domestic Water\Backflow Preventer - BFP | 1019488
33-C1 | 33-C1 Larson Justice Center | 33-C1-D2023-100-BFP07 | Fire system backflow preventer | Wilkins | P008816 | 450DA | OM00025768 | Replaced S/N-112578 | On highway 111 side of building (NE) | NA | NA | NA | NA | NA | NA | NA | NA | NA | NA | \Classifications\Building System Class\D20-Plumbing\D2020 - Domestic Water\Backflow Preventer - BFP | 1020336
33-C1 | 33-C1 Larson Justice Center | 33-C1-D2023-100-BFP08 | Domestic Main BFP08 4" Double Check Detector | Watts | 1126 | 709 DCDA 4" | OM00025818 | Meter#: 70295024 | North east corner of building in-ground vault | NA | NA | NA | NA | NA | NA | NA | NA | NA | NA | \Classifications\Building System Class\D20-Plumbing\D2020 - Domestic Water\Backflow Preventer - BFP | 1022656
33-C3 | 33-C3 Indio Juvenile Court | 33-C3-D5092-250-EML05 | Exit sign | NA | NA | NA | OM00033821 |  | General Building | NA | NA | NA | NA | DNA | DNA | Electric | NA | NA | NA | \Classifications\Building System Class\D50-Electrical SYS\D5090 - Elec SYS\Emergency And Exit Lighting - EML | EQ-1004948
33-C3 | 33-C3 Indio Juvenile Court | 33-C3-B2010-100-BLD01 | Building Structure | NA | NA | NA | OM00033820 |  | NA | NA | NA | NA | NA | NA | NA | NA | NA | NA | NA | \Classifications\Building System Class\B20-General Building Exterior\B2010 - Exterior Walls\Building - BLD | EQ-1007304
33-C3 | 33-C3 Indio Juvenile Court | 33-C3-D3050-210-PKU02 | Package Unit #2 (gas pack) | Lennox | 5601K01277 | LGA180HS11 | OM00036026 | NA | Roof - West Side | 3 X 62 | NA | R-22 | NA | 240 | 17.3 | Natural gas and electric | DNA | 200,000 | NA | \Classifications\Building System Class\D30-HVAC Systems\D3050 - Package SYS\Package Unit - PKU | 1014578
33-C3 | 33-C3 Indio Juvenile Court | 33-C3-D3050-210-PKU01 | Package Unit #1 (gas pack) | Lennox | 5601K01831 | LGA048H52Y | OM00036025 | NA | Roof - West Side | AX 43 | 16X29X2 | R-22 | 1.5 | 240 | 13.5 | Natural gas and electric | DNA | 78,000 | NA | \Classifications\Building System Class\D30-HVAC Systems\D3050 - Package SYS\Package Unit - PKU | 1014579
33-C3 | 33-C3 Indio Juvenile Court | 33-C3-D3050-210-PKU03 | Package Unit #3 (gas pack) | Lennox | 5601K01695 | LGA090HSIY | OM00036027 | NA | Roof - West Side | AX 44 | 18X24X2 | R-22 | 2 | 240 | 12.4 | Natural gas and electric | DNA | 130,000 | NA | \Classifications\Building System Class\D30-HVAC Systems\D3050 - Package SYS\Package Unit - PKU | 1014580
33-C3 | 33-C3 Indio Juvenile Court | 33-C3-D3050-210-PKU04 | Package Unit #4 (gas pack) | Lennox | 5601K01331 | LGA156HSIY | OM00036028 | NA | Roof - West Side | 3 X 62 | 24X24X2 | R-22 | 3 | 240 | 17.3 | Natural gas and electric | DNA | 200,000 | NA | \Classifications\Building System Class\D30-HVAC Systems\D3050 - Package SYS\Package Unit - PKU | 1014581
33-C3 | 33-C3 Indio Juvenile Court | 33-C3-D3050-210-PKU05 | Package Unit #5 (gas pack) | Lennox | 5601K01394 | LGA156HSIY | OM00036029 | NA | Roof - West Side | 3 X 62 | 24X24X2 | R-22 | 3 | 240 | 13.5 | Natural gas and electric | DNA | 260,000 | NA | \Classifications\Building System Class\D30-HVAC Systems\D3050 - Package SYS\Package Unit - PKU | 1014582
33-C3 | 33-C3 Indio Juvenile Court | 33-C3-D3050-210-PKU06 | Package Unit #6 (gas pack) | Lennox | 5601L00174 | LGA156HSIY | OM00036030 | NA | Roof - West Side | 3 X 62 | 24X24X2 | R-22 | 3 | 240 | 17.3 | Natural gas and electric | DNA | 260,000 | NA | \Classifications\Building System Class\D30-HVAC Systems\D3050 - Package SYS\Package Unit - PKU | 1014583
33-C3 | 33-C3 Indio Juvenile Court | 33-C3-D3050-210-PKU07 | Package Unit #7 (gas pack) | Lennox | 5601K01684 | LGA156HSIY | OM00036031 | NA | Roof - West Side | AX 44 | 18X24X2 | R-22 | 2 | 240 | 12.4 | Natural gas and electric | DNA | 130,000 | NA | \Classifications\Building System Class\D30-HVAC Systems\D3050 - Package SYS\Package Unit - PKU | 1014584
33-C3 | 33-C3 Indio Juvenile Court | 33-C3-D3050-210-PKU08 | Package unit #8 (gas pack) | Lennox | 5601K018353 | LGA156HSIY | OM00036032 | NA | Roof - West Side | A X 43 | 16X24X2 | R-22 | 1.5 | 240 | 17.3 | Natural gas and electric | DNA | 78,000 | NA | \Classifications\Building System Class\D30-HVAC Systems\D3050 - Package SYS\Package Unit - PKU | 1014585
33-C3 | 33-C3 Indio Juvenile Court | 33-C3-D5037-710-FAP01 | Main Fire Panel | Grinnell | DNA | TFX-400 | OM00036033 | NA | W. Secure Hallway | NA | NA | NA | NA | NA | NA | Electric | DNA | NA | NA | \Classifications\Building System Class\D50-Electrical SYS\D5030 - Comm & Security\Fire Alarm Panel - FAP | 1014586
33-C3 | 33-C3 Indio Juvenile Court | 33-C3-D5010-200-ESD01 | Main Switch Board | Westinghouse | DNA | LA45661 | OM00036034 | NA | W. Secure Hallway | NA | NA | NA | NA | NA | NA | Electric | DNA | NA | NA | \Classifications\Building System Class\D50-Electrical SYS\D5010 - Elec Service & Dist\Electical Service and Distribution - ESD | 1014587
33-C3 | 33-C3 Indio Juvenile Court | 33-C3-D4010-150-FMS01 | Stand Pipe | DNA | DNA | DNA | OM00036035 | NA | W. Secure Hallway | NA | NA | NA | NA | NA | NA | NA | NA | NA | NA | \Classifications\Building System Class\D40-Fire Protection SYS\D4010 - Sprinkler SYS\Fire Systems, stand pipes - FMS | 1014588
33-C3 | 33-C3 Indio Juvenile Court | 33-C3-D2022-100-HWE01 | Domestic Hot Water Heater | Lochinvor | 11115708443 | ESK030KK | OM00036350 | NA | W. Secure Hallway | NA | NA | NA | NA | NA | NA | Electric | DNA | NA | NA | \Classifications\Building System Class\D20-Plumbing\D2020 - Domestic Water\Domestic Water Heater, Electric - HWE | 1014589
33-C3 | 33-C3 Indio Juvenile Court | 33-C3-D4031-100-FEX05 | Fire Extinguishers | NA | NA | NA | OM00036351 |  | ALL | NA | NA | NA | NA | NA | NA | NA | NA | NA | NA | \Classifications\Building System Class\D40-Fire Protection SYS\D4030 - FIRE SPEC\Fire Extinguisher - FEX | 1014590
33-C3 | 33-C3 Indio Juvenile Court | 33-C3-D5092-250-ELT42 | Exterior Lights | NA | NA | NA | OM00036352 | NA | Grounds | NA | NA | NA | NA | NA | NA | NA | NA | NA | NA | \Classifications\Building System Class\D50-Electrical SYS\D5090 - Elec SYS\Exterior Lighting - ELT | 1014591
33-C3 | 33-C3 Indio Juvenile Court | 33-C3-D2030-150-MWL01 | Main Branch Waste | NA | NA | NA | OM00036353 | NA | ALL | NA | NA | NA | NA | NA | NA | NA | NA | NA | NA | \Classifications\Building System Class\D20-Plumbing\D2030 - Sani Waste\Main/Branch Waste System - MWL | 1014592
33-C3 | 33-C3 Indio Juvenile Court | 33-C3-G2050-200-LSC01 | Landscaping | NA | NA | NA | OM00030354 | NA | Grounds | NA | NA | NA | NA | NA | NA | NA | NA | NA | NA | \Classifications\Building System Class\G20-Other Systems\G2050 - Landscaping\Landscaping - LSC | 1014593
33-C3 | 33-C3 Indio Juvenile Court | 33-C3-G2049-300-HSC01 | Hardscape | NA | NA | NA | OM00036355 | NA | ALL | NA | NA | NA | NA | NA | NA | NA | NA | NA | NA | \Classifications\Building System Class\G20-Other Systems\G2040 - Site Development\Hardscape - HSC | 1014594
33-C3 | 33-C3 Indio Juvenile Court | 33-C3-D3050-250-ACU02 | AIR CONDITIONING, DUCTLESS SPLIT SYSTEM #2 | Mitsubishi Electric | 85U00635C | PUY 24NHA2 | OM00036278 |  | BY THE DUCT WORK | NA | DNA | R-410A | NA | 208/230 | 25 | Electric | 1 | NA | NA | \Classifications\Building System Class\D30-HVAC Systems\D3050 - Package SYS\Air Conditioning,Split System - ACU | 1015205
33-C3 | 33-C3 Indio Juvenile Court | 33-C3-D3050-250-ACU01 | AIR CONDITIONING, DUCTLESS SPLIT SYSTEM #1 | Mitsubishi Electric | 44U000060 | PU18EK1 | OM00036277 |  | BY THE DUCT WORK | NA | DNA | R-22 | NA | 208/280 | 20 | Electric | 1 | NA | NA | \Classifications\Building System Class\D30-HVAC Systems\D3050 - Package SYS\Air Conditioning,Split System - ACU | 1015206
33-C3 | 33-C3 Indio Juvenile Court | 33-C3-D1013-310-WCL01 | Wheel Chair Lift | RAM Manufacturing Ltd. | DNA | Trust Lift | DNA | State ID# 132437 | Department 240 | [10 empty] | \Classifications\Building System Class\D10-Conveyance Systems\D1010 - Elevator\Wheelchair Lift - WCL | 1017745
33-C3 | 33-C3 Indio Juvenile Court | 33-C3-D2023-100-BFP01 | Backflow Device, Irrigation |  | 9903031639 |  |  |  | Northwest Corner, Irrigation Backflow | [10 empty] | \Classifications\Building System Class\D20-Plumbing\D2020 - Domestic Water\Backflow Preventer - BFP | 1022616
33-D1 | 33-D1 Blythe Courthouse - Superior Court | 33-D1-D2018-100-DKF01 | Drinking fountain | Elkey | 980521526 | EBFATL81B | OM00002207 | NA | Main entry | NA | NA | R-134a | NA | NA | NA | Electric | NA | none | none | \Classifications\Building System Class\D20-Plumbing\D2010 - Plumb Fix\Drink Fountain (Refr Indvl Wtrcooler) - DKF | EQ-1002819
33-D1 | 33-D1 Blythe Courthouse - Superior Court | 33-D1-D3050-210-PKU07 | Air Conditioner #7 | Trane | N09100457D | YCD091D36BBE | OM00002203 | NA | Roof NE CORNER | HiPower 11A45 | 16x25x1 | R-22 | 5 | 208/230 | 60HZ | Natural gas and electric | 3 | 120,000 | 97,200 | \Classifications\Building System Class\D30-HVAC Systems\D3050 - Package SYS\Package Unit - PKU | EQ-1002820
33-D1 | 33-D1 Blythe Courthouse - Superior Court | 33-D1-D3050-210-PKU06 | Air Conditioner #6 | Trane | N08101396D | YDC121C3LBAA | OM00002202 | DNA | Roof E SIDE | BX60 Gripnotch | 20x20x2 & 16x20x2 | R-22 | 3 | 208/230 | 52 | Natural gas and electric | 3 | 150,000 | 122,000 | \Classifications\Building System Class\D30-HVAC Systems\D3050 - Package SYS\Package Unit - PKU | EQ-1002821
33-D1 | 33-D1 Blythe Courthouse - Superior Court | 33-D1-D3050-210-PKU05 | Air Conditioner #5 | Trane | N08101397D | YCD121C3LBAA | OM00002201 | DNA | Roof, E SIDE | HiPower 11B60 | (4) 16x20x2 & (4) 20x20x2 | R-22 | 3 | 208 | 52 | Natural gas and electric | 3 | 150,000 | 122,000 | \Classifications\Building System Class\D30-HVAC Systems\D3050 - Package SYS\Package Unit - PKU | EQ-1002822
33-D1 | 33-D1 Blythe Courthouse - Superior Court | 33-D1-D3050-210-PKU04 | Air Conditioner #4 | Trane | N09100437D | YCD074C3LBBE | OM00002200 | DNA | Roof (E SIDE) | HiPower 11A45 | 16x25x1 | R-22 | 3 | 208/230 | 38.1 | Natural gas and electric | 3 | 120,000 | 97,200 | \Classifications\Building System Class\D30-HVAC Systems\D3050 - Package SYS\Package Unit - PKU | EQ-1002823
33-D1 | 33-D1 Blythe Courthouse - Superior Court | 33-D1-D3050-210-PKU03 | Air Conditioner #3 | Trane | N0900436D | YCD061C3LBBE | OM00002199 | NA | Roof | Shaft drive | 16x25x1 | R-22 | 3 | 208 | 60HZ | Natural gas and electric | 3 | 90,000 | 72,900 | \Classifications\Building System Class\D30-HVAC Systems\D3050 - Package SYS\Package Unit - PKU | EQ-1002824
33-D1 | 33-D1 Blythe Courthouse - Superior Court | 33-D1-D3050-210-PKU02 | Air Conditioner #2 | Trane | N06101247D | YCD103C3L0AA | OM00002198 | NA | Roof, NORTH END | DEMCO 3x623A | 20x20x2 & 16x20x2 | R-22 | 3 | 208/230 | 45 | Natural gas and electric | 3 | 150,000 | 122,000 | \Classifications\Building System Class\D30-HVAC Systems\D3050 - Package SYS\Package Unit - PKU | EQ-1002825
33-D1 | 33-D1 Blythe Courthouse - Superior Court | 33-D1-D3050-210-PKU01 | Air Conditioner #1 | Trane | N08101398D | YCD121C3LBAA | OM00002197 | DNA | E SIDE OF ROOF | DNA | (2) 20x20x2 & (6) 16x20x2 | R-22 | 3 | 208/230 | 52 | Natural gas and electric | 3 | 150,000 | 122,000 | \Classifications\Building System Class\D30-HVAC Systems\D3050 - Package SYS\Package Unit - PKU | EQ-1002826
33-D1 | 33-D1 Blythe Courthouse - Superior Court | 33-D1-D3042-220-EFN01 | EXHAUST FAN #1 | LOREN COOK | DNA | DNA | OM00002209 | NA | SE SIDE OF ROOF | Gates TRUFLEX2180(4L180) | none | NA | 1/4 | 115 | 5 | Electric | 2 | NA | NA | \Classifications\Building System Class\D30-HVAC Systems\D3040 - Distribution SYS\Supply/Exhaust/Return fans- FAN | EQ-1002827
33-D1 | 33-D1 Blythe Courthouse - Superior Court | 33-D1-D3042-220-EFN02 | EXHAUST FAN #2 | LOREN COOK | 138549704500000040298 | 70ACEB | OM00002210 | NA | SE SIDE OF ROOF | TRUEFLEX2109(4L190) | none | NA | 1/4 | 115 | 5.0 | Electric | 1 | NA | NA | \Classifications\Building System Class\D30-HVAC Systems\D3040 - Distribution SYS\Supply/Exhaust/Return fans- FAN | EQ-1002828
33-D1 | 33-D1 Blythe Courthouse - Superior Court | 33-D1-D3042-220-EFN03 | EXHAUST FAN #3 | LOREN COOK | 1385498070181020398 | 135ACEB | OM00002211 | NA | SE SIDE OF ROOF | TRUEFLEX2230(4L230) | none | NA | 1/3 | 115 | 6.1 | Electric | 1 | NA | NA | \Classifications\Building System Class\D30-HVAC Systems\D3040 - Distribution SYS\Supply/Exhaust/Return fans- FAN | EQ-1002829
33-D1 | 33-D1 Blythe Courthouse - Superior Court | 33-D1-D3042-220-EFN04 | EXHAUST FAN #4 | LOREN COOK | 13854966650000004604298 | 135ACEB | OM00002212 | NA | E SIDE OF ROOF | TRUEFLEX2230(4L230) | 4L230 | NA | 1/3 | 115 | 6.1 | Electric | 1 | NA | NA | \Classifications\Building System Class\D30-HVAC Systems\D3040 - Distribution SYS\Supply/Exhaust/Return fans- FAN | EQ-1002830
33-D1 | 33-D1 Blythe Courthouse - Superior Court | 33-D1-D3042-220-EFN05 | EXHAUST FAN #5 | Marathon | 13855067390000007010598 | 90C10DH | OM00002213 | NA | E SIDE OF ROOF | Shaft drive | none | NA | 1.25 | 115 | 1.4 | Electric | 1 | NA | NA | \Classifications\Building System Class\D30-HVAC Systems\D3040 - Distribution SYS\Supply/Exhaust/Return fans- FAN | EQ-1002831
33-D1 | 33-D1 Blythe Courthouse - Superior Court | 33-D1-D3042-220-EFN06 | EXHAUST FAN #6 | LOREN COOK | 1385496665000000641025 | 90C10DH | OM00002214 | NA | E SIDE OF ROOF | Shaft drive | none | NA | 1/8 | 115 | 1.7 | Electric | 2 | NA | NA | \Classifications\Building System Class\D30-HVAC Systems\D3040 - Distribution SYS\Supply/Exhaust/Return fans- FAN | EQ-1002832
33-D1 | 33-D1 Blythe Courthouse - Superior Court | 33-D1-D3042-220-EFN07 | EXHAUST FAN #7 | LOREN COOK | 13885067390000007040598 | 90C10DH | OM00002215 | NA | N SIDE OF ROOF | Shaft drive | none | NA | 1.25 | 115 | 1.4 | Electric | 1 | NA | NA | \Classifications\Building System Class\D30-HVAC Systems\D3040 - Distribution SYS\Supply/Exhaust/Return fans- FAN | EQ-1002833
33-D1 | 33-D1 Blythe Courthouse - Superior Court | 33-D1-D3042-220-EFN08 | EXHAUST FAN #8 | LOREN COOK | 138549982600 | 80ACEF | OM00002216 | NA | N SIDE ROOF BY PKU03 | TRUEFLEX2109(4L190) | none | NA | 1/4 | 115 | 5.0 | Electric | 1 | NA | NA | \Classifications\Building System Class\D30-HVAC Systems\D3040 - Distribution SYS\Supply/Exhaust/Return fans- FAN | EQ-1002834
33-D1 | 33-D1 Blythe Courthouse - Superior Court | 33-D1-D3042-220-EFN09 | EXHAUST FAN #9 | LOREN COOK | None | 100 ACEB | OM00002217 | NA | Roof | TRUEFLEX2230(4L230) | none | NA | 1/4 | 115 | 5 | Electric | 1 | NA | NA | \Classifications\Building System Class\D30-HVAC Systems\D3040 - Distribution SYS\Supply/Exhaust/Return fans- FAN | EQ-1002835
33-D1 | 33-D1 Blythe Courthouse - Superior Court | 33-D1-D4031-100-FEX05 | Fire Extinguisher | NA | NA | NA | OM00030125 |  | wall mount | NA | NA | NA | NA | NA | NA | NA | NA | NA | NA | \Classifications\Building System Class\D40-Fire Protection SYS\D4030 - FIRE SPEC\Fire Extinguisher - FEX | EQ-1002838
33-D1 | 33-D1 Blythe Courthouse - Superior Court | 33-D1-B2010-100-BLD01 | Building Structure | NA | NA | NA | OM00030123 |  | NA | NA | NA | NA | NA | NA | NA | NA | NA | NA | NA | \Classifications\Building System Class\B20-General Building Exterior\B2010 - Exterior Walls\Building - BLD | EQ-1007305
33-D1 | 33-D1 Blythe Courthouse - Superior Court | 33-D1-B3010-100-RUF01 | Roofing Systems | NA | NA | NA | OM00030124 |  | NA | NA | NA | NA | NA | NA | NA | NA | NA | NA | NA | \Classifications\Building System Class\B30-Roofing\B3010 - Roof Types\Roof - RUF | EQ-1007482
33-D1 | 33-D1 Blythe Courthouse - Superior Court | 33-D1-D2023-100-BFP01 | Backflow Prevention Device - BFP01 FIRE | Ames | 3CN1507 | 3000SS 4 inch | OM00030129 | CM1507 | FLOOR 1, NW OF COURT HOUSE | NA | NA | NA | NA | NA | NA | NA | NA | NA | NA | \Classifications\Building System Class\D20-Plumbing\D2020 - Domestic Water\Backflow Preventer - BFP | 1010842
33-D1 | 33-D1 Blythe Courthouse - Superior Court | 33-D1-D2023-100-BFP02 | Backflow Prevention Device - BFP02 DOMESTIC 2" | WILKINS ZURN | 3020805 | 975XL | OM00030130 | 111396 | FLOOR 1, OUTSIDE SW CORNER | NA | NA | NA | NA | NA | NA | NA | NA | NA | NA | \Classifications\Building System Class\D20-Plumbing\D2020 - Domestic Water\Backflow Preventer - BFP | 1010843
33-D1 | 33-D1 Blythe Courthouse - Superior Court | 33-D1-D2023-100-BFP03 | Backflow Prevention Device - BFP03 FIRE BYPASS | AMEX | 07520 | 318200BASSE1015 | OM00030128 | 000-3407 | NW side of building | NA | NA | NA | NA | NA | NA | NA | NA | NA | NA | \Classifications\Building System Class\D20-Plumbing\D2020 - Domestic Water\Backflow Preventer - BFP | 1010844
33-D1 | 33-D1 Blythe Courthouse - Superior Court | 33-D1-D2023-310-HWP01 | DOMESTIC WATER HEATER RECIRCULATION PUMP | GRUNDFOS | 59896710 | 0841 | OM00030121 | DNA | ACROSS FROM CLERKS | NA | NA | NA | NA | 115 | DNA | Electric | 1 | NA | NA | \Classifications\Building System Class\D20-Plumbing\D2020 - Domestic Water\Domestic Hot Water Circulating Pump - HWP | 1012223
33-D1 | 33-D1 Blythe Courthouse - Superior Court | 33-D1-D2022-260-HWG01 | DOMESTIC HOT WATER HEATER | BRADFORD-WHITE | DC8892410 D/N:-394 | M440T6FBN | OM00030122 | DNA | NEAR CLERKS WINDOW | NA | NA | NA | NA | NA | NA | Gas | NA | 40,000 | NA | \Classifications\Building System Class\D20-Plumbing\D2020 - Domestic Water\Domestic Water Heater, Gas - HWG | 1012224
33-D1 | 33-D1 Blythe Courthouse - Superior Court | 33-D1-D2030-150-MWL01 | MAIN BRANCH WASTE | DNA | DNA | DNA | OM00030134 | DNA | DNA | NA | NA | NA | NA | NA | NA | NA | NA | NA | NA | \Classifications\Building System Class\D20-Plumbing\D2030 - Sani Waste\Main/Branch Waste System - MWL | 1012225
33-D1 | 33-D1 Blythe Courthouse - Superior Court | 33-D1-D4010-150-FMS01 | DNA | DNA | DNA | DNA | OM00002223 | DNA | BACK PATIO SW SIDE | NA | NA | NA | NA | NA | NA | NA | NA | NA | NA | \Classifications\Building System Class\D40-Fire Protection SYS\D4010 - Sprinkler SYS\Fire Systems, stand pipes - FMS | 1012226
33-D1 | 33-D1 Blythe Courthouse - Superior Court | 33-D1-D5010-200-ESD01 | MAIN SWITCH BOARD | GE | 56739 | SCP PLUS | OM00030131 | DNA | SW SIDE OF BUILDING | NA | NA | NA | NA | 208/120 | 600 | Electric | 1 | NA | NA | \Classifications\Building System Class\D50-Electrical SYS\D5010 - Elec Service & Dist\Electical Service and Distribution - ESD | 1012227
33-D1 | 33-D1 Blythe Courthouse - Superior Court | 33-D1-D5037-710-FAP01 | MAIN ANNUNICATOR FIRE PANEL | NOTIFIER | DNA | AFP-200 | OM00002224 | DNA | S SIDE OF BUILDING | NA | NA | NA | DNA | 115 | DNA | Electric | 1 | NA | NA | \Classifications\Building System Class\D50-Electrical SYS\D5030 - Comm & Security\Fire Alarm Panel - FAP | 1012228
33-D1 | 33-D1 Blythe Courthouse - Superior Court | 33-D1-D5092-250-EML01 | EMERGENCY LIGHTS (34) | NA | NA | NA | OM00030126 |  | NA | NA | NA | NA | NA | DNA | DNA | Electric | DNA | NA | NA | \Classifications\Building System Class\D50-Electrical SYS\D5090 - Elec SYS\Emergency And Exit Lighting - EML | 1012229
33-D1 | 33-D1 Blythe Courthouse - Superior Court | 33-D1-G2050-200-LSC01 | LANDSCAPING | DNA | DNA | DNA | OM00030133 | DNA | OUTSIDE | NA | NA | NA | NA | NA | NA | NA | NA | NA | NA | \Classifications\Building System Class\G20-Other Systems\G2050 - Landscaping\Landscaping - LSC | 1012230
33-D1 | 33-D1 Blythe Courthouse - Superior Court | 33-D1-D5092-250-ELT01 | EXTERIOR LIGHTS | DNA | DNA | DNA | OM00030127 | DNA | EXTERIOR OF BUILDING | NA | NA | NA | DNA | 277 | DNA | Electric | 1 | NA | NA | \Classifications\Building System Class\D50-Electrical SYS\D5090 - Elec SYS\Exterior Lighting - ELT | 1012231
33-D1 | 33-D1 Blythe Courthouse - Superior Court | 33-D1-G2049-300-HSC01 | HARDSCAPE | DNA | DNA | DNA | OM00030132 | DNA | OUTSIDE | NA | NA | NA | NA | NA | NA | NA | NA | NA | NA | \Classifications\Building System Class\G20-Other Systems\G2040 - Site Development\Hardscape - HSC | 1012232
33-D1 | 33-D1 Blythe Courthouse - Superior Court | 33-D1-C1020-110-FRD06 | Fire Curtain | Warnolk Herskey | WH1-011768 | FD1ED01 | OM00036301 |  | Clerks Area | NA | NA | NA | NA | NA | NA | NA | NA | NA | NA | \Classifications\Building System Class\C10-General Building Interior\C1020 - Fire Doors\Fire Doors - FRD | 1014861
33-D1 | 33-D1 Blythe Courthouse - Superior Court | 33-D1-C1020-110-FRD01 | FIRE CURTAIN #1 | WARNOLD | WHI-01173 | FD1FD10 | OM00036279 |  | CLERKS AREA - WINDOWS | NA | NA | NA | DNA | DNA | DNA | DNA | DNA | NA | NA | \Classifications\Building System Class\C10-General Building Interior\C1020 - Fire Doors\Fire Doors - FRD | 1015207
33-D1 | 33-D1 Blythe Courthouse - Superior Court | 33-D1-C1020-110-FRD02 | FIRE CURTAIN #2 | WARNOLK | WHI-011772 | FD1FD10 | OM00036280 |  | CLEARKS AREA - WINDOWS | NA | NA | NA | DNA | DNA | DNA | DNA | DNA | NA | NA | \Classifications\Building System Class\C10-General Building Interior\C1020 - Fire Doors\Fire Doors - FRD | 1015208
33-D1 | 33-D1 Blythe Courthouse - Superior Court | 33-D1-C1020-110-FRD03 | FIRE CURTAIN #3 | WARNOCK HERSKEY | WH1-011771 | FE1FE10 | OM00036281 |  | CLERKS AREA - WINDOWS | NA | NA | NA | DNA | DNA | DNA | DNA | DNA | NA | NA | \Classifications\Building System Class\C10-General Building Interior\C1020 - Fire Doors\Fire Doors - FRD | 1015209
33-D1 | 33-D1 Blythe Courthouse - Superior Court | 33-D1-C1020-110-FRD04 | FIRE CURTAIN #4 | WARNOCK HERSKY | WH1-011770 | FD1FD10 | OM00036282 |  | CLERKS AREA - WINDOWS | NA | NA | NA | DNA | DNA | DNA | DNA | DNA | NA | NA | \Classifications\Building System Class\C10-General Building Interior\C1020 - Fire Doors\Fire Doors - FRD | 1015210
33-D1 | 33-D1 Blythe Courthouse - Superior Court | 33-D1-C1020-110-FRD05 | FIRE CURTAIN #5 | WARNOCK HERSKY | WH1-011769 | FE1FE10 | OM00036283 |  | CLERKS AREA - WINDOWS | NA | NA | NA | DNA | DNA | DNA | DNA | DNA | NA | NA | \Classifications\Building System Class\C10-General Building Interior\C1020 - Fire Doors\Fire Doors - FRD | 1015211
33-E1 | 33-E1 Palm Springs Courts | 33-E1-D5092-250-CTY18 | Emergency Light | DNA | DNA | DNA | DNA |  | General Building Interior Court | DNA | DNA | DNA | DNA | DNA | DNA | DNA | DNA | DNA | DNA | \Classifications\Building System Class\D50-Electrical SYS\D5090 - Elec SYS\Emergency And Exit Lighting - EML | EQ-1003496
33-E1 | 33-E1 Palm Springs Courts | 33-E1-D4031-100-CTY05 | No. 5 FIRE EXTINGUSHER - BLDG is County Maintained | DNA | DNA | DNA | DNA |  | 104 | DNA | DNA | DNA | DNA | DNA | DNA | DNA | DNA | DNA | DNA | \Classifications\Building System Class\D40-Fire Protection SYS\D4030 - FIRE SPEC\Fire Extinguisher - FEX | EQ-1003497
33-E1 | 33-E1 Palm Springs Courts | 33-E1-B3010-100-CTY01 | Roofing Systems | DNA | DNA | DNA | DNA | DNA | NA | NA | NA | NA | NA | NA | NA | NA | NA | NA | NA | \Classifications\Building System Class\B30-Roofing\B3010 - Roof Types\Roof - RUF | EQ-1007483
33-F1 | 33-F1 Hemet | 33-F1-C1020-110-FRD01 | ROLL UP FIRE DOOR #1 (MANUAL) | ATLAS DOOR CO. | 61695 | E-152 | OM00002105 | DNA | CLERKS WINDOW | NA | NA | NA | NA | NA | NA | other | NA | DNA | DNA | \Classifications\Building System Class\C10-General Building Interior\C1020 - Fire Doors\Fire Doors - FRD | EQ-1004659
33-F1 | 33-F1 Hemet | 33-F1-C1020-110-FRD02 | ROLL UP FIRE DOOR #2 | ATLAS DOOR CO. | 61694 | E-152 | OM00030354 | DNA | FLOOR 1, CLERKS WINDOW #3 | NA | NA | NA | NA | NA | NA | other | NA | DNA | DNA | \Classifications\Building System Class\C10-General Building Interior\C1020 - Fire Doors\Fire Doors - FRD | EQ-1004877
33-F1 | 33-F1 Hemet | 33-F1-C1020-110-FRD03 | ROLL UP FIRE DOOR #3 | ATLAS DOOR CO. | DNA | DNA | OM00030355 | DNA | Floor 1, CLERKS WINDOW #4 | NA | NA | NA | NA | NA | NA | other | NA | DNA | DNA | \Classifications\Building System Class\C10-General Building Interior\C1020 - Fire Doors\Fire Doors - FRD | EQ-1004878
33-F1 | 33-F1 Hemet | 33-F1-C1020-110-FRD04 | ROLL UP FIRE DOOR #4 | ATLAS DOOR CO. | 061692 | E-152 | OM00003056 | DNA | FLOOR 1, CLERKS WINDOW #5 | NA | NA | NA | NA | NA | NA | other | NA | DNA | DNA | \Classifications\Building System Class\C10-General Building Interior\C1020 - Fire Doors\Fire Doors - FRD | EQ-1004879
33-F1 | 33-F1 Hemet | 33-F1-C1020-110-FRD05 | ROLL UP FIRE DOOR #5 | ATLAS DOOR CO. | 061688 | E-152 | OM00030357 | DNA | FLOOR 1, CLERKS WINDOW #6 | NA | NA | NA | NA | NA | NA | other | NA | DNA | DNA | \Classifications\Building System Class\C10-General Building Interior\C1020 - Fire Doors\Fire Doors - FRD | EQ-1004880
33-F1 | 33-F1 Hemet | 33-F1-C1020-110-FRD06 | ROLL UP FIRE DOOR #6 | ATLAS DOOR CO. | 61689 | DNA | OM00030358 | DNA | CLERKS WINDOW #7 | NA | NA | NA | NA | NA | NA | other | NA | DNA | DNA | \Classifications\Building System Class\C10-General Building Interior\C1020 - Fire Doors\Fire Doors - FRD | EQ-1004881
33-F1 | 33-F1 Hemet | 33-F1-C1020-110-FRD07 | ROLL UP FIRE DOOR #7 | ATLAS DOOR CO. | 61691 | E-152 | OM00030359 | DNA | CLERKS WINDOW #8 | NA | NA | NA | NA | NA | NA | other | NA | DNA | DNA | \Classifications\Building System Class\C10-General Building Interior\C1020 - Fire Doors\Fire Doors - FRD | EQ-1004882
33-F1 | 33-F1 Hemet | 33-F1-C1020-110-FRD08 | ROLL UP FIRE DOOR #8 | ATLAS DOOR CO. | 061690 | DNA | OM00030360 | DNA | CLERKS WINDOW #9 | NA | NA | NA | NA | NA | NA | other | NA | DNA | DNA | \Classifications\Building System Class\C10-General Building Interior\C1020 - Fire Doors\Fire Doors - FRD | EQ-1004883
33-F1 | 33-F1 Hemet | 33-F1-D2018-100-DKF01 | DRINKING FOUNTAIN | ELKAY | 870701329 | EHF-8-1 | DNA |  | EAST PUBLIC HALL SECTION 1 | NA | NA | R-12 | NA | 115 | 4.8 | electric | 1 | DNA | DNA | \Classifications\Building System Class\D20-Plumbing\D2010 - Plumb Fix\Drink Fountain (Refr Indvl Wtrcooler) - DKF | EQ-1004884
33-F1 | 33-F1 Hemet | 33-F1-D2018-100-DKF02 | DRINKING FOUNTAIN | HAWS | 97450482 | HWBFA8LSS | DNA |  | WEST PUBLIC HALL SECTION 2 | NA | NA | R-134a | NA | 115 | 4.5 | electric | 1 | DNA | DNA | \Classifications\Building System Class\D20-Plumbing\D2010 - Plumb Fix\Drink Fountain (Refr Indvl Wtrcooler) - DKF | EQ-1004885
33-F1 | 33-F1 Hemet | 33-F1-D2023-100-BFP01 | BACKFLOW PREVENTER DOMESTIC WATER | FEBCO | 19589 | 825 | OM00030347 | DNA | FLOOR 1, NORTH EAST CORNER OF BUILDING | NA | NA | NA | NA | NA | NA | NA | NA | NA | NA | \Classifications\Building System Class\D20-Plumbing\D2020 - Domestic Water\Backflow Preventer - BFP | EQ-1004887
33-F1 | 33-F1 Hemet | 33-F1-D3042-220-EFN01 | EXHAUST FAN EF#1 | Penn Ventilator Company | DNA | DX14B | OM00002100 |  | ROOF SECTION #3 | 4L220 | NA | NA | .75 | 115 | 10 | electric | 1 | DNA | DNA | \Classifications\Building System Class\D30-HVAC Systems\D3040 - Distribution SYS\Supply/Exhaust/Return fans- FAN | EQ-1004893
33-F1 | 33-F1 Hemet | 33-F1-D3042-220-EFN02 | EXHAUST FAN EF#2 | LOREN COOK CO. | NO NUMBER | 120ACEB | OM00030349 |  | ROOF SECTION #3 - south side | (1) 4L390 | NA | NA | 1/3 HP | 115 | 1.35 | electric | 1 | DNA | DNA | \Classifications\Building System Class\D30-HVAC Systems\D3040 - Distribution SYS\Supply/Exhaust/Return fans- FAN | EQ-1004894
33-F1 | 33-F1 Hemet | 33-F1-D3042-220-EFN03 | EXHAUST FAN EF#3 | DNA | DNA | 150ACEB | OM00030342 |  | ROOF SECTION #2 | NA | NA | NA | DNA | DNA | DNA | electric | DNA | DNA | DNA | \Classifications\Building System Class\D30-HVAC Systems\D3040 - Distribution SYS\Supply/Exhaust/Return fans- FAN | EQ-1004895
33-F1 | 33-F1 Hemet | 33-F1-D3042-220-EFN04 | EXHAUST FAN EF#4 | DNA | DNA | DNA | OM00030343 |  | ROOF SECTION #2 | 3L400 | NA | NA | 1/4 | 115 | 5.8 | electric | 1 | DNA | DNA | \Classifications\Building System Class\D30-HVAC Systems\D3040 - Distribution SYS\Supply/Exhaust/Return fans- FAN | EQ-1004896
33-F1 | 33-F1 Hemet | 33-F1-D3042-220-EFN05 | EXHAUST FAN EF#5 | DNA | DNA | DNA | OM00030344 |  | ROOF SECTION #2 by CU#6 | 4L260 | NA | NA | 1/3 | 115/230 | 6.0/3.0 | electric | 1 | DNA | DNA | \Classifications\Building System Class\D30-HVAC Systems\D3040 - Distribution SYS\Supply/Exhaust/Return fans- FAN | EQ-1004897
33-F1 | 33-F1 Hemet | 33-F1-D3042-220-EFN06 | EXHAUST FAN EF#6 | DNA | DNA | DNA | OM00030350 |  | ROOF SECTION #2 | 4L260 | NA | NA | 1/4 | 115 | 6.0 | electric | 1 | DNA | DNA | \Classifications\Building System Class\D30-HVAC Systems\D3040 - Distribution SYS\Supply/Exhaust/Return fans- FAN | EQ-1004898
33-F1 | 33-F1 Hemet | 33-F1-D3042-220-EFN07 | EXHAUST FAN EF#7 | DNA | DNA | DNA | OM00030345 |  | New ROOF SECTION #1 | 4L260 | NA | NA | 1/3 HP | 115 | DNA | electric | 1 | DNA | DNA | \Classifications\Building System Class\D30-HVAC Systems\D3040 - Distribution SYS\Supply/Exhaust/Return fans- FAN | EQ-1004899
33-F1 | 33-F1 Hemet | 33-F1-D3042-220-EFN08 | EXHAUST FAN EF#8 | LOREN COOK CO. | DNA | 150ACEB | OM00030346 |  | ROOF SECTION #1 | 4L260 | NA | NA | 1/3 | 115/230 | 6.0/3.0 | electric | 1 | DNA | DNA | \Classifications\Building System Class\D30-HVAC Systems\D3040 - Distribution SYS\Supply/Exhaust/Return fans- FAN | EQ-1004900
33-F1 | 33-F1 Hemet | 33-F1-D3042-220-EFN09 | EXHAUST FAN EF#9 | LOREN COOK CO. | DNA | 150ACEB | OM00030350 |  | ROOF SECTION #1 | DNA | NA | NA | 1/2 HP | 115 | DNA | electric | 1 | DNA | DNA | \Classifications\Building System Class\D30-HVAC Systems\D3040 - Distribution SYS\Supply/Exhaust/Return fans- FAN | EQ-1004901
33-F1 | 33-F1 Hemet | 33-F1-D3042-220-EFN10 | EXHAUST FAN EF#10 | DNA | DNA | DNA | OM00030351 |  | ROOF SECTION #1 - South Side | 4L260 | NA | NA | 1/4 | 115 | 6.0 | electric | 1 | DNA | DNA | \Classifications\Building System Class\D30-HVAC Systems\D3040 - Distribution SYS\Supply/Exhaust/Return fans- FAN | EQ-1004902
33-F1 | 33-F1 Hemet | 33-F1-D3042-220-EFN11 | EXHAUST FAN EF#11 | DNA | DNA | DNA | OM00030352 |  | ROOF SECTION #1 - South Side | 4L260 | NA | NA | NA | 115 | NA | electric | 1 | DNA | DNA | \Classifications\Building System Class\D30-HVAC Systems\D3040 - Distribution SYS\Supply/Exhaust/Return fans- FAN | EQ-1004903
33-F1 | 33-F1 Hemet | 33-F1-D3042-220-EFN12 | EXHAUST FAN EF#12 | DNA | DNA | DNA | OM00030371 |  | ROOF SHERIFFS SECTION | NA | NA | NA | 1/4 | 115 | 63.0 | electric | 1 | DNA | DNA | \Classifications\Building System Class\D30-HVAC Systems\D3040 - Distribution SYS\Supply/Exhaust/Return fans- FAN | EQ-1004904
33-F1 | 33-F1 Hemet | 33-F1-D3042-220-EFN13 | EXHAUST FAN EF#13 | LOREN COOK | DNA | 120ACEB | OM00030353 |  | ROOF SECTION S Side | NA | NA | NA | 1/6 | 115 | 3.6 | electric | 1 | DNA | DNA | \Classifications\Building System Class\D30-HVAC Systems\D3040 - Distribution SYS\Supply/Exhaust/Return fans- FAN | EQ-1004905
33-F1 | 33-F1 Hemet | 33-F1-D3050-210-PKU11 | A/C-A GAS PACK | LENNOX | 5698E04782 | GCS16060751Y | OM00016484 | DNA | NW ROOF SECTION #2 | NA | 20X25X2 | R-22 | 5 | 208/230/460 | 17.6 | gas | 3 | 75000 | 60000 | \Classifications\Building System Class\D30-HVAC Systems\D3050 - Package SYS\Package Unit - PKU | EQ-1004906
33-F1 | 33-F1 Hemet | 33-F1-D3050-210-PKU01 | A/C-C GAS PACK | LENNOX | 5698E04780 | GCS16060751Y | OM00016478 | DNA | ROOF SECTION #3, (NW) | NA | 20X25X2 | R-22 | NA | 208/230/460 | 17.6 | gas | 3 | 75000 | 60000 | \Classifications\Building System Class\D30-HVAC Systems\D3050 - Package SYS\Package Unit - PKU | EQ-1004907
33-F1 | 33-F1 Hemet | 33-F1-D3050-210-PKU12 | A/C-D GAS PACK | LENNOX | 5698B03919 | GCS249532001Y | OM00016477 | DNA | ROOF SECTION #3 (W) | A-46 | 16X20X2 (4) | R-22 | NA | 208/230 | 11 | gas | 3 | 200000 | 160000 | \Classifications\Building System Class\D30-HVAC Systems\D3050 - Package SYS\Package Unit - PKU | EQ-1004908
33-F1 | 33-F1 Hemet | 33-F1-D3050-210-PKU13 | A/C-E GAS PACK | LENNOX | 5698E00453 | LGA120SH1Y | OM00016476 | DNA | ROOF SECTION #3 WEST | BX-53 | 18X24X2 (4) | R-22 | NA | 208/230 | 16.7 | gas | 3 | 235000 | UNK | \Classifications\Building System Class\D30-HVAC Systems\D3050 - Package SYS\Package Unit - PKU | EQ-1004909
33-F1 | 33-F1 Hemet | 33-F1-D3050-210-PKU02 | A/C-B GAS PACK | LENNOX | 5698E04781 | GCS16060751Y | OM00016479 | DNA | NE ROOF SECTION #3 | NA | 20X25X2 | R-22 | NA | 208/230 | 17.6 | gas | 3 | 75000 | 60000 | \Classifications\Building System Class\D30-HVAC Systems\D3050 - Package SYS\Package Unit - PKU | EQ-1004910
33-F1 | 33-F1 Hemet | 33-F1-D3050-210-PKU14 | A/C-F GAS PACK | LENNOX | 5698E01084 | GCS16048752Y | OM00016475 | DNA | ROOF SW CORNER | NA | 20X25X2 (1) | R-22 | NA | 208/230 | 12.8 | gas | 3 | 75,000 | UNK | \Classifications\Building System Class\D30-HVAC Systems\D3050 - Package SYS\Package Unit - PKU | EQ-1004911
33-F1 | 33-F1 Hemet | 33-F1-D3050-210-PKU03 | A/C - GAS PACK CU#1 | LENNOX | 8-9969-DE-3 | GCS169532003Y | OM00016481 | DNA | ROOF SECTION # 2 | A-46 | 16X20X2 | R-22 | NA | 208/230 | 44 | gas | 3 | 200000 | 160000 | \Classifications\Building System Class\D30-HVAC Systems\D3050 - Package SYS\Package Unit - PKU | EQ-1004912
33-F1 | 33-F1 Hemet | 33-F1-D3050-210-PKU05 | A/C - GAS PACK CU#3 | CARRIER | 1310G40586 | 48HCDD08AZA5A0A0A0 | OM00016483 | DNA | ROOF S SIDE | A-48 | (4) 20X20X2 | R-410A | DNA | 208/230 | 42.6 | gas | 3 | 125,000 | 103,000 | \Classifications\Building System Class\D30-HVAC Systems\D3050 - Package SYS\Package Unit - PKU | EQ-1004914
33-F1 | 33-F1 Hemet | 33-F1-D3050-210-PKU06 | PACKAGE UNIT #6 | LENNOX | 8-9969DE-5 | GCS16-953-200-3Y | OM00016480 |  | MIDDLE OF ROOF | NA | NA | R-22 | .5 | 208/230 | 50 | Electric | 3 | 200000 | 160000 | \Classifications\Building System Class\D30-HVAC Systems\D3050 - Package SYS\Package Unit - PKU | EQ-1004915
33-F1 | 33-F1 Hemet | 33-F1-D3050-210-PKU07 | A/C - GAS PACK CU#7 | CARRIER | 3101G21336 | 48TFL005501 | OM00016485 | DNA | ROOF N SIDE | NA | (2) 16X25X2 | R-22 | NA | 208/230 | 24.2 | gas | 3 | 60000 | 49000 | \Classifications\Building System Class\D30-HVAC Systems\D3050 - Package SYS\Package Unit - PKU | EQ-1004916
33-F1 | 33-F1 Hemet | 33-F1-D3050-210-PKU08 | A/C - GAS PACK CU# 8 | LENNOX | 5847HO1141 | GCS9653120A3Y | OM00016487 | DNA | ROOF SECTION #1 NORTH | NA | 20X20X1 (2) | R-22 | NA | 208/230 | 19.2 | gas | 3 | 120000 | DNA | \Classifications\Building System Class\D30-HVAC Systems\D3050 - Package SYS\Package Unit - PKU | EQ-1004917
33-F1 | 33-F1 Hemet | 33-F1-D3050-210-PKU09 | A/C - GAS PACK CU#9 | LENNOX | 5487HOO476 | GCS9653120A3Y | OM00016486 | DNA | ROOF NE CORNER | NA | 20X20X1 (2) | R-22 | NA | 208/230 | 32.0 | gas | 3 | 120000 | DNA | \Classifications\Building System Class\D30-HVAC Systems\D3050 - Package SYS\Package Unit - PKU | EQ-1004918
33-F1 | 33-F1 Hemet | 33-F1-D3050-210-PKU10 | A/C MULTI ZONE GAS PACK WEST | CARRIER | 3101F01050 | 48TJD020 | OM00016488 |  | ROOF SECTION #1 | B-48 | (2) 20X25X2, (2) 20X20X2 | R-22 | NA | 208/230 | 87.0 | gas | 3 | 275,000 | 222,750 | \Classifications\Building System Class\D30-HVAC Systems\D3050 - Package SYS\Package Unit - PKU | EQ-1004919
33-F1 | 33-F1 Hemet | 33-F1-D3050-310-HPU01 | A/C MULTI ZONE HEAT PUMP EAST - CU9 | CARRIER | 1701F78856 | 50HJQ016510AA | OM00016489 | DNA | ROOF SECTION #1 E SIDE | B-48 | (2) 20X25X2, (2) 20X20X2 | R-22 | 5 | 208/230 | 84 | Electric | 3 | DNA | DNA | \Classifications\Building System Class\D30-HVAC Systems\D3050 - Package SYS\Heat Pump,Air Cooled - HPU | EQ-1004920
33-F1 | 33-F1 Hemet | 33-F1-D4010-150-FMS01 | FIRE SPRINKLER STAND PIPE | SENTRY | UNK | 62L0 | OM00002110 | DNA | FLOOR 1, EAST HALLWAY CLOSET | NA | NA | NA | NA | NA | NA | NA | NA | DNA | DNA | \Classifications\Building System Class\D40-Fire Protection SYS\D4010 - Sprinkler SYS\Fire Systems, stand pipes - FMS | EQ-1004921
33-F1 | 33-F1 Hemet | 33-F1-D5011-240-TRN01 | TRANSFORMER | RTE CORP. | 876004308 | I/C STK 472-92008 | OM00026527 |  | SHERIFFS AREA ACROSS ALLEY | NA | NA | NA | NA | 12000 | KVA500 | electric | 3 | DNA | DNA | \Classifications\Building System Class\D50-Electrical SYS\D5010 - Elec Service & Dist\Transformer - TRN | EQ-1004922
33-F1 | 33-F1 Hemet | 33-F1-G2023-150-PEG01 | Sliding gate | ELITE | 1310076161 | SL-3000-UL | OM00026525 | DNA | SECURED PARKING (WEST) | NA | 4L220 | NA | 1/2 HP | 115 | NA | electric | 1 | DNA | DNA | \Classifications\Building System Class\G20-Other Systems\G2020 - Parking Lots\Secured Parking Gate - PEG | EQ-1004923
33-F1 | 33-F1 Hemet | 33-F1-D4031-100-FEX13 | ABC FIRE EXTINGUISHE | AMEREX | NA | A500 | OM00002106 |  | All | NA | NA | NA | NA | NA | NA | NA | NA | NA | NA | \Classifications\Building System Class\D40-Fire Protection SYS\D4030 - FIRE SPEC\Fire Extinguisher - FEX | EQ-1005580
33-F1 | 33-F1 Hemet | 33-F1-B2010-100-BLD01 | Building Structure | NA | NA | NA | OM00030363 |  | NA | NA | NA | NA | NA | NA | NA | NA | NA | NA | NA | \Classifications\Building System Class\B20-General Building Exterior\B2010 - Exterior Walls\Building - BLD | EQ-1007307
33-F1 | 33-F1 Hemet | 33-F1-B3010-100-RUF01 | Roofing Systems | NA | NA | NA | OM00030362 |  | NA | NA | NA | NA | NA | NA | NA | NA | NA | NA | NA | \Classifications\Building System Class\B30-Roofing\B3010 - Roof Types\Roof - RUF | EQ-1007484
33-F1 | 33-F1 Hemet | 33-F1-D2022-100-HWE01 | DOMESTIC WATER HEATER #1 | VANGUARD | VG0207604214 | 1PZ81 | OM00002112 | DNA | EAST CUSTODIAL ROOM | NA | NA | NA | NA | 120 | DNA | electric | 1 | NA | NA | \Classifications\Building System Class\D20-Plumbing\D2020 - Domestic Water\Domestic Water Heater, Electric - HWE | EQ-1007672
33-F1 | 33-F1 Hemet | 33-F1-D2022-100-HWE02 | DOMESTIC WATER HEATER #2 | VANGUARD | VG0792205641 | 6E729 | OM00026526 | DNA | EMPLOYEE BREAK ROOM | NA | NA | NA | NA | 120 | 14.4 | electric | 1 | NA | NA | \Classifications\Building System Class\D20-Plumbing\D2020 - Domestic Water\Domestic Water Heater, Electric - HWE | EQ-1007673
33-F1 | 33-F1 Hemet | 33-F1-D2022-100-HWE03 | DOMESTIC WATER HEATER #3 | A.O. SMITH | DNA | DEL - 20 | OM00002103 | DNA | FLOOR 1, MAIN SWITCH GEAR ROOM | NA | NA | NA | NA | 120 | 12.5 | electric | 1 | NA | NA | \Classifications\Building System Class\D20-Plumbing\D2020 - Domestic Water\Domestic Water Heater, Electric - HWE | EQ-1007674
33-F1 | 33-F1 Hemet | 33-F1-D2022-100-HWE05 | STATE WATER HEATER | DNA | B88205917 | PV61MS2KH | OM00002104 | DNA | SECURED HALLWAY | NA | NA | NA | NA | 120 | DNA | Electric | 1 | NA | NA | \Classifications\Building System Class\D20-Plumbing\D2020 - Domestic Water\Domestic Water Heater, Electric - HWE | 1012233
33-F1 | 33-F1 Hemet | 33-F1-D2022-100-HWE06 | DOMESTIC WATER HEATER | RHEEM | RH0510614435 | 81VPGS | OM00002107 | DNA | PRIVATE OFFICE | NA | NA | NA | NA | 120 | DNA | Electric | 1 | NA | NA | \Classifications\Building System Class\D20-Plumbing\D2020 - Domestic Water\Domestic Water Heater, Electric - HWE | 1012234
33-F1 | 33-F1 Hemet | 33-F1-D2030-150-MWL01 | MAIN BRANCH WASTE | DNA | DNA | DNA | OM00030369 | DNA | DNA | NA | NA | NA | NA | NA | NA | NA | NA | NA | NA | \Classifications\Building System Class\D20-Plumbing\D2030 - Sani Waste\Main/Branch Waste System - MWL | 1012235
33-F1 | 33-F1 Hemet | 33-F1-D2023-100-BFP02 | BACKFLOW PREVENTER | WILKINS ZURN | 717550 | 975XL | OM00030348 | DNA | SE CORNER OF BUILDING | NA | NA | NA | NA | NA | NA | NA | NA | NA | NA | \Classifications\Building System Class\D20-Plumbing\D2020 - Domestic Water\Backflow Preventer - BFP | 1012236
33-F1 | 33-F1 Hemet | 33-F1-D4024-100-FHS01 | FIRE HOSE | DNA | DNA | DNA | OM00030370 | DNA | HOLDING | NA | NA | NA | NA | NA | NA | NA | NA | NA | NA | \Classifications\Building System Class\D40-Fire Protection SYS\D4020 - Stand Pipe\Other Stand Pipe Hose Systems - FHS | 1012237
33-F1 | 33-F1 Hemet | 33-F1-D5010-200-ESD01 | MAIN SWITCHBOARD | SQUARE D | DNA | ML1 | OM00002102 | DNA | NA | NA | NA | NA | NA | 120/208 | 1200 | Electric | 3 | NA | NA | \Classifications\Building System Class\D50-Electrical SYS\D5010 - Elec Service & Dist\Electical Service and Distribution - ESD | 1012238
33-F1 | 33-F1 Hemet | 33-F1-D5037-710-FAP01 | MAIN FIRE PANNEL | SILENT KNIGHT | DNA | 5207 | OM00002111 | DNA | BREAKROOM HALLWAY | NA | NA | NA | NA | 120 | 2 | Electric | 1 | NA | NA | \Classifications\Building System Class\D50-Electrical SYS\D5030 - Comm & Security\Fire Alarm Panel - FAP | 1012239
33-F1 | 33-F1 Hemet | 33-F1-G2050-200-LSC01 | LANDSCAPING | DNA | DNA | NA | OM00030365 | DNA | OUTSIDE | NA | NA | NA | NA | NA | NA | NA | NA | NA | NA | \Classifications\Building System Class\G20-Other Systems\G2050 - Landscaping\Landscaping - LSC | 1012240
33-F1 | 33-F1 Hemet | 33-F1-D5092-250-ELT63 | EXTERIOR LIGHTS | DNA | DNA | DNA | OM00030368 | DNA | OUTSIDE | NA | NA | NA | NA | DNA | DNA | Electric | DNA | NA | NA | \Classifications\Building System Class\D50-Electrical SYS\D5090 - Elec SYS\Exterior Lighting - ELT | 1012241
33-F1 | 33-F1 Hemet | 33-F1-G2049-300-HSC01 | HARDSCAPE | DNA | DNA | NA | OM00030364 | DNA | OUTSIDE | NA | NA | NA | NA | NA | NA | NA | NA | NA | NA | \Classifications\Building System Class\G20-Other Systems\G2040 - Site Development\Hardscape - HSC | 1012242
33-F1 | 33-F1 Hemet | 33-F1-D3050-210-PKU15 | PACKAGE UNIT #15 (A/C, GAS PACK) | LENNOX | 5612H07739 | KGA090S4BH2Y | OM00036608 |  | ROOF SECTION 2 | A-50 | 20X20X2 | R-410A | 7.5 | 208-230 | 25 | Gas | 3 | 150,000 | 120,000 | \Classifications\Building System Class\D30-HVAC Systems\D3050 - Package SYS\Package Unit - PKU | 1014912
33-G4 | 33-G4 New Riverside Mid-County Courthouse. | 33-G4-D3021-130-BLR01 | Boiler - BLR01 | Lochinvar | L12H00244915 | CHN1802 | OM00025651 | 540210 | 1st floor boiler room | DNA | 16"X20"X1" OR 16"X18"X1" | NA | .5 | 120 | 14.8 | Natural gas | NA | 1,800,000 | 1,800,000 | \Classifications\Building System Class\D30-HVAC Systems\D3020 - Heat SYS\Boiler,Hot Water,Oil/Gas/Comb. - BLR | 1017875
33-G4 | 33-G4 New Riverside Mid-County Courthouse. | 33-G4-D1010-100-ELE01 | ELEVATOR- 01 | OTIS | 12931246 | ABA21241U | OM00025682 | State ID# 164203 | Basement, ELEVATOR ROOM 118A | NA | NA | NA | 50.0 | 480 | 65 | Electric | 3 | NA |  | \Classifications\Building System Class\D10-Conveyance Systems\D1010 - Elevator\Elevator,Electric,Pass/Freight - ELE | 1018969
33-G4 | 33-G4 New Riverside Mid-County Courthouse. | 33-G4-D1010-100-ELE02 | ELEVATOR- 02 | OTIS | 12941246 | ABA21241U | OM00025683 | State ID# 164204 | Basement, ELEVATOR ROOM -118A | NA | NA | NA | 50.0 | 480 | 65 | Electric | 3 | NA | NA | \Classifications\Building System Class\D10-Conveyance Systems\D1010 - Elevator\Elevator,Electric,Pass/Freight - ELE | 1018970
33-G4 | 33-G4 New Riverside Mid-County Courthouse. | 33-G4-D1010-100-ELE03 | ELEVATOR- 03 | OTIS | 12951246 | ABA21241U | OM00025692 | State ID# 164197 | Basement, ELEVATOR ROOM 170C | NA | NA | NA | 50.0 | 480 | 65 | Electric | 3 | NA | NA | \Classifications\Building System Class\D10-Conveyance Systems\D1010 - Elevator\Elevator,Electric,Pass/Freight - ELE | 1018971
33-G4 | 33-G4 New Riverside Mid-County Courthouse. | 33-G4-D1010-100-ELE04 | ELEVATOR- 04 | OTIS | 12961246 | ABA21241U | OM00025693 | State ID# 164205 | Basement, ELEVATOR ROOM, 144 | NA | NA | NA | 50.0 | 480 | 65 | Electric | 3 | NA | NA | \Classifications\Building System Class\D10-Conveyance Systems\D1010 - Elevator\Elevator,Electric,Pass/Freight - ELE | 1018972
33-G4 | 33-G4 New Riverside Mid-County Courthouse. | 33-G4-D5011-240-TRN01 | TRANSFORMER TRN01 | EATON | J12L50195 | H48M28T49CUEE | OM00025708 |  | Basement, MPOE SW ELEC ROOM, 161 | NA | NA | NA | NA | 480/208 | 150KVA | Electric | 3 | NA | NA | \Classifications\Building System Class\D50-Electrical SYS\D5010 - Elec Service & Dist\Transformer - TRN | 1018973
33-G4 | 33-G4 New Riverside Mid-County Courthouse. | 33-G4-D5011-240-TRN02 | TRANSFORMER TRN02 | EATON | J13A00525 | V48M28E15MEE | OM00025738 |  | Exterior, CHILLER MECH ROOM BUILDING-DRY SIDE | NA | NA | NA |  | 480/208/120 | 15KVA | Electric | 3 | NA | NA | \Classifications\Building System Class\D50-Electrical SYS\D5010 - Elec Service & Dist\Transformer - TRN | 1018974
33-G4 | 33-G4 New Riverside Mid-County Courthouse. | 33-G4-B3010-100-RUF01 | ROOF | NA | NA | NA | OM00025686 |  | DNA | NA | NA | NA | NA | NA | NA | NA | NA | NA | NA | \Classifications\Building System Class\B30-Roofing\B3010 - Roof Types\Roof - RUF | 1019461
33-G4 | 33-G4 New Riverside Mid-County Courthouse. | 33-G4-D3050-310-HPU01 | HEAT PUMP, AIR COOLED, SPLIT BACKUP TO FC-12 | DAIKIN MCQUAY | A001008 | VRVIII INVERTER RXYQ72PBTJ | OM00025685 |  | BY ROOF ACCESS | NA | NA | R-410A | 1 | 230 | 30 - 35 | Electric | 3 | NA | NA | \Classifications\Building System Class\D30-HVAC Systems\D3050 - Package SYS\Heat Pump,Air Cooled - HPU | 1019462
33-G4 | 33-G4 New Riverside Mid-County Courthouse. | 33-G4-D5011-240-TRN03 | TRANSFORMER TRN03 | EATON | J12L50177 | H48M28T49CUEE | OM00025725 |  | SW ELEC ROOM | [10 empty] | \Classifications\Building System Class\D50-Electrical SYS\D5010 - Elec Service & Dist\Transformer - TRN | 1019464
33-G4 | 33-G4 New Riverside Mid-County Courthouse. | 33-G4-D5011-240-TRN04 | TRANSFORMER TRN04 | EATON | J13A00489 | V48M28E15MEE | OM00025737 |  | PENTHOUSE, EAST SIDE | NA | NA | NA | NA | 480/208/120 | 15KVA | Electric | 3 | NA |  | \Classifications\Building System Class\D50-Electrical SYS\D5010 - Elec Service & Dist\Transformer - TRN | 1019465
33-G4 | 33-G4 New Riverside Mid-County Courthouse. | 33-G4-D5092-100-UPS01 | UPS-A | EATON | EF391CAB20 | 9390 | OM00025707 |  | Basement, MPOE SW ELEC ROOM 161 | NA | 15"x30"x1" | NA | NA | 480 | 105 | Electric and lead-sulfuric acid | 3 | NA | NA | \Classifications\Building System Class\D50-Electrical SYS\D5090 - Elec SYS\Uninterruptible Power System - UPS | 1019466
33-G4 | 33-G4 New Riverside Mid-County Courthouse. | 33-G4-D5092-100-UPS02 | UPS-B | EATON | BF411KXX01 | 9355 | OM00025657 |  | EAST SIDE | NA | 14"x25"x1" | NA | NA | 208 | 30KVA | Electric and lead-sulfuric acid | 3 | NA | NA | \Classifications\Building System Class\D50-Electrical SYS\D5090 - Elec SYS\Uninterruptible Power System - UPS | 1019467
33-G4 | 33-G4 New Riverside Mid-County Courthouse. | 33-G4-D2022-260-HWG01 | DOMESTIC WATER HEATER - WH1 | LOCHINVAR | E11H20027991 | ARMOR CONDENSING WATER HEATER AWN151PM | OM00025689 |  | WATER HEATER ROOM | NA | NA | NA | NA | DNA | DNA | Gas | DNA | NA | NA | \Classifications\Building System Class\D20-Plumbing\D2020 - Domestic Water\Domestic Water Heater, Gas - HWG | 1019470
33-G4 | 33-G4 New Riverside Mid-County Courthouse. | 33-G4-D2022-260-HWG02 | DOMESTIC WATER HEATER - WH2 | LOCHINVAR | E11H20027996 | ARMOR CONDENSING WATER HEATER AWN151PM | OM00025688 |  | WATER HEATER ROOM | NA | NA | NA | NA | DNA | DNA | Gas | DNA | NA | NA | \Classifications\Building System Class\D20-Plumbing\D2020 - Domestic Water\Domestic Water Heater, Gas - HWG | 1019471
33-G4 | 33-G4 New Riverside Mid-County Courthouse. | 33-G4-D3044-125-PHW01 | DOMESTIC HOT WATER PUMP - CP1 | TACO | DNA | 2400-45S | OM00025690 |  | PENTHOUSE, WATER HEATER ROOM | NA | NA | NA | 1/3 | 115 | 3.6 | NA | 1 | NA | NA | \Classifications\Building System Class\D30-HVAC Systems\D3040 - Distribution SYS\Hot Water Pump - PHW | 1019472
33-G4 | 33-G4 New Riverside Mid-County Courthouse. | 33-G4-D3044-125-PHW02 | DOMESTIC HOT WATER PUMP - CP2 | TACO | DNA | 2400-45S | OM00025691 |  | PENTHOUSE, WATER HEATER ROOM | NA | NA | NA | 1/3 | 115 | 3.6 | NA | 1 | NA | NA | \Classifications\Building System Class\D30-HVAC Systems\D3040 - Distribution SYS\Hot Water Pump - PHW | 1019473
33-G4 | 33-G4 New Riverside Mid-County Courthouse. | 33-G4-D3092-140-HUM01 | HUMIDIFIER, GAS FIRED - 01 | ARMSTRONG | B14772-2-2 | GFH-300 | OM00025674 |  | PENTHOUSE, NEXT TO AH-1 | NA | NA | NA | NA | 120 | 3 | Gas | 1 | 420000 | NA | \Classifications\Building System Class\D30-HVAC Systems\D3090 - Other HVAC Systems and Equipment\Humidifier - HUM | 1019474
33-G4 | 33-G4 New Riverside Mid-County Courthouse. | 33-G4-D3092-140-HUM02 | HUMIDIFIER, GAS FIRED - 02 | ARMSTRONG | B14772-2-1 | GFH-300 | OM00025660 |  | PENTHOUSE, NEXT TO AH-2 | NA | NA | NA | NA | 120 | 3 | Gas | 1 | 420 | NA | \Classifications\Building System Class\D30-HVAC Systems\D3090 - Other HVAC Systems and Equipment\Humidifier - HUM | 1019475
33-G4 | 33-G4 New Riverside Mid-County Courthouse. | 33-G4-D3092-140-HUM03 | HUMIDIFIER, GAS FIRED - 03 | ARMSTRONG | B14772-1-1 | GFH-150 | OM00025673 |  | PENTHOUSE, NEXT TO AH-3 | NA | NA | NA | NA | 120 | 3 | Gas | 1 | 210 | NA | \Classifications\Building System Class\D30-HVAC Systems\D3090 - Other HVAC Systems and Equipment\Humidifier - HUM | 1019476
33-G4 | 33-G4 New Riverside Mid-County Courthouse. | 33-G4-D3041-110-AHU01 | AIR HANDLING UNIT - 01 | ENERGY LABS | 1305-6570-1 | C88110-FC1-L | OM00025675 |  | PENTHOUSE, EAST SIDE | NA | 12"x24"x2", 24"x24"x2" | NA | 20 | 460 | 72.6 | Electric | 3 | NA | NA | \Classifications\Building System Class\D30-HVAC Systems\D3040 - Distribution SYS\Air Handling Unit - AHU | 1019477
33-G4 | 33-G4 New Riverside Mid-County Courthouse. | 33-G4-D3041-110-AHU02 | AIR HANDLING UNIT - 02 | ENERGY LABS | 1305-6570-2 | C88110-FC1-L | OM00025677 |  | PENTHOUSE, WEST SIDE | NA | 12"x24"x2", 24"x24"x2" | NA | 20 | 460 | 72.6 | Electric | 3 | NA | NA | \Classifications\Building System Class\D30-HVAC Systems\D3040 - Distribution SYS\Air Handling Unit - AHU | 1019478
33-G4 | 33-G4 New Riverside Mid-County Courthouse. | 33-G4-D3041-110-AHU03 | AIR HANDLING UNIT - 03 | ENERGY LABS | 1305-6570-3 | C5355-FCH1-7 | OM00025676 |  | PENTHOUSE, CENTER | NA | NA | NA | 7.5 | 460 | 11.5 | Electric | 3 | NA | NA | \Classifications\Building System Class\D30-HVAC Systems\D3040 - Distribution SYS\Air Handling Unit - AHU | 1019479
33-G4 | 33-G4 New Riverside Mid-County Courthouse. | 33-G4-D3042-220-EFN01 | EXHAUST FAN - EF-01 | COOK | 138SE82507-01/00000701 | 180CIC180CICCL1 | OM00025671 |  | PENTHOUSE, CRAWL SPACE BEHIND AHU-3 | NA | NA | NA | NA | 460 | 14 | Electric | 3 | NA | NA | \Classifications\Building System Class\D30-HVAC Systems\D3040 - Distribution SYS\Supply/Exhaust/Return fans- FAN | 1019480
33-G4 | 33-G4 New Riverside Mid-County Courthouse. | 33-G4-D3042-220-EFN02 | EXHAUST FAN - EF-02 | COOK | 138SE82507-01/001801 | 150CIC150CICCL1 | OM00025663 |  | PENTHOUSE, SW CRAWL SPACE | NA | NA | NA | NA | 460 | 14 | Electric | 3 | NA | NA | \Classifications\Building System Class\D30-HVAC Systems\D3040 - Distribution SYS\Supply/Exhaust/Return fans- FAN | 1019481
33-G4 | 33-G4 New Riverside Mid-County Courthouse. | 33-G4-D3042-220-EFN03 | EXHAUST FAN - EF-03 | COOK | 138SE82507-01/0002901 | 150CIC150CICCL1 | OM00025672 |  | PENTHOUSE, CRAWL SPACE BEHIND AHU-3 | NA | NA | NA | 2 | 460 | 5.95 | Electric | 3 | NA | NA | \Classifications\Building System Class\D30-HVAC Systems\D3040 - Distribution SYS\Supply/Exhaust/Return fans- FAN | 1019482
33-G4 | 33-G4 New Riverside Mid-County Courthouse. | 33-G4-D3042-220-EFN04 | EXHAUST FAN - EF-04 | COOK | 138SE82507-00/0000701 | 150SQIH150SQIHP | OM00025665 |  | PENTHOUSE, CRAWL SPACE BEHIND AHU-3 | NA | NA | NA | 1/3 | 460 | DNA | Electric | 3 | NA | NA | \Classifications\Building System Class\D30-HVAC Systems\D3040 - Distribution SYS\Supply/Exhaust/Return fans- FAN | 1019483
33-G4 | 33-G4 New Riverside Mid-County Courthouse. | 33-G4-D3042-220-EFN05 | EXHAUST FAN - EF-05 | COOK | 138SE82507-01/0004001 | 120CIC120CICCL1 | OM00025664 |  | PENTHOUSE, SW CRAWL SPACE | NA | NA | NA | 2 | 460 | DNA | Electric | 3 | NA | NA | \Classifications\Building System Class\D30-HVAC Systems\D3040 - Distribution SYS\Supply/Exhaust/Return fans- FAN | 1019484
33-G4 | 33-G4 New Riverside Mid-County Courthouse. | 33-G4-D3042-220-EFN06 | EXHAUST FAN - EF-06 | COOK | 138SE82507-00 | 195ACM | OM00025662 |  | COOLING TOWER MECH ROOM BUILDING-WET SIDE | NA | NA | NA | 2 | 208 | DNA | Electric | 3 | NA | NA | \Classifications\Building System Class\D30-HVAC Systems\D3040 - Distribution SYS\Supply/Exhaust/Return fans- FAN | 1019485
33-G4 | 33-G4 New Riverside Mid-County Courthouse. | 33-G4-D3020-100-HET02 | HEATER WATER EXPANSION TANK - ET-2 | BELL & GOSSETT | 271007 | B-200 | OM00025652 |  | BOILER MECH ROOM | NA | NA | NA | NA | NA | NA | DNA | NA | NA | NA | \Classifications\Building System Class\D30-HVAC Systems\D3020 - Heat SYS\Heater Water Expansion Tank - HET | 1019486
33-G4 | 33-G4 New Riverside Mid-County Courthouse. | 33-G4-B2010-100-BLD01 | Building | NA | NA | NA | DNA | CUPA # FA0045070 | NA | NA | NA | NA | NA | NA | NA | NA | NA | NA | NA | \Classifications\Building System Class\B20-General Building Exterior\B2010 - Exterior Walls\Building - BLD | 1019963
33-G4 | 33-G4 New Riverside Mid-County Courthouse. | 33-G4-D2023-100-BFP01 | BACKFLOW PREVENTER (FIRE) | WATTS | 8441 | 6" 13A28STF | OM00025648 |  | BY WILLIAMS ST | NA | NA | NA | NA | NA | NA | NA | NA | v | NA | \Classifications\Building System Class\D20-Plumbing\D2020 - Domestic Water\Backflow Preventer - BFP | 1020110
33-G4 | 33-G4 New Riverside Mid-County Courthouse. | 33-G4-D2023-100-BFP02 | BACKFLOW PREVENTER (DOMESTIC) | WILKINS | 85759 | 4" 375 | OM00025649 |  | BY WILLIAMS ST | NA | NA | NA | NA | NA | NA | NA | NA | NA | NA | \Classifications\Building System Class\D20-Plumbing\D2020 - Domestic Water\Backflow Preventer - BFP | 1020111
33-G4 | 33-G4 New Riverside Mid-County Courthouse. | 33-G4-D2023-100-BFP03 | BACKFLOW PREVENTER (IRRIGATION) | WILKINS | DNA | 500XL | OM00025650 |  | BY WILLIAMS ST | NA | NA | NA | NA | NA | NA | NA | NA | NA | NA | \Classifications\Building System Class\D20-Plumbing\D2020 - Domestic Water\Backflow Preventer - BFP | 1020112
33-G4 | 33-G4 New Riverside Mid-County Courthouse. | 33-G4-D2023-100-BFP04 | BACKFLOW PREVENTER (COOLING TWR) | WILKINS | DNA | 500XL | OM00025661 |  | COOLING TOWER | NA | NA | NA | NA | NA | NA | NA | NA | NA | NA | \Classifications\Building System Class\D20-Plumbing\D2020 - Domestic Water\Backflow Preventer - BFP | 1020113
33-G4 | 33-G4 New Riverside Mid-County Courthouse. | 33-G4-D2023-100-BFP05 | BACKFLOW PREVENTER (PENTHOUSE) | WILKINS | 3859480 | 975XL2 | OM00025668 |  | 3rd Floor, PENTHOUSE -BY ROOF ACCESS | NA | NA | NA | NA | NA | NA | NA | NA | NA | NA | \Classifications\Building System Class\D20-Plumbing\D2020 - Domestic Water\Backflow Preventer - BFP | 1020114
33-G4 | 33-G4 New Riverside Mid-County Courthouse. | 33-G4-D2023-100-BFP06 | BACKFLOW PREVENTER (BOILER) | WILKINS | 3744186 | 975XL2 | OM00025653 |  | BOILER MECH ROOM | NA | NA | NA | NA | NA | NA | NA | NA | NA | NA | \Classifications\Building System Class\D20-Plumbing\D2020 - Domestic Water\Backflow Preventer - BFP | 1020115
33-G4 | 33-G4 New Riverside Mid-County Courthouse. | 33-G4-D3031-130-CLR01 | CHILLER, WATER COOLED - CH-1 | MCQUAY | STNU121100138 | WMC290DBS-ER10 | OM00025625 |  | CHILLER MECH ROOM BUILDING-DRY SIDE | DNA | DNA | R-134a |  | 460 | 234-300 | Electric | 3 | DNA | DNA | \Classifications\Building System Class\D30-HVAC Systems\D3030 - Cooling SYS\Chiller, Water Cooled - CLR | 1020116
33-G4 | 33-G4 New Riverside Mid-County Courthouse. | 33-G4-D3031-140-CLR02 | CHILLER, AIR COOLED - CH-2 | MCQUAY | STNU121100140 | AG2029BS727-ER10 | OM00025631 |  | COOLING TOWER MECH ROOM BUILDING-WET SIDE | NA | NA | R-407C | 1 | 460 | 72-90 | Electric | 3 | NA | NA | \Classifications\Building System Class\D30-HVAC Systems\D3030 - Cooling SYS\Chiller, Air Cooled - CLR | 1020117
33-G4 | 33-G4 New Riverside Mid-County Courthouse. | 33-G4-D3020-100-HET01 | CHILLED WATER EXPANSION TANK - ET-1 | BELL & GOSSETT | 271983 | B-200 | OM00025627 |  | CHILLER MECH ROOM BUILDING-DRY SIDE | DNA | DNA | DNA | DNA | DNA | DNA | DNA | DNA | DNA | DNA | \Classifications\Building System Class\D30-HVAC Systems\D3020 - Heat SYS\Heater Water Expansion Tank - HET | 1020118
33-G4 | 33-G4 New Riverside Mid-County Courthouse. | 33-G4-D3030-110-CTW01 | COOLING TOWER - CT-1 | BALTIMORE AIR COIL (BAC) | U123818801-01 | PT2-0709A-2H2-0 | OM00025634 |  | COOLING TOWER MECH ROOM BUILDING-WET SIDE | 2B158 | DNA | NA | 5 | 460/480 | 39.93 | Electric | 3 | NA | NA | \Classifications\Building System Class\D30-HVAC Systems\D3030 - Cooling SYS\Cooling Tower - CTW | 1020119
33-G4 | 33-G4 New Riverside Mid-County Courthouse. | 33-G4-D3030-110-CTW02 | COOLING TOWER - CT-2 | BALTIMORE AIR COIL (BAC) | U123818801-02 | PT2-0709A-2H2-0 | OM00025635 |  | COOLING TOWER MECH ROOM BUILDING-WET SIDE | 2B158 | DNA | NA | 5 | 460/480 | 39.93 | Electric | 3 | NA | NA | \Classifications\Building System Class\D30-HVAC Systems\D3030 - Cooling SYS\Cooling Tower - CTW | 1020120
33-G4 | 33-G4 New Riverside Mid-County Courthouse. | 33-G4-D3030-310-CTF01 | COOLING TOWER FILTER - WF-1 | PUROFLUX CORP. | NA | NA | OM00025636 |  | COOLING TOWER MECH ROOM BUILDING-WET SIDE | NA | NA | NA | 5 | 460 | 6.94 | Electric | 3 | NA | NA | \Classifications\Building System Class\D30-HVAC Systems\D3030 - Cooling SYS\Cooling Tower Filter - CTF | 1020121
33-G4 | 33-G4 New Riverside Mid-County Courthouse. | 33-G4-D3031-100-PCH01 | CONDENSER WATER PUMP - CWP-1 | WEG | NA | 010180T3E215JM | OM00025633 |  | COOLING TOWER MECH ROOM BUILDING-WET SIDE | NA | NA | NA | 10 | 460 | 26.98-24.40\12.1A | Electric | 3 | NA | NA | \Classifications\Building System Class\D30-HVAC Systems\D3030 - Cooling SYS\Chilled Water Pump - PCH | 1020122
33-G4 | 33-G4 New Riverside Mid-County Courthouse. | 33-G4-D3031-100-PCH02 | CHILLED WATER PUMP - CHP-1 | WEG | 30MAI2 | 020180T3E256JM | OM00025628 |  | CHILLER MECH ROOM BUILDING-DRY SIDE | NA | NA | NA | 20 | 460/480 | 55.2-49.4 | Electric | 3 | NA | NA | \Classifications\Building System Class\D30-HVAC Systems\D3030 - Cooling SYS\Chilled Water Pump - PCH | 1020123
33-G4 | 33-G4 New Riverside Mid-County Courthouse. | 33-G4-D3031-100-PCH03 | CHILLED WATER PUMP - CHP-2 | WEG | NA | 00318OT3E182JM | OM00025629 |  | CHILLER MECH ROOM BUILDING-DRY SIDE | NA | NA | NA | 3 | 460 | 8.98-8.12\4.06A | Electric | 3 | NA | NA | \Classifications\Building System Class\D30-HVAC Systems\D3030 - Cooling SYS\Chilled Water Pump - PCH | 1020124
33-G4 | 33-G4 New Riverside Mid-County Courthouse. | 33-G4-D3031-100-PCH04 | CONDENSER WATER PUMP - CWP-2 | WEG | NA | 010180T3E215JM | OM00025632 |  | COOLING TOWER MECH ROOM BUILDING-WET SIDE | NA | NA | NA | 10 | 460 | 26.98-24.40\12.1A | Electric | 3 | NA | NA | \Classifications\Building System Class\D30-HVAC Systems\D3030 - Cooling SYS\Chilled Water Pump - PCH | 1020125
33-G4 | 33-G4 New Riverside Mid-County Courthouse. | 33-G4-D3044-125-PHW03 | BOILER HOT WATER PUMP - HWP-1 | WEG | NA | NEMA PREMIUM | OM00025654 |  | BOILER MECH ROOM | NA | NA | NA | 5 | 460 | 74 | Electric | 3 | NA | NA | \Classifications\Building System Class\D30-HVAC Systems\D3040 - Distribution SYS\Hot Water Pump - PHW | 1020126
33-G4 | 33-G4 New Riverside Mid-County Courthouse. | 33-G4-D2017-100-SHW01 | EMERGENCY SHOWER & EYE WASH | HAWS | NA | SP65CTFP AXION EYE FACE WASH/8317CTFP | OM00025630 |  | COOLING TOWER MECH ROOM BUILDING-WET SIDE | NA | NA | NA | NA | 120 | 1.25 | Electric | 1 | NA | NA | \Classifications\Building System Class\D20-Plumbing\D2010 - Plumb Fix\Showers - SHW | 1020127
33-G4 | 33-G4 New Riverside Mid-County Courthouse. | 33-G4-D3040-120-FCU06 | FAN COIL UNIT - FC-6 | DAIKIN MCQUAY | AHJ121129-01 | AHI | OM00025694 |  | OUTSIDE ROOM 171 | NA | DNA | NA | .5 | 208 | 4 | Electric | 1 | NA | NA | \Classifications\Building System Class\D30-HVAC Systems\D3040 - Distribution SYS\Fan Coil Unit - FCU | 1020128
33-G4 | 33-G4 New Riverside Mid-County Courthouse. | 33-G4-D2023-100-BFP07 | Backflow preventer-cooling tower water-non-fire | Zurn Wilkins | DNA | Model 48 | OM00025832 |  | Chiller plant | NA | NA | NA | NA | NA | NA | NA | NA | NA | NA | \Classifications\Building System Class\D20-Plumbing\D2020 - Domestic Water\Backflow Preventer - BFP | 1020337
33-G4 | 33-G4 New Riverside Mid-County Courthouse. | 33-G4-D3040-120-FCU15 | FAN COIL UNIT - FC-15 | DAIKIN MCQUAY | AHJ121129-01 | AHI | OM00025706 |  | ELEC/MPOE ROOM - NORTHEAST | NA | 15 3/4"X19 3/4"X2" | NA | 1/3 | 208 | 3.1 | Electric | 1 | NA | NA | \Classifications\Building System Class\D30-HVAC Systems\D3040 - Distribution SYS\Fan Coil Unit - FCU | 1020402
33-G4 | 33-G4 New Riverside Mid-County Courthouse. | 33-G4-D3040-120-FCU03 | FAN COIL UNIT - FC-3 | DAIKIN MCQUAY | AHJ121129-01 | AHI | OM00025704 |  | FACILITIES OFFICE | NA | 16"X20"X2" | NA | 1/3 | 208 | 3.1 | Electric | 1 | NA | NA | \Classifications\Building System Class\D30-HVAC Systems\D3040 - Distribution SYS\Fan Coil Unit - FCU | 1020403
33-G4 | 33-G4 New Riverside Mid-County Courthouse. | 33-G4-D3040-120-FCU01 | FAN COIL UNIT - FC-1 | DAIKIN MCQUAY | AHJ121129-01 | AHI | OM00025680 |  | DATA TELECOM ROOM - NORTHWEST | NA | 15 3/4"X24 3/34"X2" & 19 3/4"X24 3/34"X2" | NA | 1.5 | 208 | 4.5 | Electric | 3 | NA | NA | \Classifications\Building System Class\D30-HVAC Systems\D3040 - Distribution SYS\Fan Coil Unit - FCU | 1020404
33-G4 | 33-G4 New Riverside Mid-County Courthouse. | 33-G4-D3040-120-FCU07 | FAN COIL UNIT - FC-7 | DAIKIN MCQUAY | AHJ121129-01 | AHI | OM00025681 |  | HOLDING, PANTRY ROOM | NA | DNA | NA | 0.5 | 208 | 4 | Electric | 1 | NA | NA | \Classifications\Building System Class\D30-HVAC Systems\D3040 - Distribution SYS\Fan Coil Unit - FCU | 1020405
33-G4 | 33-G4 New Riverside Mid-County Courthouse. | 33-G4-D3040-120-FCU04 | FAN COIL UNIT - FC-4 | DAIKIN MCQUAY | FCJ121129-06 | FNP | OM00025684 |  | ELECTRICAL ROOM - SOUTHWEST | NA | 15 3/4"X15 3/4"X1 | NA | 1/6 | 208/230 | 1 | Electric | 1 | NA | NA | \Classifications\Building System Class\D30-HVAC Systems\D3040 - Distribution SYS\Fan Coil Unit - FCU | 1020406
33-G4 | 33-G4 New Riverside Mid-County Courthouse. | 33-G4-D3040-120-FCU02 | FAN COIL UNIT - FC-2 | DAIKIN MCQUAY | FCJ121129-06 | FNP | OM00025705 |  | HOLDING CONTROL ROOM, CENTER OF BUILDING | NA | DNA | NA | 1/6 | 208/230 | 1 | Electric | 1 | NA | NA | \Classifications\Building System Class\D30-HVAC Systems\D3040 - Distribution SYS\Fan Coil Unit - FCU | 1020407
33-G4 | 33-G4 New Riverside Mid-County Courthouse. | 33-G4-D3040-120-FCU09 | FAN COIL UNIT - FC-9 | DAIKIN MCQUAY | AHJ121129-01 | AHI | OM00025723 |  | CONTROL ROOM FRONT LOBBY | NA | NA | NA | 1/3 | 208 | 3.1 | Electric | 1 | NA | NA | \Classifications\Building System Class\D30-HVAC Systems\D3040 - Distribution SYS\Fan Coil Unit - FCU | 1020408
33-G4 | 33-G4 New Riverside Mid-County Courthouse. | 33-G4-D3040-120-FCU11 | FAN COIL UNIT - FC-11 | DAIKIN MCQUAY | AHJ121129-01 | AHI | OM00025701 |  | DATA TELECOM ROOM - NORTHEAST | NA | 16"X20"X2" | NA | 1/2 | 208 | 4 | Electric | 1 | NA | NA | \Classifications\Building System Class\D30-HVAC Systems\D3040 - Distribution SYS\Fan Coil Unit - FCU | 1020409
33-G4 | 33-G4 New Riverside Mid-County Courthouse. | 33-G4-D3040-120-FCU21 | FAN COIL UNIT - FC-21 | DAIKIN MCQUAY | AHJ121129-01 | AHI | OM00025637 |  | CHILLER MECH ROOM BUILDING-DRY SIDE | NA | 15 3/4"X19 3/4"X2" | NA | 3/4 | 460 | 1.35 | Electric | 3 | NA | NA | \Classifications\Building System Class\D30-HVAC Systems\D3040 - Distribution SYS\Fan Coil Unit - FCU | 1020410
33-G4 | 33-G4 New Riverside Mid-County Courthouse. | 33-G4-D3040-120-FCU12 | FAN COIL UNIT - FC-12 | DAIKIN MCQUAY | AHJ121129-01 | AHI | OM00025702 |  | COMPUTER ROOM - EAST | NA | NA | NA | 1.5 | 460 | 2.2 | Electric | 3 | NA |  | \Classifications\Building System Class\D30-HVAC Systems\D3040 - Distribution SYS\Fan Coil Unit - FCU | 1020411
33-G4 | 33-G4 New Riverside Mid-County Courthouse. | 33-G4-D3040-120-FCU17 | FAN COIL UNIT - FC-17 | DAIKIN MCQUAY | FCJ121129-06 | FNP | OM00025696 |  | COMPUTER ROOM - EAST ELECTRICAL ROOM - EAST | NA | 15 3/4"X15 3/4"X2 | NA | 1/6 | 208 | 1 | Electric | 1 | NA | NA | \Classifications\Building System Class\D30-HVAC Systems\D3040 - Distribution SYS\Fan Coil Unit - FCU | 1020412
33-G4 | 33-G4 New Riverside Mid-County Courthouse. | 33-G4-D3040-120-FCU10 | FAN COIL UNIT - FC-10 | DAIKIN MCQUAY | FNP | FNP | OM00025721 |  | TRAINING ROOM CLOSET - SOUTH | NA | DNA | NA | 1/6 | 208 | 1 | Electric | 1 | NA | NA | \Classifications\Building System Class\D30-HVAC Systems\D3040 - Distribution SYS\Fan Coil Unit - FCU | 1020413
33-G4 | 33-G4 New Riverside Mid-County Courthouse. | 33-G4-D3040-120-FCU16 | FAN COIL UNIT - FC-16 | DAIKIN MCQUAY | FCJ121129-06 | FNP | OM00025722 |  | ELECTRICAL ROOM - SOUTHWEST | NA | 15 3/4"X15 3/4"X1" | NA | 1/6 | 208 | 1 | Electric | 1 | NA | NA | \Classifications\Building System Class\D30-HVAC Systems\D3040 - Distribution SYS\Fan Coil Unit - FCU | 1020414
33-G4 | 33-G4 New Riverside Mid-County Courthouse. | 33-G4-D3040-120-FCU08 | FAN COIL UNIT - FC-8 | DAIKIN MCQUAY | FCJ121129-06 | FNP | OM00025703 |  | TELECOM - SOUTH | NA | DNA | NA | 1/6 | 208 | 1 | Electric | 1 | NA | NA | \Classifications\Building System Class\D30-HVAC Systems\D3040 - Distribution SYS\Fan Coil Unit - FCU | 1020415
33-G4 | 33-G4 New Riverside Mid-County Courthouse. | 33-G4-D3040-120-FCU14 | FAN COIL UNIT - FC-14 | DAIKIN MCQUAY | AHJ121129-01 | AHI | OM00025699 |  | DATA TELECOM ROOM - NORTHEAST | NA | 16"X20"X2" - 16"X25"X2" | NA | 1/2 | 208 | 4 | Electric | 1 | NA | NA | \Classifications\Building System Class\D30-HVAC Systems\D3040 - Distribution SYS\Fan Coil Unit - FCU | 1020416
33-G4 | 33-G4 New Riverside Mid-County Courthouse. | 33-G4-D3040-120-FCU18 | FAN COIL UNIT - FC-18 | DAIKIN MCQUAY | AHJ121129-01 | AHI | OM00025733 |  | ELECTRICAL ROOM - SOUTHWEST | NA | 15 3/4"X24 3/4"X2 | NA | 1/3 | 208 | 3.1 | Electric | 1 | NA | NA | \Classifications\Building System Class\D30-HVAC Systems\D3040 - Distribution SYS\Fan Coil Unit - FCU | 1020417
33-G4 | 33-G4 New Riverside Mid-County Courthouse. | 33-G4-D3040-120-FCU13 | FAN COIL UNIT - FC-13 | DAIKIN MCQUAY | AHJ121129-01 | AHI | OM00025700 |  | DATA TELECOM - NORTHWEST | NA | 15 3/4"X19 3/4"X2" & 15 3/4"X24 3/4"X2" | NA | 1/2 | 208 | 4 | Electric | 1 | NA | NA | \Classifications\Building System Class\D30-HVAC Systems\D3040 - Distribution SYS\Fan Coil Unit - FCU | 1020418
33-G4 | 33-G4 New Riverside Mid-County Courthouse. | 33-G4-D3040-120-FCU19 | FAN COIL UNIT - FC-19 | DAIKIN MCQUAY | FCJ121129-06 | FNP | OM00025724 |  | ELECTRICAL ROOM - SOUTHEAST | NA | 15 3/4"X15 3/4"X1 | NA | 1/6 | 208 | 1 | Electric | 1 | NA | NA | \Classifications\Building System Class\D30-HVAC Systems\D3040 - Distribution SYS\Fan Coil Unit - FCU | 1020419
33-G4 | 33-G4 New Riverside Mid-County Courthouse. | 33-G4-D3040-120-FCU20 | FAN COIL UNIT - FC-20 | DAIKIN MCQUAY | AHJ121129-01 | AHI | OM00025666 |  | PENTHOUSE - BY FIRST AHU BY LADDER | NA | 15 3/4"X24 3/34"X2" | NA | 1/2 | 208 | 4 | Electric | 1 | NA | NA | \Classifications\Building System Class\D30-HVAC Systems\D3040 - Distribution SYS\Fan Coil Unit - FCU | 1020420
33-G4 | 33-G4 New Riverside Mid-County Courthouse. | 33-G4-D2090-230-WIP02 | WATER TREATMENT PUMP - BIO2 | PROMINENT FLUID CONTROLS INC. | 2713024693CNPA | CONCEPT PLUS CNPA0704NPE200D01 | OM00025638 |  | COOLING TOWER MECH ROOM BUILDING-WET SIDE | DNA | NA | DNA | NA | 115 | 0.3 | Electric | DNA | NA | NA | \Classifications\Building System Class\D20-Plumbing\D2090 - Other Plumbing SYS\Water Treatment Inhibitor Pump - WIP | 1020421
33-G4 | 33-G4 New Riverside Mid-County Courthouse. | 33-G4-D2090-230-WIP01 | WATER TREATMENT PUMP - BIO1 | PROMINENT FLUID CONTROLS INC. | 2713024694CNPA | CONCEPT PLUS CNPA0704NPE200D01 | OM00025640 |  | COOLING TOWER MECH ROOM BUILDING-WET SIDE | DNA | NA | NA | NA | 115 | 0.3 | Electric | DNA | NA | NA | \Classifications\Building System Class\D20-Plumbing\D2090 - Other Plumbing SYS\Water Treatment Inhibitor Pump - WIP | 1020422
33-G4 | 33-G4 New Riverside Mid-County Courthouse. | 33-G4-D2090-230-WIP03 | WATER TREATMENT PUMP - PHORP | PROMINENT FLUID CONTROLS INC. | 2713024691CNPA | CONCEPT PLUS CNPA0704NPE200D01 | OM00025639 |  | COOLING TOWER MECH ROOM BUILDING-WET SIDE | DNA | NA | DNA | NA | 115 | 0.3 | Electric | 1 | NA | NA | \Classifications\Building System Class\D20-Plumbing\D2090 - Other Plumbing SYS\Water Treatment Inhibitor Pump - WIP | 1020423
33-G4 | 33-G4 New Riverside Mid-County Courthouse. | 33-G4-D2090-230-WIP04 | WATER TREATMENT PUMP - FEED | PROMINENT FLUID CONTROLS INC. | 2713024692CNPA | CONCEPT PLUS CNPA0704NPE200D01 | OM00025641 |  | COOLING TOWER MECH ROOM BUILDING-WET SIDE | DNA | NA | DNA | NA | 115 | 0.3 | Electric | DNA | NA | NA | \Classifications\Building System Class\D20-Plumbing\D2090 - Other Plumbing SYS\Water Treatment Inhibitor Pump - WIP | 1020424
33-G4 | 33-G4 New Riverside Mid-County Courthouse. | 33-G4-B2033-120-DOR01 | SALLYPORT MOTORIZED DOOR - DOR-01 | BLUFFTON MOTOR WORKS | DNA | 6501007445 | OM00025726 |  | NE SALLYPORT DOOR | NA | NA | NA | 1/10 | 115 | DNA | Electric | 1 | NA | NA | \Classifications\Building System Class\B20-General Building Exterior\B2030 - Exterior Doors\Door,Automatic-Sliding,Revolving - DOR | 1020425
33-G4 | 33-G4 New Riverside Mid-County Courthouse. | 33-G4-B2033-120-DOR02 | SALLYPORT MOTORIZED DOOR - DOR-02 | BLUFFTON MOTOR WORKS | NOT ACCESSIBLE | 6501007445 | OM00025727 |  | SE SALLYPORT DOOR | NA | DNA | NA | 1/10 | 115 | DNA | Electric | 1 | NA | NA | \Classifications\Building System Class\B20-General Building Exterior\B2030 - Exterior Doors\Door,Automatic-Sliding,Revolving - DOR | 1020426
33-G4 | 33-G4 New Riverside Mid-County Courthouse. | 33-G4-D3030-160-ECW01 | EVAPORATIVE COOLER - EV-01 | ENERGY LABS INC. | NOT ACCESSIBLE | I-95-48 | OM00025739 |  | EAST SIDE | NA | 24"X24"X2" (6), 11 3/4"X28"X7/8" (2), 11 3/4"X37 1/2"X7/8" (2) | NA | 0.75 | DNA | DNA | Electric | DNA | NA | NA | \Classifications\Building System Class\D30-HVAC Systems\D3030 - Cooling SYS\Evaporative Cooler - ECW | 1020427
33-G4 | 33-G4 New Riverside Mid-County Courthouse. | 33-G4-D3030-160-ECW02 | EVAPORATIVE COOLER - EV-02 | ENERGY LABS INC. | DNA | I-95-48 | OM00025740 |  | WEST SIDE, PENTHOUSE | NA | 24"X24"X2" (6), 11 3/4"X28"X7/8" (2), 11 3/4"X37 1/2"X7/8" (2) | NA | 0.75 | DNA | DNA | Electric | DNA | NA | NA | \Classifications\Building System Class\D30-HVAC Systems\D3030 - Cooling SYS\Evaporative Cooler - ECW | 1020428
33-G4 | 33-G4 New Riverside Mid-County Courthouse. | 33-G4-D3030-160-ECW03 | EVAPORATIVE COOLER - EV-03 | ENERGY LABS INC. | DNA | I-45-36 | OM00025741 |  | CENTER | NA | 24"X24"X2" (2), 24"X12"X2" (2), 11 3/4"X28"X7/8" (2), 11 3/4"X24"X7/8" (2) | NA | 0.5 | DNA | DNA | Electric | DNA | NA | NA | \Classifications\Building System Class\D30-HVAC Systems\D3030 - Cooling SYS\Evaporative Cooler - ECW | 1020429
33-G4 | 33-G4 New Riverside Mid-County Courthouse. | 33-G4-D3060-100-RDS01 | REFRIGERANT LEAK DETECTION | CLIMATEC | DNA | ART-A-4-1-1-SF 10D 00000000 | OM00025626 |  | CENTER CHILLER MECH ROOM BUILDING-DRY SIDE | NA | NA | NA | NA | 120 | 1.7 | Electric | 1 | NA | NA | \Classifications\Building System Class\D30-HVAC Systems\D3060 - Control & Inst Air\Refrigerant Leak Detection System - RDS | 1020430
33-G4 | 33-G4 New Riverside Mid-County Courthouse. | 33-G4-D5092-100-UPS03 | UPS-C CENTRAL INVERTER UNIT | SPECTRON LSN DUAL LITE | LDL 10.0K 3956 | D277-105-277 | OM00025735 |  | EAST SIDE ELECTRICAL ROOM | NA | 9 1/4"x25"x1" | NA | NA | 277 | 43.9 | Electric and lead-sulfuric acid | 1 | NA | NA | \Classifications\Building System Class\D50-Electrical SYS\D5090 - Elec SYS\Uninterruptible Power System - UPS | 1020431
33-G4 | 33-G4 New Riverside Mid-County Courthouse. | 33-G4-D5092-100-UPS04 | UPS-D CENTRAL INVERTER UNIT | SPECTRON LSN DUAL LITE | LDL 10.0K 3958 | D277-105-277 | OM00025747 |  | SOUTH EAST SIDE ELECTRICAL ROOM | NA | 9 1/4"x25"x1" | NA | NA | 277 | 43.9 | Electric and lead-sulfuric acid | 1 | NA | NA | \Classifications\Building System Class\D50-Electrical SYS\D5090 - Elec SYS\Uninterruptible Power System - UPS | 1020432
33-G4 | 33-G4 New Riverside Mid-County Courthouse. | 33-G4-D5092-100-UPS05 | UPS-E CENTRAL INVERTER UNIT | SPECTRON LSN DUAL LITE | LDL 10.0K 3959 | D277-105-277 | OM00025736 |  | MPOE SW ELEC ROOM | NA | 9 1/4"x25"x1" | NA | NA | 277 | 43.9 | Electric and lead-sulfuric acid | 1 | NA | NA | \Classifications\Building System Class\D50-Electrical SYS\D5090 - Elec SYS\Uninterruptible Power System - UPS | 1020433
33-G4 | 33-G4 New Riverside Mid-County Courthouse. | 33-G4-D5092-100-UPS06 | UPS-F CENTRAL INVERTER UNIT | SPECTRON LSN DUAL LITE | LDL 10.0K 4360 | D277-105-277 | OM00025734 |  | SOUTH WEST SIDE ELECTRICAL ROOM | NA | 9 1/4"x25"x1" | NA | NA | 277 | 43.9 | Electric and lead-sulfuric acid | 1 | NA | NA | \Classifications\Building System Class\D50-Electrical SYS\D5090 - Elec SYS\Uninterruptible Power System - UPS | 1020434
33-G4 | 33-G4 New Riverside Mid-County Courthouse. | 33-G4-G2023-150-PEG01 | VEHICLE PCB PARKING GATE ARM- 01 | DOORKING, INC. (DKS) | 10643 | 1601-080 | OM00025749 |  | JUDGES' PARKING ENTRY | NA | NA | NA | 0.5 | 115 | 5.4 | Electric | 1 | NA | NA | \Classifications\Building System Class\G20-Other Systems\G2020 - Parking Lots\Secured Parking Gate - PEG | 1020435
33-G4 | 33-G4 New Riverside Mid-County Courthouse. | 33-G4-G2023-150-PEG02 | VEHICLE SLIDE DRIVER GATE- 02 | HY SECURITY, INC. | 280110-1412-124 | 222 DCX 1.7 ST, DCPS-120 | OM00025750 |  | JUDGES' PARKING ENTRY/EXIT | NA | NA | NA | NA | 115AC | 19 | Electric | 1 | NA | NA | \Classifications\Building System Class\G20-Other Systems\G2020 - Parking Lots\Secured Parking Gate - PEG | 1020436
33-G4 | 33-G4 New Riverside Mid-County Courthouse. | 33-G4-G2023-150-PEG03 | VEHICLE PCB PARKING GATE ARM- 03 | DOORKING, INC. (DKS) | 10427 | 1601-080 | OM00025751 |  | JUDGES' PARKING EXIT | NA | NA | NA | 0.5 | 115 | 5.4 | Electric | 1 | NA | NA | \Classifications\Building System Class\G20-Other Systems\G2020 - Parking Lots\Secured Parking Gate - PEG | 1020437
33-G4 | 33-G4 New Riverside Mid-County Courthouse. | 33-G4-G2023-150-PEG04 | VEHICLE PCB PARKING GATE ARM- 04 | DOORKING, INC. (DKS) | 757 | 1602-090 | OM00025748 |  | TRANSPORT PARKING ENTRY | NA | NA | NA | 1 | 115/10-15VDC/110-120VAC | 9.7 | Electric | 1 | NA | NA | \Classifications\Building System Class\G20-Other Systems\G2020 - Parking Lots\Secured Parking Gate - PEG | 1020438
33-G4 | 33-G4 New Riverside Mid-County Courthouse. | 33-G4-G2023-150-PEG05 | VEHICLE FOLDING SLIDE GATE- 05 | WALLACE INTERNATIONAL | 14/F11/YWG/FP-00-0461 | PDTTMAX | OM00025753 |  | TRANSPORT PARKING ENTRY | DNA | DNA | NA | 1.5 | 208/240 | 2 | Electric | 1 | NA | NA | \Classifications\Building System Class\G20-Other Systems\G2020 - Parking Lots\Secured Parking Gate - PEG | 1020439
33-G4 | 33-G4 New Riverside Mid-County Courthouse. | 33-G4-G2023-150-PEG06 | VEHICLE FOLDING SLIDE GATE- 06 | WALLACE INTERNATIONAL | 14/F11/YWG/FP-00-0460 | PDTTMAX | OM00025754 |  | TRANSPORT PARKING EXIT | NA | NA | NA | 1.5 | 208/240 | 2 | Electric | 1 | NA | NA | \Classifications\Building System Class\G20-Other Systems\G2020 - Parking Lots\Secured Parking Gate - PEG | 1020440
33-G4 | 33-G4 New Riverside Mid-County Courthouse. | 33-G4-G2023-150-PEG07 | VEHICLE PCB PARKING GATE ARM- 07 | DOORKING, INC. (DKS) | 758 | 1602-090 | OM00025756 |  | TRANSPORT PARKING EXIT | DNA | DNA | NA | NA | 115/10-15VDC/110-120VAC | 9.7 | Electric | 1 | NA | NA | \Classifications\Building System Class\G20-Other Systems\G2020 - Parking Lots\Secured Parking Gate - PEG | 1020441
33-G4 | 33-G4 New Riverside Mid-County Courthouse. | 33-G4-D4010-150-FMS01 | MAIN FIRE SYSTEM WET STAND PIPE | AERO | DNA | 2.5" PIPE | OM00025752 |  | WEST END JUDGES' PARKING | DNA | DNA | NA | NA | NA | NA | DNA | NA | NA | NA | \Classifications\Building System Class\D40-Fire Protection SYS\D4010 - Sprinkler SYS\Fire Systems, stand pipes - FMS | 1020442
33-G4 | 33-G4 New Riverside Mid-County Courthouse. | 33-G4-D5037-710-FAP01 | MAIN FIRE ALARM PANEL | SIMPLEX GRINNEL | 0010211614 | 4100ES | OM00025755 |  | ROOM ACROSS STAIRWELL DOOR | DNA | DNA | NA | NA | NA | NA | Electric | NA | NA | NA | \Classifications\Building System Class\D50-Electrical SYS\D5030 - Comm & Security\Fire Alarm Panel - FAP | 1020443
33-G4 | 33-G4 New Riverside Mid-County Courthouse. | 33-G4-D3050-250-ACU01 | AIR CONDITIONING SPLIT SYSTEM | DAIKIN MCQUAY | A001761 | FXMG72MVJU | OM00025695 |  | EAST SIDE | NA | NA | R-410A | NA | 208 | 9.5 | Electric | 1 | NA | NA | \Classifications\Building System Class\D30-HVAC Systems\D3050 - Package SYS\Air Conditioning,Split System - ACU | 1020444
33-G4 | 33-G4 New Riverside Mid-County Courthouse. | 33-G4-D4094-450-SFM01 | FIRE SYSTEM, EXTINGUISHING, NOVEC | NOVEC | DNA | NOVEC 1230 PFC-4410RC | OM00025760 |  | EAST SIDE | DNA | DNA | DNA | DNA | 120/220 | DNA | Electric | DNA | DNA | DNA | \Classifications\Building System Class\D40-Fire Protection SYS\D4090 - Other Fire Protection Systems\Fire Suppression, Gaseous - SFM | 1020445
33-G4 | 33-G4 New Riverside Mid-County Courthouse. | 33-G4-B2034-400-DOH01 | ROLL-UP DOOR; DOOR, OVERHEAD ELECTRIC | CORNELL SAFE AND SECURE | MGRL-03311 EHR-C03397 | MGRL 33 11E | OM00025757 |  | NORTH SIDE | DNA | DNA | DNA | 1/3 | 115 | 3.0 | Electric | 1 | DNA | DNA | \Classifications\Building System Class\B20-General Building Exterior\B2030 - Exterior Doors\Door,Overhead-Shutter,Manual,Elec,Roll-up - DOH | 1020446
33-G4 | 33-G4 New Riverside Mid-County Courthouse. | 33-G4-D2040-100-PSU01 | SUMP PUMP- 01 | WEIL AQUATRONICS | DNA | DNA | OM00025758 |  | MUST GO THROUGH ROOM 125 | DNA | DNA | NA | NA | 480 | 15 | Electric | 3 | NA | NA | \Classifications\Building System Class\D20-Plumbing\D2040 - Rain Drain\Sump Pump - PSU | 1020453
33-G4 | 33-G4 New Riverside Mid-County Courthouse. | 33-G4-D2040-100-PSU02 | SUMP PUMP- 02 | WEIL AQUATRONICS | DNA | DNA | OM00025759 |  | MUST GO THROUGH ROOM 125 | DNA | DNA | DNA | NA | 480 | 15 | Electric | 3 |  | NA | \Classifications\Building System Class\D20-Plumbing\D2040 - Rain Drain\Sump Pump - PSU | 1020454
33-G4 | 33-G4 New Riverside Mid-County Courthouse. | 33-G4-D4031-100-FEX32 | FIRE EXTINGUISHER- FEX32 | Multiple | Multiple | ABC TYPE EXTINGUISHER | OM00025763 |  | BUILDING | NA | NA | NA | NA | NA | NA | NA | NA | NA | NA | \Classifications\Building System Class\D40-Fire Protection SYS\D4030 - FIRE SPEC\Fire Extinguisher - FEX | 1020455
33-G4 | 33-G4 New Riverside Mid-County Courthouse. | 33-G4-D3068-100-BAS01 | HVAC BAS | NIAGARA NETWORK | DNA | NIAGARA 3.7.106.5 | OM00025761 |  | FACILITIES MAINTENANCE OFFICE | DNA | DNA | NA | NA | DNA | DNA | Electric | DNA | NA | NA | \Classifications\Building System Class\D30-HVAC Systems\D3060 - Control & Inst Air\Building Automation System - BAS | 1020456
33-G4 | 33-G4 New Riverside Mid-County Courthouse. | 33-G4-D5092-250-ELT34 | EXTERIOR LIGHTING- ELT34 | NA | NA | NA | OM00025762 |  | EXTERIOR OF ENTIRE PROPERTY | NA | NA | NA | NA | Multiple | Multiple | Electric | Multiple | NA | NA | \Classifications\Building System Class\D50-Electrical SYS\D5090 - Elec SYS\Exterior Lighting - ELT | 1020457
33-G4 | 33-G4 New Riverside Mid-County Courthouse. | 33-G4-G2049-300-HSC01 | HARDSCAPE, DRAIN INTERCEPTERS | KRISTAR ENTERPRISES, INC. |  | FLOGARD CATCH BASIN INSERT FILTER | OM00025764 |  | EXTERIOR OF ENTIRE PROPERTY | NA | NA | NA | NA | NA | NA | NA | NA | NA | NA | \Classifications\Building System Class\G20-Other Systems\G2040 - Site Development\Hardscape - HSC | 1020458
33-G4 | 33-G4 New Riverside Mid-County Courthouse. | 33-G4-G2050-200-LSC01 | LANDSCAPING | RAIN MASTER | DNA | RME EAGLE | OM00025765 |  | EXTERIOR OF ENTIRE PROPERTY | NA | NA | NA | NA | 105-130VAC | 1/2 | Electric | NA | NA | NA | \Classifications\Building System Class\G20-Other Systems\G2050 - Landscaping\Landscaping - LSC | 1020459
33-G4 | 33-G4 New Riverside Mid-County Courthouse. | 33-G4-D3040-120-FCU05 | FAN COIL UNIT - FC-05 | DAIKIN MCQUAY | AHJ121129-01 | AHI | OM00025766 |  | MEN'S PUBLIC RESTROOM | NA | 16"X20"X2" - 16"X25"X2" | NA | 1/2 | 208 | 4 | Electric | 1 | NA | NA | \Classifications\Building System Class\D30-HVAC Systems\D3040 - Distribution SYS\Fan Coil Unit - FCU | 1020460
33-H1 | 33-H1 Temecula | 33-H1-D4031-100-CTY06 | ABC FIRE EXTINGUISHE FEX06 | AMEREX | 17656 | 500 | OM00017635 |  | All | NA | NA | NA | NA | NA | NA | NA | NA | NA | NA | \Classifications\Building System Class\D40-Fire Protection SYS\D4030 - FIRE SPEC\Fire Extinguisher - FEX | EQ-1005578
33-H1 | 33-H1 Temecula | 33-H1-B2010-100-CTY01 | Building Structure | DNA | DNA | DNA | OM00017634 | DNA | NA | NA | NA | NA | NA | NA | NA | NA | NA | NA | NA | \Classifications\Building System Class\B20-General Building Exterior\B2010 - Exterior Walls\Building - BLD | EQ-1007309
33-H1 | 33-H1 Temecula | 33-H1-B3010-100-CTY01 | Roofing Systems | DNA | DNA | DNA | OM00017614 | DNA | NA | NA | NA | NA | NA | NA | NA | NA | NA | NA | NA | \Classifications\Building System Class\B30-Roofing\B3010 - Roof Types\Roof - RUF | EQ-1007486
33-H1 | 33-H1 Temecula | 33-H1-C1020-110-FRD01 | FIRE CURTAIN | ALAS | DNA | DNA | OM00017615 | DNA | CLERK WINDOW | NA | NA | NA | NA | NA | NA | NA | NA | NA | NA | \Classifications\Building System Class\C10-General Building Interior\C1020 - Fire Doors\Fire Doors - FRD | 1012257
33-H1 | 33-H1 Temecula | 33-H1-D5037-710-CTY01 | FIRE ALARM PANEL | DTS SYSTEMS | DNA | 4800 | OM00017636 | DNA | BACK FIRE PANEL ROOM | NA | NA | NA | NA | 115 | DNA | Electric | 1 | NA | NA | \Classifications\Building System Class\D50-Electrical SYS\D5030 - Comm & Security\Fire Alarm Panel - FAP | 1012258
33-H1 | 33-H1 Temecula | 33-H1-D5092-250-CTY01 | Emergency Lights | DNA | DNA | DNA | OM00017637 | DNA | NA | NA | NA | NA | NA | 120 | DNA | Electric | 1 | NA | NA | \Classifications\Building System Class\D50-Electrical SYS\D5090 - Elec SYS\Emergency And Exit Lighting - EML | 1012259
33-J1 | 33-J1 Corona | 33-J1-D5092-250-EML11 | EMERGENCY LIGHTS (11) | NA | NA | NA | OM00030377 |  | FLOOR 3 | NA | NA | NA | NA | DNA | DNA | ELECTRIC | DNA | NA | NA | \Classifications\Building System Class\D50-Electrical SYS\D5090 - Elec SYS\Emergency And Exit Lighting - EML | EQ-1003604
33-J1 | 33-J1 Corona | 33-J1-D4031-100-FEX07 | No. 7 FIRE EXTINGUSHER | NA | NA | NA | OM00030376 |  | Floor 3, Clerk Office | NA | NA | NA | NA | NA | NA | NA | NA | NA | NA | \Classifications\Building System Class\D40-Fire Protection SYS\D4030 - FIRE SPEC\Fire Extinguisher - FEX | EQ-1003614
33-J1 | 33-J1 Corona | 33-J1-B2010-100-BLD01 | Building Structure | NA | NA | NA | OM00030375 |  | NA | NA | NA | NA | NA | NA | NA | NA | NA | NA | NA | \Classifications\Building System Class\B20-General Building Exterior\B2010 - Exterior Walls\Building - BLD | EQ-1007310
33-J1 | 33-J1 Corona | 33-J1-D1013-310-WCL01 | WHEEL CHAIR LIFT 1 | DNA | DNA | DNA | OM00030372 | NEED RISK RVW | S END OF BUILDING | NA | NA | NA | NA | DNA | DNA | Electric | DNA | NA | NA | \Classifications\Building System Class\D10-Conveyance Systems\D1010 - Elevator\Wheelchair Lift - WCL | 1012260
33-J1 | 33-J1 Corona | 33-J1-D1013-310-WCL02 | WHEEL CHAIR LIFT 2 | SOUTHWORTH | 84887 A1 | LS905 25 | OM00030373 | NEED RISK RVW | C-2 | NA | NA | NA | NA | DNA | DNA | Electric | DNA | NA | NA | \Classifications\Building System Class\D10-Conveyance Systems\D1010 - Elevator\Wheelchair Lift - WCL | 1012261
33-J1 | 33-J1 Corona | 33-J1-D1013-310-WCL03 | WHEELCHAIR LIFT 3 | DNA | DNA | DNA | OM00030374 | NEED RISK RVW | C-3 | NA | NA | NA | NA | DNA | DNA | Electric | DNA | NA | NA | \Classifications\Building System Class\D10-Conveyance Systems\D1010 - Elevator\Wheelchair Lift - WCL | 1012262
33-M1 | 33-M1 Southwest Justice Center | 33-M1-D2018-100-DKF01 | DRINK FOUNTAIN (REFR INDVL WTRCLR) - DKF | sunroc | 1300029 | rwc8002 | OM00017620 | NA | hallways | NA | NA | R-134a | NA | 115 | NA | NA | 1 | NA | NA | \Classifications\Building System Class\D20-Plumbing\D2010 - Plumb Fix\Drink Fountain (Refr Indvl Wtrcooler) - DKF | EQ-1002929
33-M1 | 33-M1 Southwest Justice Center | 33-M1-D3041-110-AHU04 | ahu 4 | celair | 23333 | ERU-2498340-HW-CW-PR | OM00017584 | DNA | ROOF NE CORNER | (3)5V1060 / (5)SV1630 | (40)24x24x2, (40)24X24X12 BAG, (9)12X24X2, (9)12X24X12 | CHILLED WATER | (2)30 / (2) 100 | 230/460 / 460 | 70/35 / 115 | Electric | 3 | NA | NA | \Classifications\Building System Class\D30-HVAC Systems\D3040 - Distribution SYS\Air Handling Unit - AHU | EQ-1002930
33-M1 | 33-M1 Southwest Justice Center | 33-M1-D3041-110-AHU02 | ahu 2 | celair | 23331 | eru371750 | OM00017578 | NA | roof | (3) B20 / (3) B84 | (8) 24x24x2, (4) 12X12X2 | DNA | 30/15 | 460 / 230/460 | 35/17.7 | Electric | 3 | NA | NA | \Classifications\Building System Class\D30-HVAC Systems\D3040 - Distribution SYS\Air Handling Unit - AHU | EQ-1002931
33-M1 | 33-M1 Southwest Justice Center | 33-M1-D3041-110-AHU03 | ahu 3 | celair | 23332 | eru2498210 | OM00017583 | DNA | ROOF | (3)5V1060 / (5)SV1630 | (40) 24x24x2, (40) 24X24X12, (9) 24X12X2, (9) 12X24X12 | CHILLED WATER | (2)30 / (2)100 | 460 | 35/115 | Electric | 3 | NA | NA | \Classifications\Building System Class\D30-HVAC Systems\D3040 - Distribution SYS\Air Handling Unit - AHU | EQ-1002932
33-M1 | 33-M1 Southwest Justice Center | 33-M1-D3041-110-AHU01 | ahu 1 | celair | 23328 | eru402300 | OM00017573 | NA | roof | (3) B120 / (3) B84 | (8) 24X24X2, (4) 12X122 | NA | 30 / 15 | 230/460 / 230/460 | 35 / 17.7 | NA | 3 | NA | NA | \Classifications\Building System Class\D30-HVAC Systems\D3040 - Distribution SYS\Air Handling Unit - AHU | EQ-1002933
33-M1 | 33-M1 Southwest Justice Center | 33-M1-D1010-100-ELE01 | Elevator, Electric, Pass/Freight - ELE01 | MCE | 36045727 | MCE | OM00030413 | State ID# 131489 ¦ Elevator 6 | LOWER LEVEL, ROOM L221 | NA | NA | NA | NA | 230/460 | 130/65 | Electric | 3 | NA | NA | \Classifications\Building System Class\D10-Conveyance Systems\D1010 - Elevator\Elevator,Electric,Pass/Freight - ELE | EQ-1002934
33-M1 | 33-M1 Southwest Justice Center | 33-M1-D3050-250-ACU01 | Air Conditioning, Split System - ACU | Fujitsu | dcn014997 | AOU18CL | OM00017585 |  | outrside | NA | 12x12x1 | R-410a | NA | 230 | 16 | Electric | 1 | NA | 1800 | \Classifications\Building System Class\D30-HVAC Systems\D3050 - Package SYS\Air Conditioning,Split System - ACU | EQ-1002935
33-M1 | 33-M1 Southwest Justice Center | 33-M1-D2040-100-PSU01 | SUMP PUMP - PSU | baldor | 013f168v | wb23098cw | OM00017623 | NA | outside NEAR LOADING DOCK | NA | NA | NA | DNA | 115 | 15.6 | NA | 1 | NA | NA | \Classifications\Building System Class\D20-Plumbing\D2040 - Rain Drain\Sump Pump - PSU | EQ-1002936
33-M1 | 33-M1 Southwest Justice Center | 33-M1-D3040-120-FCU14 | FAN COIL UNIT 14 | TRANE | DNA | BCHB0331B00A13000 | OM00017629 | NA | server room | A46 | 20X20X1 | NA | DNA | 208 | 7 | Electric | 3 | NA | NA | \Classifications\Building System Class\D30-HVAC Systems\D3040 - Distribution SYS\Fan Coil Unit - FCU | EQ-1002937
33-M1 | 33-M1 Southwest Justice Center | 33-M1-D5092-250-EML176 | EMERGENCY AND EXIT LIGHTING - EML(176) | NA | NA | NA | OM00034005 |  | THROUGHOUT BUILDING | NA | NA | NA | NA | 277 | NA | electric | 3 | NA | NA | \Classifications\Building System Class\D50-Electrical SYS\D5090 - Elec SYS\Emergency And Exit Lighting - EML | EQ-1002938
33-M1 | 33-M1 Southwest Justice Center | 33-M1-D5092-210-GEN01 | EMERGENCY GENERATOR - GEN | caterpilliar | 210050 | old201501 | OM00017616 | DNA | outside BACKDOCK | NA | NA | NA | 443 | 480 | 400 | Diesel | 3 | NA | 400 | \Classifications\Building System Class\D50-Electrical SYS\D5090 - Elec SYS\Emergency Generator - GEN | EQ-1002939
33-M1 | 33-M1 Southwest Justice Center | 33-M1-D4022-210-JPM01 | JOCKEY PUMP FIRE | WEBER INDUSTRIES INCORP | JFMAMJJASOND | L5B17A-3PH | OM00017633 | DNA | LOWER LEVEL | NA | NA | NA | 3/4 | 230/460 | 1.5 | Electric | 3 | NA | NA | \Classifications\Building System Class\D40-Fire Protection SYS\D4020 - Stand Pipe\Jockey Pump - JPM | EQ-1002940
33-M1 | 33-M1 Southwest Justice Center | 33-M1-B2034-400-DOH01 | Door, Overhead, Manual - DOH #1 | atlas door | 2310N0166 | 6H5011M E79930 | OM00017638 | NA | HOLDING BUS BAY | NA | NA | NA | 1/2 | 115 | DNA | NA | 1 | NA | NA | \Classifications\Building System Class\B20-General Building Exterior\B2030 - Exterior Doors\Door,Overhead-Shutter,Manual,Elec,Roll-up - DOH | EQ-1002941
33-M1 | 33-M1 Southwest Justice Center | 33-M1-B2034-400-DOH02 | Door, Overhead, Manual - DOH #2 | PORVENE | 2408n1459 | GH5011M | OM00017639 | NA | JUDGES PARKING LOT | NA | NA | NA | 1/2 | 115 | 4.2 | Electric | 1 | NA | NA | \Classifications\Building System Class\B20-General Building Exterior\B2030 - Exterior Doors\Door,Overhead-Shutter,Manual,Elec,Roll-up - DOH | EQ-1002942
33-M1 | 33-M1 Southwest Justice Center | 33-M1-D3042-220-EFN01 | Fan, Axial -EFN01 | green heck | 1e6360 | swb2135 CW4B-X | OM00017576 | NA | roof | NA | NA | NA | 2 | 230/460 | 17.8 | NA | 2 | NA | NA | \Classifications\Building System Class\D30-HVAC Systems\D3040 - Distribution SYS\Supply/Exhaust/Return fans- FAN | EQ-1002943
33-M1 | 33-M1 Southwest Justice Center | 33-M1-D3042-220-EFN02 | Fan, Axial -EFN02 | green heck | 1e20748 | swb22020 CHU3X | OM00017582 | NA | roof | NA | NA | NA | 1/2 | 230/460 | 2.2/1.1 | NA | 3 | NA | NA | \Classifications\Building System Class\D30-HVAC Systems\D3040 - Distribution SYS\Supply/Exhaust/Return fans- FAN | EQ-1002944
33-M1 | 33-M1 Southwest Justice Center | 33-M1-D3042-220-EFN03 | Fan, Axial -EFN03 | green heck | 1e20752 | swb222-20-CW-UB-X | OM00017580 | NA | roof | A53 | NA | NA | 2 | 230/460 | 6.2/3.1 | Electric | 3 | NA | NA | \Classifications\Building System Class\D30-HVAC Systems\D3040 - Distribution SYS\Supply/Exhaust/Return fans- FAN | EQ-1002945
33-M1 | 33-M1 Southwest Justice Center | 33-M1-D3042-220-EFN04 | Fan, Axial -EFN04 | green heck | 1e20743 | sfb94 | OM00017579 | NA | roof | NA | NA | NA | DNA | DNA | 17.8 | Electric | 2 | NA | NA | \Classifications\Building System Class\D30-HVAC Systems\D3040 - Distribution SYS\Supply/Exhaust/Return fans- FAN | EQ-1002946
33-M1 | 33-M1 Southwest Justice Center | 33-M1-D3042-220-EFN05 | Fan, Axial -EFN05 | green heck | 01e16365 | swb2151ocwUB-X | OM00017577 | NA | roof | 4L270 | NA | NA | 1/2 | 230/460 | 2.2/1.1 | Electric | 3 | NA | NA | \Classifications\Building System Class\D30-HVAC Systems\D3040 - Distribution SYS\Supply/Exhaust/Return fans- FAN | EQ-1002947
33-M1 | 33-M1 Southwest Justice Center | 33-M1-D5010-234-ATS01 | AUTOMATIC TRANSFER SWITCH - ATS | zenith | DNA | zenith | OM00017591 |  | l277 | NA | NA | NA | NA | 277/480 | DNA | Electric | 3 | NA | NA | \Classifications\Building System Class\D50-Electrical SYS\D5010 - Elec Service & Dist\Automatic Transfer Switch - ATS | EQ-1002949
33-M1 | 33-M1 Southwest Justice Center | 33-M1-D2018-100-DKF02 | DRINK FOUNTAIN (REFR INDVL WTRCLR) - DKF | elkay | 80428624 | ezf58113 | OM00017628 | NA | 1st | NA | NA | R-134a | NA | 115 | 5 | NA | 1 | NA | NA | \Classifications\Building System Class\D20-Plumbing\D2010 - Plumb Fix\Drink Fountain (Refr Indvl Wtrcooler) - DKF | EQ-1002950
33-M1 | 33-M1 Southwest Justice Center | 33-M1-D3044-125-PHW01 | HOT WATER PUMP - PHW | TACO | DNA | 244125 | OM00017598 | DNA | pump room/ PENTHOUSE | NA | NA | NA | 15 | 230/460 | 37/18.5 | Electric | 3 | NA | NA | \Classifications\Building System Class\D30-HVAC Systems\D3040 - Distribution SYS\Hot Water Pump - PHW | EQ-1002951
33-M1 | 33-M1 Southwest Justice Center | 33-M1-D4010-150-FMS01 | SPRINKLER STANDPIPE SYSTEM | DNA | DNA | DNA | OM00030391 | DNA | pump room, L099 | NA | NA | NA | NA | NA | NA | NA | NA | NA | NA | \Classifications\Building System Class\D40-Fire Protection SYS\D4010 - Sprinkler SYS\Fire Systems, stand pipes - FMS | EQ-1002955
33-M1 | 33-M1 Southwest Justice Center | 33-M1-D3090-114-CMP01 | AIR COMPRESSOR - CMP | THOMAS | 91100028846 | ULTRA AIR PAC | OM00030382 |  | roof PENTHOUSE | NA | NA | NA | DNA | 115 | 3.9 | Electric | 1 | NA | NA | \Classifications\Building System Class\D30-HVAC Systems\D3090 - Other HVAC Systems and Equipment\Air Compressor - CMP | EQ-1002956
33-M1 | 33-M1 Southwest Justice Center | 33-M1-D2023-310-WBS09 | DOMESTIC WATER BOOSTER SYSTEM - WBS (3) | paco pumps | 519901 | cd01D00099-70 | OM00017569 | DNA | S SIDE OF BUILDING, LOWER LEVEL | NA | NA | NA | 7.5/7.5/5 | 460 | 97/9.7/6 | Electric | 3 | NA | NA | \Classifications\Building System Class\D20-Plumbing\D2020 - Domestic Water\Domestic Water Booster System - WBS | EQ-1002957
33-M1 | 33-M1 Southwest Justice Center | 33-M1-D2023-310-HWP05 | DOMESTIC HOT WATER CIRCULATING PUMP - HWP | b&G | 102208LF | PRA8 | OM00017608 | DNA | ROOF, pump room 1 | NA | NA | NA | NA | 115/230 | 1.9 | Electric | 1 | NA | NA | \Classifications\Building System Class\D20-Plumbing\D2020 - Domestic Water\Domestic Hot Water Circulating Pump - HWP | EQ-1002958
33-M1 | 33-M1 Southwest Justice Center | 33-M1-D2023-310-HWP06 | DOMESTIC HOT WATER CIRCULATING PUMP - HWP | armstrong | DNA | 526 | OM00017611 | DNA | pump roon | NA | NA | NA | 1/2 | 115/230 | 10.5 | NA | 2 | NA | NA | \Classifications\Building System Class\D20-Plumbing\D2020 - Domestic Water\Domestic Hot Water Circulating Pump - HWP | EQ-1002959
33-M1 | 33-M1 Southwest Justice Center | 33-M1-D2023-310-HWP07 | DOMESTIC HOT WATER CIRCULATING PUMP - HWP | armstong | DNA | 525 AB/LF | OM00030383 | DNA | ROOF, pump room/PENTHOUSE | NA | NA | NA | 1/2 | 115 | 2.2 | Electric | 1 | NA | NA | \Classifications\Building System Class\D20-Plumbing\D2020 - Domestic Water\Domestic Hot Water Circulating Pump - HWP | EQ-1002960
33-M1 | 33-M1 Southwest Justice Center | 33-M1-G3060-320-DFP01 | DIESEL FUEL TRANSFER PUMP - Pump is part of Day Tank OM00030405 | enviroevault | mhmh17565 | ev | OM00017622 | NA | outside | NA | NA | NA | NA | NA | NA | NA | 3 | NA | NA | \Classifications\Building System Class\G30-Site Mechanical Utilities\G3060 - Fuel Distribution\Pump, Fuel, Diesel Fuel Transfer Pump - DFP | EQ-1002963
33-M1 | 33-M1 Southwest Justice Center | 33-M1-D5010-200-ESD01 | MAIN ELECTRICAL PANEL | CUTLER HAMMER | DNA | DNA | OM00017590 | NA | BACK DOCK | NA | NA | NA | NA | 277/480 | 4000 | Electric | 3 | NA | NA | \Classifications\Building System Class\D50-Electrical SYS\D5010 - Elec Service & Dist\Electical Service and Distribution - ESD | EQ-1002964
33-M1 | 33-M1 Southwest Justice Center | 33-M1-D4031-100-FEX86 | FIRE EXTINGUISHER - FEX | NA | NA | NA | OM00034008 |  | THROUGHOUT BUILDING | NA | NA | NA | NA | NA | NA | NA | NA | NA | NA | \Classifications\Building System Class\D40-Fire Protection SYS\D4030 - FIRE SPEC\Fire Extinguisher - FEX | EQ-1002965
33-M1 | 33-M1 Southwest Justice Center | 33-M1-D1013-310-WCL01 | D1015 Wheel Chair Lift WCL01 | BISHAMON | 303 | AB 136 | OM00017677 | State ID# 131269 | COURT ROOM 101 | NA | NA | NA | DNA | 208/230 | 12.6 | electric | 1 | NA | NA | \Classifications\Building System Class\D10-Conveyance Systems\D1010 - Elevator\Wheelchair Lift - WCL | EQ-1005566
33-M1 | 33-M1 Southwest Justice Center | 33-M1-D1013-310-WCL02 | D1015 Wheel Chair Lift WCL02 | BISHAMON | 299 | AB 136 | OM00017678 | State ID# 131271 | COURT ROOM 102 | NA | NA | NA | DNA | 208/230 | 12.6 | electric | 1 | NA | NA | \Classifications\Building System Class\D10-Conveyance Systems\D1010 - Elevator\Wheelchair Lift - WCL | EQ-1005567
33-M1 | 33-M1 Southwest Justice Center | 33-M1-D1013-310-WCL03 | D1015 Wheel Chair Lift WCL03 | BISHAMON | 364 | AB 136 | OM00017679 | State ID# 131270 | COURT ROOM 103 | NA | NA | NA | DNA | 208/230 | 12.6 | electric | 1 | NA | NA | \Classifications\Building System Class\D10-Conveyance Systems\D1010 - Elevator\Wheelchair Lift - WCL | EQ-1005568
33-M1 | 33-M1 Southwest Justice Center | 33-M1-D1013-310-WCL04 | D1015 Wheel Chair Lift WCL04 | BISHAMON | 264 | AB 136 | OM00017680 | State ID# 131272 | COURT ROOM 104 | NA | NA | NA | DNA | 208/230 | 12.6 | electric | 1 | NA | NA | \Classifications\Building System Class\D10-Conveyance Systems\D1010 - Elevator\Wheelchair Lift - WCL | EQ-1005569
33-M1 | 33-M1 Southwest Justice Center | 33-M1-D1013-310-WCL05 | D1015 WHEEL CHAIR LIFT | BISHAMON | 297 | AB 136 | OM00017684 | State ID# 131273 | COURT ROOM 201 | NA | NA | NA | DNA | 110 | 12.0 | electric | 1 | NA | NA | \Classifications\Building System Class\D10-Conveyance Systems\D1010 - Elevator\Wheelchair Lift - WCL | EQ-1005570
33-M1 | 33-M1 Southwest Justice Center | 33-M1-D1013-310-WCL06 | D1015 WHEEL CHAIR LIFT WCL06 | BISHAMON | E87 | AB 136 | OM00017683 | State ID# 131274 | COURT ROOM 202 | NA | NA | NA | DNA | 110 | 12.6 | electric | DNA | NA | NA | \Classifications\Building System Class\D10-Conveyance Systems\D1010 - Elevator\Wheelchair Lift - WCL | EQ-1005571
33-M1 | 33-M1 Southwest Justice Center | 33-M1-D1013-310-WCL07 | D1015 WHEEL CHAIR LIFT WCL07 | BISHAMON | 313 | AB 136 | OM00017682 | State ID# 131275 | COURT ROOM203 | NA | NA | NA | DNA | 208/230 | 12.6 | electric | 1 | NA | NA | \Classifications\Building System Class\D10-Conveyance Systems\D1010 - Elevator\Wheelchair Lift - WCL | EQ-1005572
33-M1 | 33-M1 Southwest Justice Center | 33-M1-D1013-310-WCL08 | D1015 WHEEL CHAIR LIFT WCL08 | BISHAMON | 364 | AB 136 | OM00017681 | State ID# 131476 | COURT ROOM 204 | NA | NA | NA | NA | 110 | 12.6 | electric | 1 | NA | NA | \Classifications\Building System Class\D10-Conveyance Systems\D1010 - Elevator\Wheelchair Lift - WCL | EQ-1005573
33-M1 | 33-M1 Southwest Justice Center | 33-M1-D1013-310-WCL09 | D1015 WHEEL CHAIR LIFT WCL09 | BISHAMON | 296 | AB 136 | OM00017685 | State ID# 131480 | COURT ROOM 301 | NA | NA | NA | DNA | 208/230 | 12.6 | electric | 1 | NA | NA | \Classifications\Building System Class\D10-Conveyance Systems\D1010 - Elevator\Wheelchair Lift - WCL | EQ-1005574
33-M1 | 33-M1 Southwest Justice Center | 33-M1-D1013-310-WCL10 | D1015 WHEEL CHAIR LIFT WCL10 | BISHAMON | 298 | AB 136 | OM00017686 | State ID# 131479 | COURT ROOM 302 | NA | NA | NA | NA | 208/230 | 12.6 | electric | 1 | NA | NA | \Classifications\Building System Class\D10-Conveyance Systems\D1010 - Elevator\Wheelchair Lift - WCL | EQ-1005575
33-M1 | 33-M1 Southwest Justice Center | 33-M1-D1013-310-WCL11 | D1015 WHEEL CHAIR LIFT WCL11 | BISHAMON | 301 | AB 136 | OM00017687 | State ID# 131478 | COURT ROOM 303 | NA | NA | NA | NA | 208/230 | 12.6 | electric | 1 | NA | NA | \Classifications\Building System Class\D10-Conveyance Systems\D1010 - Elevator\Wheelchair Lift - WCL | EQ-1005576
33-M1 | 33-M1 Southwest Justice Center | 33-M1-D1013-310-WCL12 | D1015 WHEEL CHAIR LIFT WCL12 | BISHAMON | 305 | AB 136 | OM00017688 | State ID# 131477 | COURT ROOM 304 | NA | NA | NA | NA | 208/230 | 12.6 | electric | 1 | NA | NA | \Classifications\Building System Class\D10-Conveyance Systems\D1010 - Elevator\Wheelchair Lift - WCL | EQ-1005577
33-M1 | 33-M1 Southwest Justice Center | 33-M1-B2010-100-BLD01 | Building Structure | NA | NA | NA | OM00034007 | NA | NA | NA | NA | NA | NA | NA | NA | NA | NA | NA | NA | \Classifications\Building System Class\B20-General Building Exterior\B2010 - Exterior Walls\Building - BLD | EQ-1007311
33-M1 | 33-M1 Southwest Justice Center | 33-M1-B3010-100-RUF01 | Roofing Systems | NA | NA | NA | OM00034006 |  | ROOF | NA | NA | NA | NA | NA | NA | NA | NA | NA | NA | \Classifications\Building System Class\B30-Roofing\B3010 - Roof Types\Roof - RUF | EQ-1007488
33-M1 | 33-M1 Southwest Justice Center | 33-M1-D2023-100-BFP01 | Backflow Prevention Device - Bypass Meter for Fire Service - BFP01 | Watts | 205214 | .75" | OM00030388 | Acct#: 152891-02 Meter#: 66657422 Svc#: 43-0456 | Bypass meter for fire service behind court house - exterior | NA | NA | NA | NA | NA | NA | NA | NA | NA | NA | \Classifications\Building System Class\D20-Plumbing\D2020 - Domestic Water\Backflow Preventer - BFP | 1010220
33-M1 | 33-M1 Southwest Justice Center | 33-M1-D2023-100-BFP03 | Backflow Prevention Device - BFP03 Fire Service Behind Courthouse | Watts | 101853 | 774DCDA 8 inch | OM00030389 | Acct#: 152891-02 Meter#: 66657422 Svc#: 43-0455 | Fire Service Behind Courthouse S SIDE | NA | NA | NA | NA | NA | NA | NA | NA | NA | NA | \Classifications\Building System Class\D20-Plumbing\D2020 - Domestic Water\Backflow Preventer - BFP | 1010810
33-M1 | 33-M1 Southwest Justice Center | 33-M1-D2023-100-BFP04 | Backflow Prevention Device - BFP04 | AMES | 106897 | 4000S 3 inch | DNA | Acct#: 00157716 Meter#: 59388050 Svc#: 43-0535 | Directly behind courthouse | [10 empty] | \Classifications\Building System Class\D20-Plumbing\D2020 - Domestic Water\Backflow Preventer - BFP | 1010811
33-M1 | 33-M1 Southwest Justice Center | 33-M1-D1010-100-ELE02 | Elevator - ELE02 | MCE | 3045728 | HMC-1000-PHC | OM00030414 | State ID# 131481 | LOWER LEVEL | NA | NA | NA | 50 | 230/460 | 130/65 | ELECTRIC | 3 | NA | NA | \Classifications\Building System Class\D10-Conveyance Systems\D1010 - Elevator\Elevator,Electric,Pass/Freight - ELE | 1010924
33-M1 | 33-M1 Southwest Justice Center | 33-M1-D1010-100-ELE03 | Elevator - ELE03 | MCE | 3045781 | HMC-1000-PHC | OM00030415 | State ID# 131484 | LOWER LEVEL RM L221 | NA | NA | NA | 40 | 230/460 | 106/53 | ELECTRIC | 3 | NA | NA | \Classifications\Building System Class\D10-Conveyance Systems\D1010 - Elevator\Elevator,Electric,Pass/Freight - ELE | 1010925
33-M1 | 33-M1 Southwest Justice Center | 33-M1-D1010-100-ELE04 | Elevator - ELE04 | MCE | 3047275 | HMC-1000-PHC | OM00030416 | State ID# 131485 | LOWER LEVEL RML233 | NA | NA | NA | 50 | 460 | 65 | ELECTRIC | 3 | NA | NA | \Classifications\Building System Class\D10-Conveyance Systems\D1010 - Elevator\Elevator,Electric,Pass/Freight - ELE | 1010926
33-M1 | 33-M1 Southwest Justice Center | 33-M1-D1010-100-ELE05 | Elevator - ELE05 | MCE | 3047276 | HMC-1000-PHC | OM00017619 | State ID# 131486 | LOWER LEVEL | NA | NA | NA | 50 | 460 | 65 | ELECTRIC | 3 | NA | NA | \Classifications\Building System Class\D10-Conveyance Systems\D1010 - Elevator\Elevator,Electric,Pass/Freight - ELE | 1010927
33-M1 | 33-M1 Southwest Justice Center | 33-M1-D1010-100-ELE06 | Elevator - ELE06 | MCE | 3047271 | HMC-1000-PHC | OM00030395 | State ID# 131487 | LOWER FLOORS, STAFF SECURE HALLWAY | NA | NA | NA | 480 | 480 | 66 | ELECTRIC | 3 | NA | NA | \Classifications\Building System Class\D10-Conveyance Systems\D1010 - Elevator\Elevator,Electric,Pass/Freight - ELE | 1010928
33-M1 | 33-M1 Southwest Justice Center | 33-M1-D1010-100-ELE07 | Elevator - ELE07 | MCE | 3047272 | HMC-100-PHC | OM00030392 | State ID# 131488 | SECURED SH | NA | NA | NA | 50 | 480 | 66 | OTHER | 3 | NA | NA | \Classifications\Building System Class\D10-Conveyance Systems\D1010 - Elevator\Elevator,Electric,Pass/Freight - ELE | 1010929
33-M1 | 33-M1 Southwest Justice Center | 33-M1-D1010-100-ELE08 | Elevator - ELE08 | MCE | 3047270 | HMC-1000 | OM00030393 | State ID# 131490 | SECURED PARKING | NA | NA | NA | 50 | 460 | 65 | OTHER | 3 | NA | NA | \Classifications\Building System Class\D10-Conveyance Systems\D1010 - Elevator\Elevator,Electric,Pass/Freight - ELE | 1010930
33-M1 | 33-M1 Southwest Justice Center | 33-M1-D2023-100-BFP05 | Backflow Prevention Device - BFP05 | FEBCO | A256793 | DNA | OM00030384 |  | ROOF, PENTHOUSE PUMP ROOM | NA | NA | NA | NA | NA | NA | NA | NA | NA | NA | \Classifications\Building System Class\D20-Plumbing\D2020 - Domestic Water\Backflow Preventer - BFP | 1011723
33-M1 | 33-M1 Southwest Justice Center | 33-M1-D3042-220-EFN10 | EXHAUST FAN BELT DRIVEN | SANDERS ENG | E003 | SX100BC | OM00030394 | DNA | ELEVATOR RM NEAR JUDGES PARKING | 4L430 | NA | NA | DNA | DNA | DNA | Electric | DNA | DNA | NA | \Classifications\Building System Class\D30-HVAC Systems\D3040 - Distribution SYS\Supply/Exhaust/Return fans- FAN | 1011724
33-M1 | 33-M1 Southwest Justice Center | 33-M1-C1020-110-FRD01 | FIRE CURTAIN 01 | Smoke Guard | N02050111 | Smoke Guard | OM00030420 | DNA | HOLDING BY ELEVATOR #7 | NA | NA | NA | DNA | DNA | DNA | Electric | DNA | NA | NA | \Classifications\Building System Class\C10-General Building Interior\C1020 - Fire Doors\Fire Doors - FRD | 1012263
33-M1 | 33-M1 Southwest Justice Center | 33-M1-C1020-110-FRD02 | FIRE CURTAIN 02 | Smoke Guard | N02050094 | Smoke Guard | OM00030421 | DNA | HOLDING NEAR ELEVATOR #7 | NA | NA | NA | DNA | DNA | DNA | Electric | DNA | NA | NA | \Classifications\Building System Class\C10-General Building Interior\C1020 - Fire Doors\Fire Doors - FRD | 1012264
33-M1 | 33-M1 Southwest Justice Center | 33-M1-C1020-110-FRD03 | FIRE CURTAIN 03 | DNA | DNA | DNA | OM00030422 | DNA | HOLDING BETWEEN S301 & S302 | NA | NA | NA | DNA | DNA | DNA | Electric | DNA | NA | NA | \Classifications\Building System Class\C10-General Building Interior\C1020 - Fire Doors\Fire Doors - FRD | 1012265
33-M1 | 33-M1 Southwest Justice Center | 33-M1-C1020-110-FRD04 | FIRE CURTAIN 04 | DNA | DNA | DNA | OM00030423 | DNA | N PUBLIC CORRIDOR | NA | NA | NA | DNA | DNA | DNA | Electric | DNA | NA | NA | \Classifications\Building System Class\C10-General Building Interior\C1020 - Fire Doors\Fire Doors - FRD | 1012266
33-M1 | 33-M1 Southwest Justice Center | 33-M1-C1020-110-FRD05 | FIRE CURTAIN 05 | DNA | DNA | DNA | OM00030424 | DNA | N PUBLIC CORRIDOR | NA | NA | NA | DNA | DNA | DNA | Electric | DNA | NA | NA | \Classifications\Building System Class\C10-General Building Interior\C1020 - Fire Doors\Fire Doors - FRD | 1012267
33-M1 | 33-M1 Southwest Justice Center | 33-M1-C1020-110-FRD06 | FIRE CURTAIN 06 | DNA | DNA | DNA | OM00030425 | DNA | HOLDING NEAR S204 | NA | NA | NA | NA | DNA | DNA | Electric | DNA | NA | NA | \Classifications\Building System Class\C10-General Building Interior\C1020 - Fire Doors\Fire Doors - FRD | 1012268
33-M1 | 33-M1 Southwest Justice Center | 33-M1-C1020-110-FRD07 | FIRE CURTAIN 07 | DNA | DNA | DNA | OM00030426 | DNA | HOLDING BETWEEN S201 & S202 | NA | NA | NA | NA | DNA | DNA | Electric | DNA | NA | NA | \Classifications\Building System Class\C10-General Building Interior\C1020 - Fire Doors\Fire Doors - FRD | 1012269
33-M1 | 33-M1 Southwest Justice Center | 33-M1-C1020-110-FRD08 | FIRE CURTAIN 08 | DNA | DNA | DNA | OM00030427 | DNA | HOLDING BY S103 & S104 | NA | NA | NA | NA | DNA | DNA | Electric | DNA | NA | NA | \Classifications\Building System Class\C10-General Building Interior\C1020 - Fire Doors\Fire Doors - FRD | 1012270
33-M1 | 33-M1 Southwest Justice Center | 33-M1-C1020-110-FRD09 | FIRE CURTAIN 09 | SMOKE GUARD | N02050087 | SMOKE GUARD | OM00030428 | DNA | HOLDING BY S101 & S102 | NA | NA | NA | NA | DNA | DNA | Electric | DNA | NA | NA | \Classifications\Building System Class\C10-General Building Interior\C1020 - Fire Doors\Fire Doors - FRD | 1012271
33-M1 | 33-M1 Southwest Justice Center | 33-M1-C1020-110-FRD10 | FIRE CURTAIN 10 | DNA | DNA | DNA | OM00030429 | DNA | HOLDING BY S303 &S304 | NA | NA | NA | NA | DNA | DNA | Electric | DNA | NA |  | \Classifications\Building System Class\C10-General Building Interior\C1020 - Fire Doors\Fire Doors - FRD | 1012272
33-M1 | 33-M1 Southwest Justice Center | 33-M1-C1020-110-FRD11 | FIRE CURTAIN 11 | DNA | DNA | DNA | OM00030430 | DNA | N PUBLIC CORRIDOR | NA | NA | NA | NA | DNA | DNA | Electric | DNA | NA | NA | \Classifications\Building System Class\C10-General Building Interior\C1020 - Fire Doors\Fire Doors - FRD | 1012273
33-M1 | 33-M1 Southwest Justice Center | 33-M1-C1020-110-FRD12 | FIRE CURTAIN 12 | DNA | DNA | DNA | OM00030431 | DNA | N PUBLIC CORRIDOR | NA | NA | NA | NA | DNA | DNA | Electric | DNA | NA | NA | \Classifications\Building System Class\C10-General Building Interior\C1020 - Fire Doors\Fire Doors - FRD | 1012274
33-M1 | 33-M1 Southwest Justice Center | 33-M1-D2017-100-SHW01 | EYE WASH STATION | FEND ALL | DNA | PURE FLOW 1000 | OM00030385 | DNA | ROOF | NA | NA | NA | NA | NA | NA | NA | NA | NA | NA | \Classifications\Building System Class\D20-Plumbing\D2010 - Plumb Fix\Showers - SHW | 1012275
33-M1 | 33-M1 Southwest Justice Center | 33-M1-D2017-100-SHW02 | EYE SHOWER #2 | FEND ALL | DNA | DNA | OM00030401 | DNA | NEAR GENERATOR | NA | NA | NA | NA | NA | NA | NA | NA | NA | NA | \Classifications\Building System Class\D20-Plumbing\D2010 - Plumb Fix\Showers - SHW | 1012276
33-M1 | 33-M1 Southwest Justice Center | 33-M1-D2022-100-HWE01 | DOMESTIC HOT WATER HEATER #1 | PR-COMPACT | DNA | C436220-2 | OM00017599 | DNA | PENTHOUSE PUMP ROOM | NA | NA | NA | DNA | 120 | DNA | Electric | DNA | NA | NA | \Classifications\Building System Class\D20-Plumbing\D2020 - Domestic Water\Domestic Water Heater, Electric - HWE | 1012277
33-M1 | 33-M1 Southwest Justice Center | 33-M1-D2022-100-HWE02 | DOMESTIC HOT WATER HEATER #2 | PK COMPACT | C436220-2 | DNA | OM00017600 | DNA | PENTHOUSE FAR WALL | NA | NA | NA | DNA | DNA | DNA | Electric | DNA | NA | NA | \Classifications\Building System Class\D20-Plumbing\D2020 - Domestic Water\Domestic Water Heater, Electric - HWE | 1012278
33-M1 | 33-M1 Southwest Justice Center | 33-M1-D2030-150-MWL01 | MAIN BRANCH WASTE | DNA | DNA | DNA | OM00017632 | DNA | LOWER LEVEL | NA | NA | NA | NA | NA | NA | NA | NA | NA | NA | \Classifications\Building System Class\D20-Plumbing\D2030 - Sani Waste\Main/Branch Waste System - MWL | 1012279
33-M1 | 33-M1 Southwest Justice Center | 33-M1-D3031-100-PCH01 | CHILLED WATER PUMPS (2) | DNA | DNA | DNA | OM00017570 | DNA | S SIDE OF BUILDING | NA | NA | NA | 5 | 460 | 6.4 | Electric | 3 | NA | NA | \Classifications\Building System Class\D30-HVAC Systems\D3030 - Cooling SYS\Chilled Water Pump - PCH | 1012280
33-M1 | 33-M1 Southwest Justice Center | 33-M1-D3041-160-FDP01 | FIRE DAMPERS (280) | DNA | DNA | DNA | OM00034003 | DNA | THROUGH OUT BUILDING | NA | NA | NA | DNA | DNA | DNA | Electric | DNA | NA | NA | \Classifications\Building System Class\D30-HVAC Systems\D3040 - Distribution SYS\Fire Dampers - FDP | 1012281
33-M1 | 33-M1 Southwest Justice Center | 33-M1-D3040-120-FCU01 | FAN COIL UNIT 01 | TRANE | 01035680A | BCHB0241BD0A2300B2F600000A | OM00030396 | DNA | SECURED HALLWAY | 1A | 20X20X1 | NA | 1/3 | 208 | 3.9 | Electric | 1 | NA | NA | \Classifications\Building System Class\D30-HVAC Systems\D3040 - Distribution SYS\Fan Coil Unit - FCU | 1012282
33-M1 | 33-M1 Southwest Justice Center | 33-M1-D3040-120-FCU02 | FAN COIL UNIT 02 | TRANE | T01C35861A | BCHB0241BD0A2300B2F00000A | OM00030397 | DNA | 3RD FLOOR SECURED HALL | 39A | 12X24X1 | NA | 1/3 | 208 | 3.9 | Electric | 1 | NA | NA | \Classifications\Building System Class\D30-HVAC Systems\D3040 - Distribution SYS\Fan Coil Unit - FCU | 1012283
33-M1 | 33-M1 Southwest Justice Center | 33-M1-D3040-120-FCU03 | FAN COIL UNIT 03 | TRANE | DNA | BCHB0241BD0A2300B2F00000A | OM00030398 | DNA | SECURED DA'S OFFICE | 39A | 12X24X1 | NA | 1/3 | 208 | 3.9 | Electric | 1 | NA | NA | \Classifications\Building System Class\D30-HVAC Systems\D3040 - Distribution SYS\Fan Coil Unit - FCU | 1012284
33-M1 | 33-M1 Southwest Justice Center | 33-M1-D3040-120-FCU04 | FAN COIL UNIT 04 | TRANE | DNA | BCHB 1M7 | OM00030399 | DNA | PUBLIC LOBBY HALLWAY | A40 | 16X25X1 | DNA | 1/3 | 208 | 3.9 | Electric | 1 | NA | NA | \Classifications\Building System Class\D30-HVAC Systems\D3040 - Distribution SYS\Fan Coil Unit - FCU | 1012285
33-M1 | 33-M1 Southwest Justice Center | 33-M1-D3040-120-FCU05 | FAN COIL UNIT #5 | TRANE | DNA | BCHB | OM00030406 | DNA | SECURED DEFENSE ALTERNA | A39 | 12X24X1 | DNA | 1/3 | 208 | 3.9 | Electric | 1 | NA | NA | \Classifications\Building System Class\D30-HVAC Systems\D3040 - Distribution SYS\Fan Coil Unit - FCU | 1012286
33-M1 | 33-M1 Southwest Justice Center | 33-M1-D3040-120-FCU06 | FAN COIL UNIT 06 | TRANE | DNA | BCH | OM00030407 | DNA | E SIDE PUBLIC LOBBY | A39 | 12X24X1 | DNA | 1/3 | 208 | 3.9 | Electric | 1 | NA | NA | \Classifications\Building System Class\D30-HVAC Systems\D3040 - Distribution SYS\Fan Coil Unit - FCU | 1012287
33-M1 | 33-M1 Southwest Justice Center | 33-M1-D3040-120-FCU07 | FAN COIL UNIT 07 | TRANE | DNA | BCHB | OM00030408 | DNA | SECURED HALLWAY | A39 | 12X24X2 | DNA | 1/3 | 208 | 3.9 | Electric | 1 | NA | NA | \Classifications\Building System Class\D30-HVAC Systems\D3040 - Distribution SYS\Fan Coil Unit - FCU | 1012288
33-M1 | 33-M1 Southwest Justice Center | 33-M1-D3040-120-FCU08 | FAN COIL UNIT 08 | TRANE | DNA | BCHB | OM00030409 | DNA | SECURED HALLWAY | A39 | 12X24X2 | DNA | 1/3 | 208 | 3.9 | Electric | 1 | NA | NA | \Classifications\Building System Class\D30-HVAC Systems\D3040 - Distribution SYS\Fan Coil Unit - FCU | 1012289
33-M1 | 33-M1 Southwest Justice Center | 33-M1-D3040-120-FCU09 | FAN COIL UNIT 09 | TRANE | T01C35849A | BHCB | OM00030410 | DNA | SECURED HALLWAY | A39 | 12X24X2 | DNA | 1/3 | 208 | 3.4 | Electric | 1 | NA | NA | \Classifications\Building System Class\D30-HVAC Systems\D3040 - Distribution SYS\Fan Coil Unit - FCU | 1012290
33-M1 | 33-M1 Southwest Justice Center | 33-M1-D3040-120-FCU10 | FAN COIL UNIT 10 | TRANE | DNA | BCHB | OM00030411 | DNA | SECURED HALLWAY | A39 | 12X24X2 | DNA | 1/3 | 208 | 3.9 | Electric | 1 | NA | NA | \Classifications\Building System Class\D30-HVAC Systems\D3040 - Distribution SYS\Fan Coil Unit - FCU | 1012291
33-M1 | 33-M1 Southwest Justice Center | 33-M1-D3040-120-FCU11 | FAN COIL UNIT 11 | TRANE | DNA | BCHB | OM00030412 | DNA | PUBLIC LOBBY HALLWAY | A39 | 12X24X2 | DNA | 1/3 | 208 | 3.9 | Electric | 1 | NA | NA | \Classifications\Building System Class\D30-HVAC Systems\D3040 - Distribution SYS\Fan Coil Unit - FCU | 1012292
33-M1 | 33-M1 Southwest Justice Center | 33-M1-D3040-120-FCU12 | FAN COIL UNIT #12 | TRANE | T01C35852A | BCHB0541BDUA2300B4D000000A000000000000000 | OM00017613 | DNA | SERVER ROOM | A446 | 20X20X1 | DNA | 3/4 | 208 | 7 | Electric | 1 | NA | NA | \Classifications\Building System Class\D30-HVAC Systems\D3040 - Distribution SYS\Fan Coil Unit - FCU | 1012293
33-M1 | 33-M1 Southwest Justice Center | 33-M1-D3040-120-FCU13 | FAN COIL UNIT 13 | TRANE | T01C5863A | BCHB0121BD0A2200BD000000A000000000000000 | OM00030417 | DNA | IN CEILING OF STORAGE CLOSET | A39 | 12X24X2 | DNA | 1/4 | 208 | 2.4 | Electric | 1 | NA | NA | \Classifications\Building System Class\D30-HVAC Systems\D3040 - Distribution SYS\Fan Coil Unit - FCU | 1012294
33-M1 | 33-M1 Southwest Justice Center | 33-M1-D3042-220-EFN06 | EXHAUST FAN 06 | DNA | DNA | DNA | OM00030386 | DNA | S SIDE OF BUILDING | 4L430 | NA | NA | 1/4 | 115 | 3.0 | Electric | 1 | NA | NA | \Classifications\Building System Class\D30-HVAC Systems\D3040 - Distribution SYS\Supply/Exhaust/Return fans- FAN | 1012295
33-M1 | 33-M1 Southwest Justice Center | 33-M1-D3042-220-EFN08 | EXHAUST FAN #401 | DNA | DNA | DNA | OM00017574 | DNA | SW CORNER ROOF | NA | NA | NA | DNA | DNA | DNA | Electric | DNA | NA | NA | \Classifications\Building System Class\D30-HVAC Systems\D3040 - Distribution SYS\Supply/Exhaust/Return fans- FAN | 1012296
33-M1 | 33-M1 Southwest Justice Center | 33-M1-D3042-220-EFN09 | EXHAUST FAN 02 | SANDERS ENG COM | DNA | DNA | OM00030390 | DNA | FIRE PUMP ROOM | 4L430 | NA | NA | DNA | 115 | DNA | Electric | 1 | NA | NA | \Classifications\Building System Class\D30-HVAC Systems\D3040 - Distribution SYS\Supply/Exhaust/Return fans- FAN | 1012297
33-M1 | 33-M1 Southwest Justice Center | 33-M1-D4022-210-FSG01 | FIRE PUMP | US ELECTRIC | DNA | DNA | OM00017572 | DNA | L099 FIRE PUMP ROOM | NA | NA | NA | 75 | 460 | 89.0 | Electric | 3 | NA | NA | \Classifications\Building System Class\D40-Fire Protection SYS\D4020 - Stand Pipe\Pump,Fire,Electric Motor Driven - FSG | 1012298
33-M1 | 33-M1 Southwest Justice Center | 33-M1-D5037-710-FAP01 | MAIN ANNUNICATOR FIRE PANEL | NOTIFIER | S624AR7045 | NFS2-3030 | OM00000419 | DNA | SECURE JUDGES HALLWAY | NA | NA | NA | NA | DNA | DNA | Electric | DNA | NA | NA | \Classifications\Building System Class\D50-Electrical SYS\D5030 - Comm & Security\Fire Alarm Panel - FAP | 1012299
33-M1 | 33-M1 Southwest Justice Center | 33-M1-E1033-310-HLF01 | DOCK LEVELER | KELLY ATLANTIC LTD | 71747 | CH738 | OM00017592 | DNA | LOADING DOCK | NA | NA | NA | DNA | DNA | DNA | Electric | DNA | NA | NA | \Classifications\Building System Class\E10-Equipment\E1030 - Vehicular Equipment\Hydraulic Lift,Loading Dock - HLF | 1012300
33-M1 | 33-M1 Southwest Justice Center | 33-M1-G3063-100-DAT01 | DAY TANK | PRYCO | DNA | DNA | OM00030405 | DNA | NEAR BACKUP GENERATOR | NA | NA | NA | DNA | DNA | DNA | Diesel | DNA | NA | NA | \Classifications\Building System Class\G30-Site Mechanical Utilities\G3060 - Fuel Distribution\Tank, Fuel Storage Day - DAT | 1012301
33-M1 | 33-M1 Southwest Justice Center | 33-M1-G3063-100-AST01 | ABOVE GROUND DIESEL STORAGE TANK | BAKERFIELD TANK CO | DNA | EV | OM00030404 | DNA | NEAR LOADING DOCK | NA | NA | NA | NA | NA | NA | Diesel | NA | NA | NA | \Classifications\Building System Class\G30-Site Mechanical Utilities\G3060 - Fuel Distribution\Tank, Fuel Storage, Above Ground - AST | 1012302
33-M1 | 33-M1 Southwest Justice Center | 33-M1-E1092-100-TCP01 | TRASH COMPACTOR | VERTIPACK | DNA | DNA | OM00030400 | DNA | BACK DOCK | NA | NA | NA | DNA | DNA | DNA | Electric | DNA | NA | NA | \Classifications\Building System Class\E10-Equipment\E1090 - Other Equipment\Trash Compactor - TCP | 1012303
33-M1 | 33-M1 Southwest Justice Center | 33-M1-G2050-200-LSC01 | LANDSCAPE | DNA | DNA | NA | OM00017631 | DNA | OUTSIDE | NA | NA | NA | NA | NA | NA | NA | NA | NA | NA | \Classifications\Building System Class\G20-Other Systems\G2050 - Landscaping\Landscaping - LSC | 1012304
33-M1 | 33-M1 Southwest Justice Center | 33-M1-D5092-250-ELT01 | EMERGENCY LIGHTS | DNA | DNA | DNA | OM00034004 | DNA | EXTERIOR OF BUILDING | NA | NA | NA | DNA | DNA | DNA | Electric | DNA | NA | NA | \Classifications\Building System Class\D50-Electrical SYS\D5090 - Elec SYS\Exterior Lighting - ELT | 1012305
33-M1 | 33-M1 Southwest Justice Center | 33-M1-G2049-300-HSC01 | HARDSCAPE | DNA | DNA | NA | OM00017630 | DNA | OUTSIDE | NA | NA | NA | NA | NA | NA | NA | NA | NA | NA | \Classifications\Building System Class\G20-Other Systems\G2040 - Site Development\Hardscape - HSC | 1012306
33-M1 | 33-M1 Southwest Justice Center | 33-M1-D5037-710-FAP02 | FIRE ALARM PANEL #2 | NOTIFIER | DNA | AFP-400 W/ CBC | OM00017596 |  | FIRE COMMAND ROOM | NA | NA | NA | NA | 120 | .6 | Electric | NA | NA | NA | \Classifications\Building System Class\D50-Electrical SYS\D5030 - Comm & Security\Fire Alarm Panel - FAP | 1015214
33-M1 | 33-M1 Southwest Justice Center | 33-M1-B2034-400-DOH03 | DOOR, ROLL UP (JUDGES' PARKING) | LIFTMASTER | 2408N1459 | GH5011M | OM00017594 |  | JUDGE'S PARKING LOT | NA | NA | NA | 1/2 | 115 | 25 | Electric | 1 | NA | NA | \Classifications\Building System Class\B20-General Building Exterior\B2030 - Exterior Doors\Door,Overhead-Shutter,Manual,Elec,Roll-up - DOH | 1015215
33-M1 | 33-M1 Southwest Justice Center | 33-M1-D2023-100-BFP06 | 4" Irrigation BFP | Wilkins | 544 | 375ASTR | OM00017698 | Acct#: 157716 Meter#: 53522526 Svc#: 43-0456 | Irrigation by judges parking gate | [10 empty] | \Classifications\Building System Class\D20-Plumbing\D2020 - Domestic Water\Backflow Preventer - BFP | 1017202
33-M1 | 33-M1 Southwest Justice Center | 33-M1-D2023-100-BFP07 | 4" Domestic water BFP | Apollo | 52042 | RPLF4A | OM00025831 | Acct#: 149379 Meter#: 1614068 Svc#: | Next to rear entry/exit doors | NA | NA | NA | NA | NA | NA | NA | NA | NA | NA | \Classifications\Building System Class\D20-Plumbing\D2020 - Domestic Water\Backflow Preventer - BFP | 1021697
33-M4 | 33-M4 New Soutwest Justice Building | 33-M4-D3050-210-PKU01 | Roof top unit #1; 25 ton | Trane | 170210276D | THD300G4ROA0407AOA1020007000001000000000 | OM00025787 |  | Center of roof southern unit | NA | 20x20x2;20x2502;16x20x2 | R-410A | NA | 460 | 56 | Electric | 3 |  |  | \Classifications\Building System Class\D30-HVAC Systems\D3050 - Package SYS\Package Unit - PKU | 1022061
33-M4 | 33-M4 New Soutwest Justice Building | 33-M4-D3050-210-PKU02 | Roof top unit #2; 17.5 ton | Trane | 170210326D | THD210G4R0A0407A0A10200070000010000000 | OM00025788 |  | Center of roof northern unit | NA | 20x20x2;20x2502;16x20x2 | R-410A | NA | 460 | 43 | Electric | 3 | NA | NA | \Classifications\Building System Class\D30-HVAC Systems\D3050 - Package SYS\Package Unit - PKU | 1022062
33-M4 | 33-M4 New Soutwest Justice Building | 33-M4-D3050-210-PKU03 | Roof top unit #3: 17.5 ton | Trane | 170210330D | THD210G4R0A0407A0A10200070000010000000 | OM00025790 |  | Unit closest to 33-M1 | NA | 20x20x2;20x2502;16x20x2 | R-410A | NA | 460 | 43 | Electric | 3 | NA | NA | \Classifications\Building System Class\D30-HVAC Systems\D3050 - Package SYS\Package Unit - PKU | 1022063
33-M4 | 33-M4 New Soutwest Justice Building | 33-M4-D3021-130-BLR01 | Roof top boiler | Raypak | 1611385001 | XFYRE 90+ H7-0500A | OM00025789 |  | Center of roof | NA | NA | NA | NA | DNA | 4 | Gas | DNA | 500,000 | 470,000 | \Classifications\Building System Class\D30-HVAC Systems\D3020 - Heat SYS\Boiler,Hot Water,Oil/Gas/Comb. - BLR | 1022064
33-M4 | 33-M4 New Soutwest Justice Building | 33-M4-D4010-150-FMS01 | Fire sprinkler riser | Potter | NA | NA | OM00025786 |  | Inside Judges parking lot | NA | NA | NA | NA | NA | NA | NA | NA | NA | NA | \Classifications\Building System Class\D40-Fire Protection SYS\D4010 - Sprinkler SYS\Fire Systems, stand pipes - FMS | 1022065
33-M4 | 33-M4 New Soutwest Justice Building | 33-M4-G2023-150-PEG01 | Judges parking lot gate | HySecurity | 36B532-1718-259 | 222 X 3ST Slide Driver 50VF2/3 | OM00025785 |  | North east side of building | NA | NA | NA | NA | 208/230 | 13.7 | Electric | 1 | NA | NA | \Classifications\Building System Class\G20-Other Systems\G2020 - Parking Lots\Secured Parking Gate - PEG | 1022066
33-M4 | 33-M4 New Soutwest Justice Building | 33-M4-G2023-150-PEG02 | Secured adult holding entry gate | HySecurity | 36B532-1718-258 | 222 X 3ST Slide Driver 50VF2/3 | OM00025793 |  | North west gate for holding | NA | NA | NA | NA | 208/230 | 13.7 | Electric | 1 | NA | NA | \Classifications\Building System Class\G20-Other Systems\G2020 - Parking Lots\Secured Parking Gate - PEG | 1022067
33-M4 | 33-M4 New Soutwest Justice Building | 33-M4-G2023-150-PEG03 | Secured adult holding exit gate | HySecurity | 36B532-1718-256 | 222 X 3ST Slide Driver 50VF2/3 | OM00025792 |  | South west gate for holding | NA | NA | NA | NA | 208/230 | 13.7 | Electric | 1 | NA | NA | \Classifications\Building System Class\G20-Other Systems\G2020 - Parking Lots\Secured Parking Gate - PEG | 1022068
33-M4 | 33-M4 New Soutwest Justice Building | 33-M4-D5092-100-UPS01 | UPS | Emerson | M16L4L0007 | Liebert eXM 51SA100EAA00256 | OM00025783 |  | Tel/Com | NA | NA | NA | NA | DNA | 175 | Electric | 3 | NA | NA | \Classifications\Building System Class\D50-Electrical SYS\D5090 - Elec SYS\Uninterruptible Power System - UPS | 1022069
33-M4 | 33-M4 New Soutwest Justice Building | 33-M4-D3050-250-ACU01 | Split system ACU01 | Trane | 160303800X | 4MXW8536A10N0CA | OM00025782 |  | Tel/Com | DNA | DNA | R-410A | NA | 208/230 | .40 | Electric | 1 | NA | NA | \Classifications\Building System Class\D30-HVAC Systems\D3050 - Package SYS\Air Conditioning,Split System - ACU | 1022070
33-M4 | 33-M4 New Soutwest Justice Building | 33-M4-D3050-250-ACU02 | Split system ACU02 | Trane | 160112835X | 4MXW8536A10N0CA | OM00025791 |  | Electrical room |  |  | R-410A |  | 208/230 | .40 | Electric | 1 |  |  | \Classifications\Building System Class\D30-HVAC Systems\D3050 - Package SYS\Air Conditioning,Split System - ACU | 1022071
33-M4 | 33-M4 New Soutwest Justice Building | 33-M4-D5037-710-FAP01 | Fire alarm panel FAP01 | Edwards Detection & Alarm | DNA | EST 3 | OM00025781 |  | Electrical room | NA | NA | NA | NA | NA | NA | NA | NA | NA | NA | \Classifications\Building System Class\D50-Electrical SYS\D5030 - Comm & Security\Fire Alarm Panel - FAP | 1022072
33-M4 | 33-M4 New Soutwest Justice Building | 33-M4-D2022-260-HWG01 | Domestic water heater HWG01 | A.O. Smith | 1616M001539 | Cyclone Mxi BTH 1200 200 | OM00025780 |  | Custodial | NA | NA | NA | NA | 120 | 5 | Gas | DNA | 120,000 | DNA | \Classifications\Building System Class\D20-Plumbing\D2020 - Domestic Water\Domestic Water Heater, Gas - HWG | 1022073
33-M4 | 33-M4 New Soutwest Justice Building | 33-M4-G2050-200-LSC01 | Landscaping | NA | NA | NA | OM00025797 |  | Landscape | NA | NA | NA | NA | NA | NA | NA | NA | NA | NA | \Classifications\Building System Class\G20-Other Systems\G2050 - Landscaping\Landscaping - LSC | 1022077
33-M4 | 33-M4 New Soutwest Justice Building | 33-M4-D4031-100-FEX04 | Fire extinguishers (4) | NA | NA | NA | OM00025794 |  | Throughought building | NA | NA | NA | NA | NA | NA | NA | NA | NA | NA | \Classifications\Building System Class\D40-Fire Protection SYS\D4030 - FIRE SPEC\Fire Extinguisher - FEX | 1022074
33-M4 | 33-M4 New Soutwest Justice Building | 33-M4-B2010-100-BLD01 | Building-SW Juvenile | NA | NA | NA | OM00025795 |  | South east of 33-M1 | NA | NA | NA | NA | NA | NA | NA | NA | NA | NA | \Classifications\Building System Class\B20-General Building Exterior\B2010 - Exterior Walls\Building - BLD | 1022075
33-M4 | 33-M4 New Soutwest Justice Building | 33-M4-B3010-100-RUF01 | Roof | NA | NA | NA | OM00025796 |  | Roof | NA | NA | NA | NA | NA | NA | NA | NA | NA | NA | \Classifications\Building System Class\B30-Roofing\B3010 - Roof Types\Roof - RUF | 1022076
33-M4 | 33-M4 New Soutwest Justice Building | 33-M4-G2049-300-HSC01 | Hardscape | NA | NA | NA | OM00025798 |  | Hardscape | NA | NA | NA | NA | NA | NA | NA | NA | NA | NA | \Classifications\Building System Class\G20-Other Systems\G2040 - Site Development\Hardscape - HSC | 1022078
33-M4 | 33-M4 New Soutwest Justice Building | 33-M4-D2023-100-BFP01 | Backflow, Landscape #1; 2" | FEBCO | J041634 | 825Y | OM00025801 | Acct#: 00239369 Meter#: 8873543 Svc#: | North property line off Auld RD; 10 ft from Sidewalk S/S Auld Road 293' W Leon Road | NA | NA | NA | NA | NA | NA | NA | NA | NA | NA | \Classifications\Building System Class\D20-Plumbing\D2020 - Domestic Water\Backflow Preventer - BFP | 1022079
33-M4 | 33-M4 New Soutwest Justice Building | 33-M4-D2023-100-BFP02 | Backflow, Landscape #2; 2" | FEBCO | J029411 | 825Y | OM00025802 | Acct#: 00239369 Meter#: 8873543 SN J019411 | North property line off Auld RD; 10 ft from Sidewalk S/S Auld Road 298' W Leon Road | NA | NA | NA | NA | NA | NA | NA | NA | NA | NA | \Classifications\Building System Class\D20-Plumbing\D2020 - Domestic Water\Backflow Preventer - BFP | 1022080
33-M4 | 33-M4 New Soutwest Justice Building | 33-M4-D2023-100-BFP03 | Backflow, Fire BFP; 8" | Wilkins | V47666 | 350ADA | OM00025799 | Acct#: 00238870 Meter#: 10864069 | North property line off Auld RD; 10 ft from Sidewalk S/S Auld Road 303' W Leon Road | NA | NA | NA | NA | NA | NA | NA | NA | NA | NA | \Classifications\Building System Class\D20-Plumbing\D2020 - Domestic Water\Backflow Preventer - BFP | 1022081
33-M4 | 33-M4 New Soutwest Justice Building | 33-M4-D2023-100-BFP04 | Backflow, Domestic BFP; 2" | Watts | 29690 | 2" LF 919-QT | OM00025800 | Acct#: 00239365 Meter#: 8925314 | North property line off Auld RD; 10 ft from Sidewalk S/S Auld Road 308' W Leon Road | NA | NA | NA | NA | NA | NA | NA | NA | NA | NA | \Classifications\Building System Class\D20-Plumbing\D2020 - Domestic Water\Backflow Preventer - BFP | 1022082
33-M4 | 33-M4 New Southwest Justice Building | 33-M4-D2023-100-BFP05 | Backflow, Fire Svc | Wilkins | 4310155 | 950XL 3/4" | DNA | Acct#: 00238870 Meter#: 10864069 | S/S Auld Road 303' W Leon Road | NA | NA | NA | NA | NA | NA | NA | NA | NA | NA | \Classifications\Building System Class\D20-Plumbing\D2020 - Domestic Water\Backflow Preventer - BFP | 1022500
33-N1 | 33-N1 Riverside Juvenile Court | 33-N1-D3021-130-BLR01 | HOT WATER BOILER,GAS | Raypak | 0909300939 | W9-1262B | OM00017476 |  | FLOOR 1, MECHANICAL (NORTH) | NA | NA | NA | NA | 120/24 | 12 | Natural gas | 1 | 1,260,000 | 1,058,400 | \Classifications\Building System Class\D30-HVAC Systems\D3020 - Heat SYS\Boiler,Hot Water,Oil/Gas/Comb. - BLR | EQ-1003498
33-N1 | 33-N1 Riverside Juvenile Court | 33-N1-D3044-125-PHW01 | PUMP, CENTRIFUGAL | PACO | DNA | DNA | OM00017477 |  | FLOOR 1, MECHANICAL, NORTH SIDE OF BUILDING | NA | NA | NA | 5 | 460 | 6.8 | Electric | 3 | NA | NA | \Classifications\Building System Class\D30-HVAC Systems\D3040 - Distribution SYS\Hot Water Pump - PHW | EQ-1003499
33-N1 | 33-N1 Riverside Juvenile Court | 33-N1-D3044-125-PHW02 | PUMP, CENTRIFUGAL | PACO | SB87D04192B | 16-30953I30101-1682BF | OM00017478 |  | 1st Floor, MECHANICAL ROOM, NORTH SIDE OF BUILDING | NA | NA | NA | 5 | 460 | 6.2 | Electric | 3 | NA | NA | \Classifications\Building System Class\D30-HVAC Systems\D3040 - Distribution SYS\Hot Water Pump - PHW | EQ-1003500
33-N1 | 33-N1 Riverside Juvenile Court | 33-N1-D3044-125-PHW03 | PUMP, CENTRIFUGAL | PACO | SB87D04192A | 16-30953130101-1682BF | OM00017479 |  | 1st Floor, MECHANICAL Room | DNA | DNA | DNA | DNA | DNA | DNA | DNA | DNA | DNA | DNA | \Classifications\Building System Class\D30-HVAC Systems\D3040 - Distribution SYS\Hot Water Pump - PHW | EQ-1003501
33-N1 | 33-N1 Riverside Juvenile Court | 33-N1-D3044-125-PHW04 | PUMP, CENTRIFUGAL | PACO | 87D04193B | 16-307071301011622EE | OM00017480 |  | 1st Floor, MECHANICAL ROOM, NORTH SIDE OF BUILDING | NA | NA | NA | 3 | 460 | 4.1 | Electric | 3 | NA | NA | \Classifications\Building System Class\D30-HVAC Systems\D3040 - Distribution SYS\Hot Water Pump - PHW | EQ-1003502
33-N1 | 33-N1 Riverside Juvenile Court | 33-N1-D3044-125-PHW05 | PUMP, CENTRIFUGAL | PACO | 87DO4193B | 16-307071301011622EE | OM00017481 |  | 1st Floor, MECHANICAL Room | DNA | DNA | DNA | DNA | DNA | DNA | DNA | DNA | DNA | DNA | \Classifications\Building System Class\D30-HVAC Systems\D3040 - Distribution SYS\Hot Water Pump - PHW | EQ-1003503
33-N1 | 33-N1 Riverside Juvenile Court | 33-N1-D3031-130-CLR01 | CHILLER,RECIPERCATING CLR01 | CARRIER | 0502Q01144 | 30HK-060-D-610 | OM00017482 |  | FLOOR 1, MECHANICAL | NA | NA | R-22 | DNA | 460 | 87.8 | Electric | 3 | NA | NA | \Classifications\Building System Class\D30-HVAC Systems\D3030 - Cooling SYS\Chiller, Water Cooled - CLR | EQ-1003504
33-N1 | 33-N1 Riverside Juvenile Court | 33-N1-D3031-130-CLR02 | CHILLER,RECIPERCATING CLR02 | CARRIER | 0602Q01180 | 30HK-060-D-610 | OM00017483 |  | FLOOR 1, MECHANICAL | NA | NA | R-22 | NA | 460 | 87.8 | Electric | 3 | NA | NA | \Classifications\Building System Class\D30-HVAC Systems\D3030 - Cooling SYS\Chiller, Water Cooled - CLR | EQ-1003505
33-N1 | 33-N1 Riverside Juvenile Court | 33-N1-D3030-110-CTW01 | COOLING TOWER,EVAP | BALTIMORE AIR COIL | 87-200855 | VXT65LT | OM00017484 |  | ROOF | (2) B70 | NA | DNA | DNA | 460 | DNA | Electric | 3 | NA | NA | \Classifications\Building System Class\D30-HVAC Systems\D3030 - Cooling SYS\Cooling Tower - CTW | EQ-1003506
33-N1 | 33-N1 Riverside Juvenile Court | 33-N1-D3030-110-CTW02 | COOLING TOWER,EVAP | BAC | 87-200854 | VXT65LT | OM00017485 |  | ROOF | (2) B70 | NA | NA | DNA | 460 | DNA | ELECTRIC | 3 | NA | NA | \Classifications\Building System Class\D30-HVAC Systems\D3030 - Cooling SYS\Cooling Tower - CTW | EQ-1003507
33-N1 | 33-N1 Riverside Juvenile Court | 33-N1-D3041-110-AHU01 | AIR HANDLING UNIT | MCQUAY | 3SF00283 01 | RDS708BY | OM00017486 |  | ROOF | A58 | (4) 20X25X2 | CHILLED WATER | 1.5 | 460 | 2 | ELECTRIC | 3 | NA | NA | \Classifications\Building System Class\D30-HVAC Systems\D3040 - Distribution SYS\Air Handling Unit - AHU | EQ-1003508
33-N1 | 33-N1 Riverside Juvenile Court | 33-N1-D3042-220-EFN01 | EXHAUST FAN #3 | EXIT-AIRE | DNA | F50302 | OM00017487 |  | ROOF | 4L290 | DNA | NA | 1/4 | 115 | 5.2 | Electric | 1 | NA | NA | \Classifications\Building System Class\D30-HVAC Systems\D3040 - Distribution SYS\Supply/Exhaust/Return fans- FAN | EQ-1003509
33-N1 | 33-N1 Riverside Juvenile Court | 33-N1-D3042-220-EFN02 | EXHAUST FAN #2 | EXIT-AIRE | 5/13/87 | FG1012 | OM00017488 |  | ROOF | DNA | DNA | NA | 1/6 | 115 | 5.4 | Electric | 1 | NA | NA | \Classifications\Building System Class\D30-HVAC Systems\D3040 - Distribution SYS\Supply/Exhaust/Return fans- FAN | EQ-1003510
33-N1 | 33-N1 Riverside Juvenile Court | 33-N1-D3042-220-EFN03 | EXHAUST FAN EFN03 | EXIT-AIRE | DNA | FG1012 | OM00017489 |  | ROOF | 4L290 | DNA | NA | 1/6 | 115 | 5.4 | Electric | 1 | NA | NA | \Classifications\Building System Class\D30-HVAC Systems\D3040 - Distribution SYS\Supply/Exhaust/Return fans- FAN | EQ-1003511
33-N1 | 33-N1 Riverside Juvenile Court | 33-N1-D3042-220-EFN04 | EXHAUST FAN EFN04 | EXIT-AIRE | DNA | FG0808 | OM00030306 |  | ROOF | DNA | DNA | NA | 1/6 | 115 | 5.4 | Electric | 1 | NA | NA | \Classifications\Building System Class\D30-HVAC Systems\D3040 - Distribution SYS\Supply/Exhaust/Return fans- FAN | EQ-1003512
33-N1 | 33-N1 Riverside Juvenile Court | 33-N1-D3042-220-EFN05 | EXHAUST FAN #14 | EXIT-AIRE | DNA | FG1012B | OM00017493 |  | ROOF | 4L280 | DNA | NA | 1/4 | 115 | 5.4 | DNA | 1 | NA | NA | \Classifications\Building System Class\D30-HVAC Systems\D3040 - Distribution SYS\Supply/Exhaust/Return fans- FAN | EQ-1003513
33-N1 | 33-N1 Riverside Juvenile Court | 33-N1-D3042-220-EFN06 | EXHAUST FAN #13 | EXIT-AIRE | DNA | DNA | OM00017494 |  | ROOF | 4L280 | NA | NA | 1/4 | 115 | 5.4 | Electric | 1 | NA | NA | \Classifications\Building System Class\D30-HVAC Systems\D3040 - Distribution SYS\Supply/Exhaust/Return fans- FAN | EQ-1003514
33-N1 | 33-N1 Riverside Juvenile Court | 33-N1-D3042-220-EFN12 | EXHAUST FAN #12 | EXIT-AIRE | DNA | FG0814B | OM00017495 |  | ROOF | 4L280 | NA | NA | 1/4 | 115 | 5.4 | Electric | 1 | NA | NA | \Classifications\Building System Class\D30-HVAC Systems\D3040 - Distribution SYS\Supply/Exhaust/Return fans- FAN | EQ-1003515
33-N1 | 33-N1 Riverside Juvenile Court | 33-N1-D3042-220-EFN08 | EXHAUST FAN #8 | EXIT-AIRE | DNA | FG1012 | OM00017496 |  | ROOF | 4L280 | NA | NA | 1/4 | 115 | 5.4 | Electric | 1 | NA | NA | \Classifications\Building System Class\D30-HVAC Systems\D3040 - Distribution SYS\Supply/Exhaust/Return fans- FAN | EQ-1003516
33-N1 | 33-N1 Riverside Juvenile Court | 33-N1-D3042-220-EFN10 | EXHAUST FAN #10 | EXIT-AIRE | DNA | FG0814 | OM00017497 |  | ROOF | 4L280 | NA | NA | 1/6 | 115 | 5.4 | Electric | 1 | NA | NA | \Classifications\Building System Class\D30-HVAC Systems\D3040 - Distribution SYS\Supply/Exhaust/Return fans- FAN | EQ-1003517
33-N1 | 33-N1 Riverside Juvenile Court | 33-N1-D3042-220-EFN09 | EXHAUST FAN #9 | EXIT-AIRE | DNA | FG0814 | OM00017498 |  | ROOF | 4L290 | NA | NA | 1/6 | 115 | 5.4 | Electric | 1 | DNA | DNA | \Classifications\Building System Class\D30-HVAC Systems\D3040 - Distribution SYS\Supply/Exhaust/Return fans- FAN | EQ-1003518
33-N1 | 33-N1 Riverside Juvenile Court | 33-N1-D3042-220-EFN11 | EXHAUST FAN | EXIT-AIRE | DNA | FG1012 | OM00017499 |  | ROOF | 4L290 | NA | NA | 1/6 | 115 | 5.4 | Electric | 1 | NA | NA | \Classifications\Building System Class\D30-HVAC Systems\D3040 - Distribution SYS\Supply/Exhaust/Return fans- FAN | EQ-1003519
33-N1 | 33-N1 Riverside Juvenile Court | 33-N1-D3042-220-EFN13 | EXHAUST FAN 13 | EXIT-AIRE | DNA | FG0814 | OM00017501 |  | ROOF | 4L290 | NA | NA | 1/6 | 115 | 5.4 | DNA | 1 | DNA | DNA | \Classifications\Building System Class\D30-HVAC Systems\D3040 - Distribution SYS\Supply/Exhaust/Return fans- FAN | EQ-1003521
33-N1 | 33-N1 Riverside Juvenile Court | 33-N1-D3042-220-EFN14 | EXHAUST FAN 14 | EXIT-AIRE | DNA | FG1012 | OM00017502 |  | ROOF | 4L290 | NA | NA | 1/4 | 115 | 5.4 | Electric | 1 | DNA | DNA | \Classifications\Building System Class\D30-HVAC Systems\D3040 - Distribution SYS\Supply/Exhaust/Return fans- FAN | EQ-1003522
33-N1 | 33-N1 Riverside Juvenile Court | 33-N1-D3040-120-FCU02 | FAN COIL UNIT 2 | MCQUAY | 3SG00312-06 | LSL106CH | OM00017503 |  | FLOOR 1, CATWALK WESTSIDE | A76 | (6) 16x20x2 | NA | 2 | 460 | 3.2 | ELECTRIC | 3 | NA | NA | \Classifications\Building System Class\D30-HVAC Systems\D3040 - Distribution SYS\Fan Coil Unit - FCU | EQ-1003523
33-N1 | 33-N1 Riverside Juvenile Court | 33-N1-D3040-120-FCU03 | FAN COIL UNIT 3 | MCQUAY | 3SG00313-06 | LSL106CH | OM00017504 |  | FLOOR 1, CATWALK | (1)A76 / (1) U544 | (6) 16X20X2 | CHILLED WATER | 1.5 | 460 | 2.5 | ELECTRIC | 3 | NA | NA | \Classifications\Building System Class\D30-HVAC Systems\D3040 - Distribution SYS\Fan Coil Unit - FCU | EQ-1003524
33-N1 | 33-N1 Riverside Juvenile Court | 33-N1-D3040-120-FCU04 | FAN COIL UNIT 4 | MCQUAY | 3SG00316-06 | LSL106CH | OM00017505 |  | FLOOR 1, CATWALK | A76/192 1V544 | (6) 16X20X2 | NA | 1.5 | 460 | 2.5 | ELECTRIC | 3 | NA | NA | \Classifications\Building System Class\D30-HVAC Systems\D3040 - Distribution SYS\Fan Coil Unit - FCU | EQ-1003525
33-N1 | 33-N1 Riverside Juvenile Court | 33-N1-D3040-120-FCU05 | FAN COIL UNIT 5 | MCQUAY | 3SG00314-06 | LSL106CH | OM00017506 |  | FLOOR 1, CATWALK | A76/1922V544 | (6) 16X20X2 | NA | 1.5 | 460 | 2.5 | ELECTRIC | 3 | NA | NA | \Classifications\Building System Class\D30-HVAC Systems\D3040 - Distribution SYS\Fan Coil Unit - FCU | EQ-1003526
33-N1 | 33-N1 Riverside Juvenile Court | 33-N1-D3040-120-FCU06 | FAN COIL UNIT 6 | MCQUAY | 3SG00315-06 | LSL106CH | OM00017507 |  | FLOOR 1, CATWALK | (1) A76/(1) VF44 | (6) 16X20X2 | CHILLED WATER | 1.5 | 460 | 2.5 | ELECTRIC | 3 | NA | NA | \Classifications\Building System Class\D30-HVAC Systems\D3040 - Distribution SYS\Fan Coil Unit - FCU | EQ-1003527
33-N1 | 33-N1 Riverside Juvenile Court | 33-N1-D3042-220-EFN07 | Exhaust Fan 07 | PACE | DNA | FG1012 | OM00017508 |  | 101,102,105 Center Roof | 4L290 | NA | NA | 1/6 | 115 | 5.4 | Electric | 1 | DNA | DNA | \Classifications\Building System Class\D30-HVAC Systems\D3040 - Distribution SYS\Supply/Exhaust/Return fans- FAN | EQ-1003528
33-N1 | 33-N1 Riverside Juvenile Court | 33-N1-D3041-110-AHU08 | AIR HANDLER UNIT #8 | MAQUAY | NA | SCF-97B-97A | OM00030311 | DNA | IN CEILING BY ROOM 109 | DNA | (2) 20X20X2 | NA | DNA | 460 | DNA | Electric | 3 | NA | NA | \Classifications\Building System Class\D30-HVAC Systems\D3040 - Distribution SYS\Air Handling Unit - AHU | EQ-1003535
33-N1 | 33-N1 Riverside Juvenile Court | 33-N1-D3041-110-AHU10 | AIR HANDLING UNIT #10 | MCQUAY | 55G08192/02 | SBC 201 A | OM00030312 | NA | FLOOR 1, IN CEILING CLERKS OFFICE | DNA | (2) 20X20X2 | NA | 1 | 460 | DNA | Electric | 3 | NA | NA | \Classifications\Building System Class\D30-HVAC Systems\D3040 - Distribution SYS\Air Handling Unit - AHU | EQ-1003537
33-N1 | 33-N1 Riverside Juvenile Court | 33-N1-D3041-110-AHU11 | AHU 11 | MCQUAY | 55G08193107 | SCB201A | OM00030313 |  | IN CEILING COUNTY COUNCIL | A38 | 20X20X2 | DNA | 1 | 460 | DNA | Electric | DNA | DNA | DNA | \Classifications\Building System Class\D30-HVAC Systems\D3040 - Distribution SYS\Air Handling Unit - AHU | EQ-1003538
33-N1 | 33-N1 Riverside Juvenile Court | 33-N1-D3041-110-AHU07 | AHU 7 | MCQUAY | SSF08398/02 | SCB201A | OM00030310 |  | DOWN HALL FROM ROOM 106 | DNA | (2) 20X20X2 | DNA | 1 | 460 | DNA | Electric | DNA | DNA | DNA | \Classifications\Building System Class\D30-HVAC Systems\D3040 - Distribution SYS\Air Handling Unit - AHU | EQ-1003539
33-N1 | 33-N1 Riverside Juvenile Court | 33-N1-D3041-110-AHU30 | AHU #30 | PACE | 55G08195/02 | SCB-201 | OM00000317 |  | 111 | A38 | (2) 20X20X2 | DNA | 1 | 460 | DNA | Electric | DNA | DNA | DNA | \Classifications\Building System Class\D30-HVAC Systems\D3040 - Distribution SYS\Air Handling Unit - AHU | EQ-1003540
33-N1 | 33-N1 Riverside Juvenile Court | 33-N1-D2018-100-DKF01 | DRINIKING FOUNTAIN NORTH | ELKAY | DNA | EHFSA8-IE | OM00017526 |  | 1st Floor, LOBBY | DNA | DNA | DNA | DNA | DNA | DNA | DNA | DNA | DNA | DNA | \Classifications\Building System Class\D20-Plumbing\D2010 - Plumb Fix\Drink Fountain (Refr Indvl Wtrcooler) - DKF | EQ-1003541
33-N1 | 33-N1 Riverside Juvenile Court | 33-N1-D2018-100-DKF02 | DRINKING FOUNTAIN SOUTH | HAWS | DNA | HWC7SS | OM00017527 |  | 1st Floor, LOBBY | DNA | DNA | DNA | DNA | DNA | DNA | DNA | DNA | DNA | DNA | \Classifications\Building System Class\D20-Plumbing\D2010 - Plumb Fix\Drink Fountain (Refr Indvl Wtrcooler) - DKF | EQ-1003542
33-N1 | 33-N1 Riverside Juvenile Court | 33-N1-D3050-210-PKU03 | BARD UNIT | BARD | DNA | DNA | OM00017547 |  | Floor 1, TRAILER N3 | DNA | DNA | DNA | DNA | DNA | DNA | DNA | DNA | DNA | DNA | \Classifications\Building System Class\D30-HVAC Systems\D3050 - Package SYS\Package Unit - PKU | EQ-1003546
33-N1 | 33-N1 Riverside Juvenile Court | 33-N1-D5092-250-EML30 | Emergency Light | NA | NA | NA | OM00030320 |  | FLOOR 1, COURTROOM J3 | NA | NA | NA | NA | 115 | DNA | Electric | 1 | NA | NA | \Classifications\Building System Class\D50-Electrical SYS\D5090 - Elec SYS\Emergency And Exit Lighting - EML | EQ-1003576
33-N1 | 33-N1 Riverside Juvenile Court | 33-N1-D4031-100-FEX09 | No. 9 FIRE EXTINGUSHER | NA | NA | NA | OM00030321 |  | Holding | NA | NA | NA | NA | NA | NA | NA | NA | NA | NA | \Classifications\Building System Class\D40-Fire Protection SYS\D4030 - FIRE SPEC\Fire Extinguisher - FEX | EQ-1003585
33-N1 | 33-N1 Riverside Juvenile Court | 33-N1-D5037-710-FAP01 | FIRE ALARM PANEL | NOTIFIER | 1001D | 4800 | OM00017544 |  | FLOOR 1, ELECTRICAL ROOM, NORTH SIDE OF BUILDING | NA | NA | NA | NA | 115 | DNA | Electric | 1 | NA | NA | \Classifications\Building System Class\D50-Electrical SYS\D5030 - Comm & Security\Fire Alarm Panel - FAP | EQ-1003586
33-N1 | 33-N1 Riverside Juvenile Court | 33-N1-D2023-100-BFP01 | MAKE UP WATER COOLING TOWER & HOT | FEBCO | J013053 | 8254 | OM00030316 |  | MECHANICAL Room - County Tests this BFP get their results and upload | NA | NA | NA | NA | NA | NA | NA | NA | NA | NA | \Classifications\Building System Class\D20-Plumbing\D2020 - Domestic Water\Backflow Preventer - BFP | EQ-1003587
33-N1 | 33-N1 Riverside Juvenile Court | 33-N1-D2023-100-BFP02 | HOT WATER LOOP BACKFLOW DEVICE | DNA | DNA | DNA | OM00017537 |  | MECHANICAL Room - County Tests this BFP get their results and upload | DNA | DNA | DNA | DNA | DNA | DNA | DNA | DNA | DNA | DNA | \Classifications\Building System Class\D20-Plumbing\D2020 - Domestic Water\Backflow Preventer - BFP | EQ-1003588
33-N1 | 33-N1 Riverside Juvenile Court | 33-N1-D2023-100-BFP03 | BACK FLOW PREVENTER WATER HEATER | DNA | DNA | DNA | OM00017538 |  | MECHANICAL Room - County Tests this BFP get their results and upload | DNA | DNA | DNA | DNA | DNA | DNA | DNA | DNA | DNA | DNA | \Classifications\Building System Class\D20-Plumbing\D2020 - Domestic Water\Backflow Preventer - BFP | EQ-1003589
33-N1 | 33-N1 Riverside Juvenile Court | 33-N1-D2023-100-BFP04 | DOMESTIC BACKFLOW PREVENTER | WILKINS | L36864 | 375 | OM00017539 |  | MAIN PARKING, SOUTH SIDE OF BUILDING - County Tests this BFP get their results and upload | NA | NA | NA | NA | NA | NA | NA | NA | NA | NA | \Classifications\Building System Class\D20-Plumbing\D2020 - Domestic Water\Backflow Preventer - BFP | EQ-1003590
33-N1 | 33-N1 Riverside Juvenile Court | 33-N1-D5010-110-MCC01 | MOTOR CONTROLLER, CHILLER-MCC01 MCC PANEL 1 | SQUARE D | DNA | DNA | OM00017524 |  | FLOOR 1, ELECTRICAL ROOM | DNA | DNA | DNA | DNA | DNA | DNA | DNA | DNA | DNA | DNA | \Classifications\Building System Class\D50-Electrical SYS\D5010 - Elec Service & Dist\Chiller Room Electrical Panel - MCC | EQ-1003592
33-N1 | 33-N1 Riverside Juvenile Court | 33-N1-D3090-114-CMP01 | AIR Compressor | DEVILBISS | 11787AF | UDM-5044EG | OM00017473 |  | Floor 1 MECHANICAL NORTH | 4L550 | NA | NA | 1 1/2 | 460 | 2.4 | Electric | 3 | NA | NA | \Classifications\Building System Class\D30-HVAC Systems\D3090 - Other HVAC Systems and Equipment\Air Compressor - CMP | EQ-1003594
33-N1 | 33-N1 Riverside Juvenile Court | 33-N1-G2023-150-PEG01 | SECURED PARKING GATE | DNA | DNA | DNA | OM00017535 |  | FLOOR 1, REAR OF BUILDING | DNA | DNA | DNA | DNA | DNA | DNA | DNA | DNA | DNA | DNA | \Classifications\Building System Class\G20-Other Systems\G2020 - Parking Lots\Secured Parking Gate - PEG | EQ-1003595
33-N1 | 33-N1 Riverside Juvenile Court | 33-N1-D2022-260-HWG01 | WATER HEATER, GAS | BRATFORDWHITE | XL1479014 | 100T88E3N | OM00017475 |  | FLOOR 1, MECHANICAL | NA | NA | NA | NA | NA | NA | Gas | NA | 82,000 | NA | \Classifications\Building System Class\D20-Plumbing\D2020 - Domestic Water\Domestic Water Heater, Gas - HWG | EQ-1003596
33-N1 | 33-N1 Riverside Juvenile Court | 33-N1-D3050-250-ACU01 | A/C SPLIT SYSTEM | AMANA | 0000681T | MUYGE18NA | OM00016490 |  | ROOF NORTH | Na | DNA | R-410A | DNA | 208/230 | 14 | ELECTRIC | 1 | DNA | NA | \Classifications\Building System Class\D30-HVAC Systems\D3050 - Package SYS\Air Conditioning,Split System - ACU | EQ-1003597
33-N1 | 33-N1 Riverside Juvenile Court | 33-N1-D3050-250-ACU02 | A/C SPLIT SYSTEM | AMANA | 9+405175734 | RCA18A2A | OM00017492 |  | NORTH ROOF | NA | DNA | R-22 | DNA | 208/230 | 11.1 | ELECTRIC | 3 | NA | NA | \Classifications\Building System Class\D30-HVAC Systems\D3050 - Package SYS\Air Conditioning,Split System - ACU | EQ-1003598
33-N1 | 33-N1 Riverside Juvenile Court | 33-N1-D3050-310-HPU01 | HEAT PUMP, AIR COOLED | CARRIER | 25HBB336A00030010 | 25HBB336A300 | OM00017521 |  | SOUTH ROOF | DNA | DNA | R-410A | 1/8 | 460 | DNA | Electric | 3 | DNA | DNA | \Classifications\Building System Class\D30-HVAC Systems\D3050 - Package SYS\Heat Pump,Air Cooled - HPU | EQ-1003599
33-N1 | 33-N1 Riverside Juvenile Court | 33-N1-D3050-310-HPU02 | HEAT PUMP | CARRIER | 2808E06346 | 25HBB336A300 | OM00017522 |  | SOUTH ROOF | DNA | DNA | R-410A | DNA | 208/230 | 21.7 | Electric | 3 | DNA | DNA | \Classifications\Building System Class\D30-HVAC Systems\D3050 - Package SYS\Heat Pump,Air Cooled - HPU | EQ-1003600
33-N1 | 33-N1 Riverside Juvenile Court | 33-N1-D5010-200-ESD01 | MAIN ELECTRICAL PANEL | SQUARE D | 49-904951 | I LINE | OM00017523 |  | 1st Floor, ELECTRICAL ROOM NORTH | NA | NA | NA | NA | 480/277 | DNA | Electric | DNA | NA | NA | \Classifications\Building System Class\D50-Electrical SYS\D5010 - Elec Service & Dist\Electical Service and Distribution - ESD | EQ-1003601
33-N1 | 33-N1 Riverside Juvenile Court | 33-N1-D4010-150-FMS01 | FIRE SPRINKLER SYSTEM-STAND PIPE | DNA | DNA | DNA | OM00017534 |  | FLOOR 1, NORTH SIDE OF BUILDING | NA | NA | NA | NA | NA | NA | NA | NA | NA | NA | \Classifications\Building System Class\D40-Fire Protection SYS\D4010 - Sprinkler SYS\Fire Systems, stand pipes - FMS | EQ-1003602
33-N1 | 33-N1 Riverside Juvenile Court | 33-N1-B2010-100-BLD01 | Building Structure | NA | NA | NA | OM00030318 |  | Entire Campus | NA | NA | NA | NA | NA | NA | NA | NA | NA | NA | \Classifications\Building System Class\B20-General Building Exterior\B2010 - Exterior Walls\Building - BLD | EQ-1007312
33-N1 | 33-N1 Riverside Juvenile Court | 33-N1-B3010-100-RUF01 | Roofing Systems | NA | NA | NA | OM00030319 |  | NA | NA | NA | NA | NA | NA | NA | NA | NA | NA | NA | \Classifications\Building System Class\B30-Roofing\B3010 - Roof Types\Roof - RUF | EQ-1007489
33-N1 | 33-N1 Riverside Juvenile Court | 33-N1-D5036-200-CSY01 | Clock Systems - CSY | LATHEM | DNA | LTR-2-384 | OM00030304 | DNA | FLOOR 1, NORTH MECH ROOM | NA | NA | NA | DNA | DNA | DNA | Electric | DNA | NA | NA | \Classifications\Building System Class\D50-Electrical SYS\D5030 - Comm & Security\Clock Systems - CSY | 1010086
33-N1 | 33-N1 Riverside Juvenile Court | 33-N1-D2017-100-SHW01 | EYE WASH STATION (PLUMP IN) | WESTERN DRINKING FOUNTAIN | DNA | DNA | OM00012549 | DNA | NORTH SECURED PARKING | NA | NA | NA | NA | NA | NA | NA | NA | NA | NA | \Classifications\Building System Class\D20-Plumbing\D2010 - Plumb Fix\Showers - SHW | 1012307
33-N1 | 33-N1 Riverside Juvenile Court | 33-N1-D2023-310-HWP01 | PRIMARY LOOP HOT WATER CIRCULATION PUMP | DNA | 1634-025 | DNA | OM00030303 | DNA | NORTH MECH ROOM | NA | NA | NA | 3/4 | 115/230 | 10.5/5.4 | Electric | 1 | NA | NA | \Classifications\Building System Class\D20-Plumbing\D2020 - Domestic Water\Domestic Hot Water Circulating Pump - HWP | 1012308
33-N1 | 33-N1 Riverside Juvenile Court | 33-N1-D2030-150-MWL01 | MAIN BRANCH WASTE | DNA | DNA | DNA | OM00030325 | DNA | DNA | NA | NA | NA | NA | NA | NA | NA | NA | NA | NA | \Classifications\Building System Class\D20-Plumbing\D2030 - Sani Waste\Main/Branch Waste System - MWL | 1012309
33-N1 | 33-N1 Riverside Juvenile Court | 33-N1-D2090-230-WIP01 | WATER TREATMENT PUMP | LAKEWOOD INSTRUMENTS | DNA | DNA | OM00030302 | DNA | NORTH MECH ROOM | NA | NA | NA | NA | 115 | NA | Electric | 1 | NA | NA | \Classifications\Building System Class\D20-Plumbing\D2090 - Other Plumbing SYS\Water Treatment Inhibitor Pump - WIP | 1012310
33-N1 | 33-N1 Riverside Juvenile Court | 33-N1-D3041-110-AHU14 | AHU #14 | MCQUAY | 3SF08397/02 | SCB121A | OM00030314 | DNA | PUBLIC DEFENDER | A38 | 20X20X2 | DNA | DNA | 460 | DNA | Electric | 3 | NA | NA | \Classifications\Building System Class\D30-HVAC Systems\D3040 - Distribution SYS\Air Handling Unit - AHU | 1012311
33-N1 | 33-N1 Riverside Juvenile Court | 33-N1-D3041-110-AHU15 | AHU #15 | MCQUAY | SSF08330/02 | SCB161A | OM00030315 | DNA | IN CEILING | A38 | (2) 20X20X2 | DNA | NA | 460 | DNA | Electric | 3 | NA | NA | \Classifications\Building System Class\D30-HVAC Systems\D3040 - Distribution SYS\Air Handling Unit - AHU | 1012312
33-N1 | 33-N1 Riverside Juvenile Court | 33-N1-D3041-110-AHU18 | AHU #18 | PACE | 91-66818-03 | SCF-85B/79AMI | OM00030309 | DNA | SOUTH SECURED AREA CEILING | A38 | (2)14X20X2 | NA | DNA | DNA | DNA | Electric | NA | NA | NA | \Classifications\Building System Class\D30-HVAC Systems\D3040 - Distribution SYS\Air Handling Unit - AHU | 1012313
33-N1 | 33-N1 Riverside Juvenile Court | 33-N1-D3041-110-AHU19 | AHU 19 | PACE | 91-66818-04 | SCF-97B/97AMI | OM00030308 | DNA | W OFFICE | A38 | (1) 16X25X2, (1) 16X20X2 | NA | NA | 208 | 30 | Electric | 1 | NA | NA | \Classifications\Building System Class\D30-HVAC Systems\D3040 - Distribution SYS\Air Handling Unit - AHU | 1012314
33-N1 | 33-N1 Riverside Juvenile Court | 33-N1-D3068-100-BAS01 | DIGITAL MANAGEMENT SYSTEM | Robertshaw | DNA | DMS 350A | OM00030305 | DNA | NORTH SIDE OF BUILDING | NA | NA | NA | NA | 115 | DNA | Electric | 1 | NA | NA | \Classifications\Building System Class\D30-HVAC Systems\D3060 - Control & Inst Air\Building Automation System - BAS | 1012315
33-N1 | 33-N1 Riverside Juvenile Court | 33-N1-G2050-200-LSC01 | LANDSCAPE | DNA | DNA | NA | OM00030324 | DNA | OUTSIDE | NA | NA | NA | NA | NA | NA | NA | NA | NA | NA | \Classifications\Building System Class\G20-Other Systems\G2050 - Landscaping\Landscaping - LSC | 1012316
33-N1 | 33-N1 Riverside Juvenile Court | 33-N1-D5092-250-ELT40 | EXTERIOR LIGHTS | DNA | DNA | DNA | OM00030322 | DNA | OUTSIDE | NA | NA | NA | NA | DNA | DNA | Electric | DNA | NA | NA | \Classifications\Building System Class\D50-Electrical SYS\D5090 - Elec SYS\Exterior Lighting - ELT | 1012317
33-N1 | 33-N1 Riverside Juvenile Court | 33-N1-G2049-300-HSC01 | HARDSCAPE | DNA | DNA | NA | OM00030323 | DNA | OUTSIDE | NA | NA | NA | NA | NA | NA | NA | NA | NA | NA | \Classifications\Building System Class\G20-Other Systems\G2040 - Site Development\Hardscape - HSC | 1012318
33-N1 | 33-N1 Riverside Juvenile Court | 33-N1-G2023-150-PEG02 | SECURITY PARKING GATE #2 (SALLY PORT) | ELITE ACCESS | 12117 | CSL30 | OM00036287 |  | SALLY PORT | 4L210 | NA | NA | 1/2 | 115 | 4.7 | Electric | 1 | NA | NA | \Classifications\Building System Class\G20-Other Systems\G2020 - Parking Lots\Secured Parking Gate - PEG | 1015216
33-N1 | 33-N1 Riverside Juvenile Court | 33-N1-G2023-150-PEG03 | SECURITY PARKING GATE #3 (JUDGES' 2ND PARKING) | ELITE ACCESS | 12118 | CSL30 | OM00036288 |  | JUDGES GATE, 2ND GATE | 4L210 | NA | NA | 1/2 | 115 | 4.7 | Electric | 1 | NA | NA | \Classifications\Building System Class\G20-Other Systems\G2020 - Parking Lots\Secured Parking Gate - PEG | 1015217
33-N1 | 33-N1 Riverside Juvenile Court | 33-N1-D2017-100-SHW02 | SHOWER, EYE WASH STATION | BRADLEY | DNA | DNA | OM00017549 |  | BEHIND BOILER | NA | NA | NA | NA | NA | NA | NA | NA | NA | NA | \Classifications\Building System Class\D20-Plumbing\D2010 - Plumb Fix\Showers - SHW | 1015218
33-N1 | 33-N1 Riverside Juvenile Court | 33-N1-D2023-100-BFP06 | Irrigation Backflow preventer BFP06 | Zurn Wilkins | A485933 | 375XL | OM00025829 |  | Landscape | NA | NA | NA | NA | NA | NA | NA | NA | NA | NA | \Classifications\Building System Class\D20-Plumbing\D2020 - Domestic Water\Backflow Preventer - BFP | 1019344
33-N2 | 33-N2 Riverside Juvenile Justice Trailers | 33-N2-B2010-100-CTY01 | Building - County Owned/AOC Managed | NA | NA | NA | NA | NA | [11 empty] | \Classifications\Building System Class\B20-General Building Exterior\B2010 - Exterior Walls\Building - BLD | 1018781
34-A1 | 34-A1 Gordon Schaber Sacramento Superior Court | 34-A1-D3041-110-AHU09 | Air Handler/AC-6N/SF-6N AHU09 | Baldor | Z1412040504 | EM2515T | OM00003373 | AC/6N | North Mech Room Floor 6 | (3) B-120 | (10) 24x24x2 pleated (10) 24x24x20 bag filters 65%, 8 PKT | NA | 20 | 460 | 25 | Electrical | 3 | NA | NA | \Classifications\Building System Class\D30-HVAC Systems\D3040 - Distribution SYS\Air Handling Unit - AHU | EQ-1004071
34-A1 | 34-A1 Gordon Schaber Sacramento Superior Court | 34-A1-D3090-114-CMP01 | Air Compressor, HVAC Dry Air Storage Tank CMP01 | Powerex | 96244 | AD-075-5C2 | OM00003395 | State ID# A003967-65 | Basement Rm#19, Control Room, Fan Room | B- 75 (4) | NA | NA | 7.5 | 460 | 11 | Electrical | 3 Ph | NA | NA | \Classifications\Building System Class\D30-HVAC Systems\D3090 - Other HVAC Systems and Equipment\Air Compressor - CMP | EQ-1004074
34-A1 | 34-A1 Gordon Schaber Sacramento Superior Court | 34-A1-D3041-110-AHU02 | Air Handler /SF-2S AHU02 | Baldor | C1502181197 | EM2551T | OM00003389 | SF/2S | 2nd Flr. (Sourth) Supply Fan Room | (2) C-144, 4 BAND | (25) 24x24x2 pleated, (25) 24x24x20 bag filters 65%, 8 PKT | NA | 75 | 460 | 84 | Electrical | 3 | NA | NA | \Classifications\Building System Class\D30-HVAC Systems\D3040 - Distribution SYS\Air Handling Unit - AHU | EQ-1004076
34-A1 | 34-A1 Gordon Schaber Sacramento Superior Court | 34-A1-D3041-110-AHU07 | Air Handler/AC-5N AHU07 | Baldor | C1501081007 | EM2551T | OM00003378 | AC/5N | North Mech Room Floor 5 | (2) C-144, 4 BAND | (25) 24x24x2 pleated, (25) 24x24x20 bag filters 65%, 8 PKT | NA | 75 | 460 | 87 | Electrical | 3 | NA | NA | \Classifications\Building System Class\D30-HVAC Systems\D3040 - Distribution SYS\Air Handling Unit - AHU | EQ-1004077
34-A1 | 34-A1 Gordon Schaber Sacramento Superior Court | 34-A1-D3041-110-AHU08 | Air Handler/AC-5S AHU08 | Baldor | C1502181202 | EM2551T | OM00003377 | AC/5S | South Mech Room Floor 5 | (2) C-136, 3 BAND | (25) 24x24x2 pleated, (25) 24x24x20 bag filters 65%, 8 PKT | NA | 75 | 460 | 174 | Electrical | 3 | NA | NA | \Classifications\Building System Class\D30-HVAC Systems\D3040 - Distribution SYS\Air Handling Unit - AHU | EQ-1004078
34-A1 | 34-A1 Gordon Schaber Sacramento Superior Court | 34-A1-D3041-110-AHU10 | Air Handler/AC-6S/SF-6S AHU10 | Baldor | Z1412040394 | EM2515T | OM00003369 | AC/6S | South Mech Room Floor 6 | (3) B-105 | (12) 24x24x2 pleated, (12) 24x24x20 bag filters 65%, 8 PKT | NA | 20 | 460 | 47 | Electrical | 3 | NA | NA | \Classifications\Building System Class\D30-HVAC Systems\D3040 - Distribution SYS\Air Handling Unit - AHU | EQ-1004079
34-A1 | 34-A1 Gordon Schaber Sacramento Superior Court | 34-A1-D3041-110-AHU01 | Air Handler/SF-2N AHU01 | Baldor | C1502181187 | EM2551T | OM00003390 | SF/2N | 2nd Flr. North Mech Room | (2) C-144, 4 BAND | (25) 24x24x2 pleated, (25) 24x24x20 bag filters 65%, 8 PKT | NA | 75 | 460 | 87 | Electrical | 3 | NA | NA | \Classifications\Building System Class\D30-HVAC Systems\D3040 - Distribution SYS\Air Handling Unit - AHU | EQ-1004080
34-A1 | 34-A1 Gordon Schaber Sacramento Superior Court | 34-A1-D3041-110-AHU03 | Air Handler/SF-3N AHU03 | Baldor | C1508190852 | EM2551T | OM00003386 | SF/3N | North Mech Room Floor 3 | (1) C-144, 4 BAND, (1) C-144, 3 BAND | (25) 24x24x2 pleated, (25) 24x24x20 bag filters 65%, 8 PKT | NA | 75 | 240/480 | 84 |  | 3 pH, 60Hz | NA | NA | \Classifications\Building System Class\D30-HVAC Systems\D3040 - Distribution SYS\Air Handling Unit - AHU | EQ-1004081
34-A1 | 34-A1 Gordon Schaber Sacramento Superior Court | 34-A1-D3041-110-AHU04 | Air Handler/SF-3S AHU04 | Baldor | C1502181182 | EM2551T | OM00003385 | SF/3S | South Mech Room Floor 3 | (2) C-144, 4 BAND | (25) 24x24x2 pleated, (25) 24x24x20 bag filters 65%, 8 PKT | NA | 75 | 480 | 84.2 | Electrical | 3 | DNA | DNA | \Classifications\Building System Class\D30-HVAC Systems\D3040 - Distribution SYS\Air Handling Unit - AHU | EQ-1004082
34-A1 | 34-A1 Gordon Schaber Sacramento Superior Court | 34-A1-D3041-110-AHU05 | Air Handler/SF-4N AHU05 | Baldor | C1502171067 | EM2551T | OM00003381 | SF/4N | North Mech Room Floor 4 | (1) C-144, 4 BAND, (1) C-144, 3 BAND | (25) 24x24x2 pleated, (25) 24x24x20 bag filters 65%, 8 PKT | NA | 75 | 240/480 | 84 | Electrical | 3 Ph, 60Hz | NA | NA | \Classifications\Building System Class\D30-HVAC Systems\D3040 - Distribution SYS\Air Handling Unit - AHU | EQ-1004083
34-A1 | 34-A1 Gordon Schaber Sacramento Superior Court | 34-A1-D3041-110-AHU06 | Air Handler/SF-4S AHU06 | Baldor | C1502171077 | EM2551T | OM00003382 | SF/4S | South Mech Room Floor 4 | (2) C-144, 4 BAND | (25) 24x24x2 pleated, (25) 24x24x20 bag filters 65%, 8 PKT | NA | 75 | 460 | 84 | Electrical | 3 | NA | NA | \Classifications\Building System Class\D30-HVAC Systems\D3040 - Distribution SYS\Air Handling Unit - AHU | EQ-1004084
34-A1 | 34-A1 Gordon Schaber Sacramento Superior Court | 34-A1-D3050-250-ACU03 | Air Conditioning, Split System, ACU03 | Mitsubishi | 0YE00331A | PU24EK1 | OM00003397 |  | Basement Garage | NA | Washable | R-22 | NA | 208/230 | 16-20 | Electrical | 1Ph,60 Hz | NA | 24,000 | \Classifications\Building System Class\D30-HVAC Systems\D3050 - Package SYS\Air Conditioning,Split System - ACU | EQ-1004088
34-A1 | 34-A1 Gordon Schaber Sacramento Superior Court | 34-A1-D3050-250-ACU01 | Carrier, Mini Split HVAC System One condenser and two evaporators ACU01 | Carrier | 4510V00126 | 38GXM430---301-- | OM00029848 | OM00003392 | North Mech Room - Return fan room North 2nd floor | NA | Washable | R-410A | NA | 208/230 | 8.5-15 max HACR | Electrical | 1 Ph, 60 Hz | NA | NA | \Classifications\Building System Class\D30-HVAC Systems\D3050 - Package SYS\Air Conditioning,Split System - ACU | EQ-1004089
34-A1 | 34-A1 Gordon Schaber Sacramento Superior Court | 34-A1-D3021-130-BLR04 | Domestic Boiler | Parker Boiler | 51527 | T490 | OM00003400 |  | Basement Boiler Room | NA | NA | NA | NA | NA | NA | Natural gas | NA | 490,000 | 245,000 | \Classifications\Building System Class\D30-HVAC Systems\D3020 - Heat SYS\Boiler,Hot Water,Oil/Gas/Comb. - BLR | EQ-1004091
34-A1 | 34-A1 Gordon Schaber Sacramento Superior Court | 34-A1-D3042-220-EFN01 | ELEVATOR Exhaust Fan EFN01 | Greenheck | 91I07479 | 40-BISW-10-CCW-BH-I | OM00003367 | EF-1 | Roof - Penthouse | 4L720 (2) | NA | NA | 5 | 460 | 7.1 | Electric | 3 | NA | NA | \Classifications\Building System Class\D30-HVAC Systems\D3040 - Distribution SYS\Supply/Exhaust/Return fans- FAN | EQ-1004093
34-A1 | 34-A1 Gordon Schaber Sacramento Superior Court | 34-A1-D5092-210-GEN01 | Generator GEN01 | Katolight | WA532179 | D500FRV4 | OM00003396 | #22037 | Basement Generator Room | NA | Air, Volvo Penta Model # 3826215 (2) Oil LF3675 (3) 15 gak cap | NA | 759 | 277/480 | 500kw | Diesel | 3Ph, 60Hz | NA | NA | \Classifications\Building System Class\D50-Electrical SYS\D5090 - Elec SYS\Emergency Generator - GEN | EQ-1004095
34-A1 | 34-A1 Gordon Schaber Sacramento Superior Court | 34-A1-D3041-230-RFN14 | Return Fan/RF-BN | Baldor | 37F6145521G1 | EM3309T | OM00003394 | RF/BN | Basement Control Room | (2) B-144 | NA | NA | 5 | 460 | 7.1 | Electrical | 3 | NA | NA | \Classifications\Building System Class\D30-HVAC Systems\D3040 - Distribution SYS\Supply/Exhaust/Return fans- FAN | EQ-1004098
34-A1 | 34-A1 Gordon Schaber Sacramento Superior Court | 34-A1-D3041-230-RFN02 | Return Fan/RF-BS FAN02 | Baldor | F1410171365 | EM3309T | OM00003393 | RF/BS | Control Room | (2) B-144 | NA | NA | 5 | 460 | 5 | Electrical | 3 | NA | NA | \Classifications\Building System Class\D30-HVAC Systems\D3040 - Distribution SYS\Supply/Exhaust/Return fans- FAN | EQ-1004099
34-A1 | 34-A1 Gordon Schaber Sacramento Superior Court | 34-A1-D3041-230-RFN10 | Return Fan/RF-2N RFN10 | WEG | 17ABR121015649346 | 010120T3EI56T | OM00003391 | RF/2N (11001/10022) | 2nd Flr. North Mech Room | (3) B-144 | NA | NA | 10 | 460 | 12.1 | Electrical | 3 | NA | NA | \Classifications\Building System Class\D30-HVAC Systems\D3040 - Distribution SYS\Supply/Exhaust/Return fans- FAN | EQ-1004100
34-A1 | 34-A1 Gordon Schaber Sacramento Superior Court | 34-A1-D3041-230-RFN04 | Return Fan/RF-2S RFN04 | Baldor | Z1412310146 | EM2511T | OM00003388 | RF/2S | 2nd Flr. Sourth Mech Room | (3) B-158 | NA | NA | 10 | 460 | 12.1 | Electrical | 3 | NA | NA | \Classifications\Building System Class\D30-HVAC Systems\D3040 - Distribution SYS\Supply/Exhaust/Return fans- FAN | EQ-1004101
34-A1 | 34-A1 Gordon Schaber Sacramento Superior Court | 34-A1-D3041-230-RFN01 | Return Fan/RF-3N | Baldor | Z1412310121 | EM2511T | OM00003387 | RF/3N (10023) | North Mech Room Floor 3 | (3) B-158 | NA | NA | 10 | 241/480 | 25.7/12.9 | Electrical | 3Ph, 60Hz | NA | NA | \Classifications\Building System Class\D30-HVAC Systems\D3040 - Distribution SYS\Supply/Exhaust/Return fans- FAN | EQ-1004102
34-A1 | 34-A1 Gordon Schaber Sacramento Superior Court | 34-A1-D3041-230-RFN03 | Return Fan/RF-3S | Baldor | Z1412310126 | EM2511T | OM00003384 | RF/3S | South Mech Room Floor 3 | (3) B-158 | NA | NA | 10 | 460 | 11 | Electrical | 3 | NA | NA | \Classifications\Building System Class\D30-HVAC Systems\D3040 - Distribution SYS\Supply/Exhaust/Return fans- FAN | EQ-1004103
34-A1 | 34-A1 Gordon Schaber Sacramento Superior Court | 34-A1-D3041-230-RFN07 | Return Fan/RF-4N RFN07 | Baldor | Z1412310151 | EM2511T | OM00003380 | RF/4N (10024) | North Mech Room Floor 4 | (3) B-158 | NA | NA | 10 | 480 | 12.9 | Electrical | 3 Ph, 60Hz | NA | NA | \Classifications\Building System Class\D30-HVAC Systems\D3040 - Distribution SYS\Supply/Exhaust/Return fans- FAN | EQ-1004104
34-A1 | 34-A1 Gordon Schaber Sacramento Superior Court | 34-A1-D3041-230-RFN08 | Return Fan/RF-4S RFN08 | Baldor | Z1412310111 | EM2551T | OM00003383 | RF/4S | South Mech Room Floor 4 | (3) B-158 | NA | NA | 5 | 460 | 7.1 | Electrical | 3 | NA | NA | \Classifications\Building System Class\D30-HVAC Systems\D3040 - Distribution SYS\Supply/Exhaust/Return fans- FAN | EQ-1004105
34-A1 | 34-A1 Gordon Schaber Sacramento Superior Court | 34-A1-D3041-230-RFN09 | Return Fan/RF-5N FAN09 | Baldor | Z1412310141 | EM2511T | OM00003379 | RF/5N (10025) | North Mech Room Floor 5 | (2) B-158 | NA | NA | 10 | 460 | 28.6 | Electrical | 3 | NA | NA | \Classifications\Building System Class\D30-HVAC Systems\D3040 - Distribution SYS\Supply/Exhaust/Return fans- FAN | EQ-1004106
34-A1 | 34-A1 Gordon Schaber Sacramento Superior Court | 34-A1-D3041-230-RFN12 | Return Fan/RF-6N FAN12 | Baldor | F1501225683 | EM3311T | OM00003374 | RF/6N | 6 north air handler room | (2) B-97 | NA | NA | 7.5 | 460 | 19.4 | Electric | 3 | NA | NA | \Classifications\Building System Class\D30-HVAC Systems\D3040 - Distribution SYS\Supply/Exhaust/Return fans- FAN | EQ-1004107
34-A1 | 34-A1 Gordon Schaber Sacramento Superior Court | 34-A1-D3041-230-RFN11 | Return Fan/RF-6NA | Baldor | F1501225679 | EM3311T | OM00003376 | RF/6N | North Mech Room Floor 6 | (2) B-97 | NA | NA | 7.5 | 460 | 11 | Electrical | 3 | NA | NA | \Classifications\Building System Class\D30-HVAC Systems\D3040 - Distribution SYS\Supply/Exhaust/Return fans- FAN | EQ-1004108
34-A1 | 34-A1 Gordon Schaber Sacramento Superior Court | 34-A1-D3041-230-RFN05 | Return Fan/RF-6S | Baldor | F1409085877 | EM3313T | OM00003370 | RF/6S | South Mech Room Floor 6 | (2) B-112 | NA | NA | 10 | 460 | 25 | Electrical | 3Ph, 60Hz | NA | NA | \Classifications\Building System Class\D30-HVAC Systems\D3040 - Distribution SYS\Supply/Exhaust/Return fans- FAN | EQ-1004109
34-A1 | 34-A1 Gordon Schaber Sacramento Superior Court | 34-A1-D3041-230-RFN06 | Return Air/RF-5S | Emerson | 6208-ZJ/C3 | CA 35 | OM00003375 | RF/5S | South Mech Room Floor 5 | (5) B-148 | NA | NA | 10 | 460 | 23.8 | Electrical | 3 | NA | NA | \Classifications\Building System Class\D30-HVAC Systems\D3040 - Distribution SYS\Supply/Exhaust/Return fans- FAN | EQ-1004110
34-A1 | 34-A1 Gordon Schaber Sacramento Superior Court | 34-A1-D5092-250-EML28 | LIGHT, EMERGENCY, HARDWIRED SYSTEM | McPhilben Lighting | Multiple | C-257271 | OM00031946 | OM00031989 | Floors 1-6 Main and secure hallways | NA | NA | NA | NA | 120V | DNA |  | 1 | NA | NA | \Classifications\Building System Class\D50-Electrical SYS\D5090 - Elec SYS\Emergency And Exit Lighting - EML | EQ-1004633
34-A1 | 34-A1 Gordon Schaber Sacramento Superior Court | 34-A1-D2017-100-SHW01 | EYE WASH /EMERGENCY SHOWER | Haws Co | DNA | LM103344 | OM00031970 |  | Rooftop near Cooling Tower | NA | NA | NA | NA | NA | NA | NA | NA | NA | NA | \Classifications\Building System Class\D20-Plumbing\D2010 - Plumb Fix\Showers - SHW | EQ-1004634
34-A1 | 34-A1 Gordon Schaber Sacramento Superior Court | 34-A1-D2023-100-BFP02 | Domestic Water Backflow Assembly | WATTS | 168056 | 909-4inch | OM00004049 | OW0043344 Facility ID: FA0020906 Device ID: BD0000911 | Grounds NW Corning of building | NA | NA | NA | NA | NA | NA | NA | NA | NA | NA | \Classifications\Building System Class\D20-Plumbing\D2020 - Domestic Water\Backflow Preventer - BFP | EQ-1004649
34-A1 | 34-A1 Gordon Schaber Sacramento Superior Court | 34-A1-D4031-100-FEX110 | Portable, Hand Held, Fire Extinguisher FEX110 | Multiple manufacturers | NA | NA | OM00031945 | OM00004056 | Asset tag in Maintenance room in basement | NA | NA | NA | NA | NA | NA | NA | NA | NA | NA | \Classifications\Building System Class\D40-Fire Protection SYS\D4030 - FIRE SPEC\Fire Extinguisher - FEX | EQ-1004950
34-A1 | 34-A1 Gordon Schaber Sacramento Superior Court | 34-A1-D1010-100-ELE01 | Elevator #1 Conveyance #041751 | Montgomery | 201AA4230YX13 | 223x544 | OM00004051 | State ID# 041751 | Roof Machine Room | NA | NA | NA | 40 | 240/80 | 80 | Electrical | 3 | NA | NA | \Classifications\Building System Class\D10-Conveyance Systems\D1010 - Elevator\Elevator,Electric,Pass/Freight - ELE | EQ-1005245
34-A1 | 34-A1 Gordon Schaber Sacramento Superior Court | 34-A1-D1010-100-ELE02 | Elevator #2 Conveyance # 041752 | Montgomery | 201AA4230YX14 | 223X544 | OM00039873 | State ID# 041752¦ Pass 2 | Roof Machine Room | NA | NA | NA | 40 | 240/480 | 115 | Electrical | 3 | NA | NA | \Classifications\Building System Class\D10-Conveyance Systems\D1010 - Elevator\Elevator,Electric,Pass/Freight - ELE | EQ-1005246
34-A1 | 34-A1 Gordon Schaber Sacramento Superior Court | 34-A1-D1010-100-ELE03 | Elevator #3 Conveyance # 041753 | Montgomery | 201AA4230YX15 | 223X544 | OM00004053 | State ID# 041753¦ Pass 3 | Roof Machine Room | NA | NA | NA | 38 | 296 | 115 | Electrical | 3 | na | NA | \Classifications\Building System Class\D10-Conveyance Systems\D1010 - Elevator\Elevator,Electric,Pass/Freight - ELE | EQ-1005247
34-A1 | 34-A1 Gordon Schaber Sacramento Superior Court | 34-A1-D1010-100-ELE04 | Elevator #4 Conveyance # 041754 | Montgomery | 201-AC1450ZX121 | 223X544 | OM00039874 | State ID# 041754¦ Pass 4 | Roof Machine Room | NA | NA | NA | 35 | 244 | 80 | Electrical | 3 | NA | NA | \Classifications\Building System Class\D10-Conveyance Systems\D1010 - Elevator\Elevator,Electric,Pass/Freight - ELE | EQ-1005248
34-A1 | 34-A1 Gordon Schaber Sacramento Superior Court | 34-A1-D1010-100-ELE05 | Elevator #5 Conveyance #041755 | Imperial | 584100 | PN-25-11-1225-LE | OM00004050 | State ID# 041755¦ Pass 5, Inmate | 5th Floor Machine Room | NA | NA | NA | 12.5 | 480 | 14.2 | Electrical | 3 Ph, 60Hz | NA | NA | \Classifications\Building System Class\D10-Conveyance Systems\D1010 - Elevator\Elevator,Electric,Pass/Freight - ELE | EQ-1005249
34-A1 | 34-A1 Gordon Schaber Sacramento Superior Court | 34-A1-D2017-100-SHW03 | EYE WASH STATION #2 | HAWS | DNA | 7360B | OM00031969 | NA | Basement Engineers Office | NA | NA | NA | NA | NA | NA | NA | NA | NA | NA | \Classifications\Building System Class\D20-Plumbing\D2010 - Plumb Fix\Showers - SHW | EQ-1005251
34-A1 | 34-A1 Gordon Schaber Sacramento Superior Court | 34-A1-B2010-100-BLD01 | Building Structure | NA | NA | NA | OM00031951 | NA | 720 Ninth St., Sacramento 95814 | NA | NA | NA | NA | NA | NA | NA | NA | NA | NA | \Classifications\Building System Class\B20-General Building Exterior\B2010 - Exterior Walls\Building - BLD | EQ-1007313
34-A1 | 34-A1 Gordon Schaber Sacramento Superior Court | 34-A1-B3010-100-RUF01 | Roofing Systems | NA | NA | NA | OM00031950 | OM00004478 | Roof | NA | NA | NA | NA | NA | NA | NA | NA | NA | NA | \Classifications\Building System Class\B30-Roofing\B3010 - Roof Types\Roof - RUF | EQ-1007490
34-A1 | 34-A1 Gordon Schaber Sacramento Superior Court | 34-A1-D4010-150-FMS01 | System Extinguishing, Wet Wipe (Tagged in Mech. Office) | NA | NA | NA | OM00039302 | OM00034900 | Basement Fire Riser Room | NA | NA |  | NA | NA | NA | NA | NA | NA | NA | \Classifications\Building System Class\D40-Fire Protection SYS\D4010 - Sprinkler SYS\Fire Systems, stand pipes - FMS | 1009836
34-A1 | 34-A1 Gordon Schaber Sacramento Superior Court | 34-A1-D2023-100-BFP01 | Domestic #2 Backflow Prevention Devise BFP01 - Main Backflow Bypass | Watts | 219261 | 909-M-1 2 inch | OM00004045 | OW0043344 Facility ID: FA0020906 Device ID: BD0000912 | Grounds NW Corning of building | NA | NA | NA | NA | NA | NA | NA | NA | NA | NA | \Classifications\Building System Class\D20-Plumbing\D2020 - Domestic Water\Backflow Preventer - BFP | 1009914
34-A1 | 34-A1 Gordon Schaber Sacramento Superior Court | 34-A1-D5036-200-CSY01 | Central Clock System | Franklin Instrument Systems | 38284 | NA | OM00029852 | DNA | Master Clock in Basement Room 29 - Clocks installed throughout the building | NA | NA | NA | NA | NA | DNA | Electrical | DNA | NA | NA | \Classifications\Building System Class\D50-Electrical SYS\D5030 - Comm & Security\Clock Systems - CSY | 1010068
34-A1 | 34-A1 Gordon Schaber Sacramento Superior Court | 34-A1-D2023-100-BFP04 | 2"" Backflow Device BFP04 | Watts | BA8746 | 825YRP 2" | OM00029850 |  | Basement Riser Room - Domestic Water Supply | NA | NA | NA | NA | NA | NA | NA | NA | NA | NA | \Classifications\Building System Class\D20-Plumbing\D2020 - Domestic Water\Backflow Preventer - BFP | 1010346
34-A1 | 34-A1 Gordon Schaber Sacramento Superior Court | 34-A1-D2023-100-BFP05 | Boiler .75" Backflow Device BFP05 | Watt | 510339 | 9090TRPZ .75" | OM00029849 |  | Basement Boiler Room - Domestic Hot Water Supply | NA | NA | NA | NA | NA | NA | NA | NA | NA | NA | \Classifications\Building System Class\D20-Plumbing\D2020 - Domestic Water\Backflow Preventer - BFP | 1010347
34-A1 | 34-A1 Gordon Schaber Sacramento Superior Court | 34-A1-D2023-100-BFP06 | East Landscaping Backflow Devise BFP06 2" | Watts | 319257 | 909M101RP 2" | OM00004046 |  | Garage East Wall near Fountain | NA | NA | NA | NA | NA | NA | NA | NA | NA | NA | \Classifications\Building System Class\D20-Plumbing\D2020 - Domestic Water\Backflow Preventer - BFP | 1010348
34-A1 | 34-A1 Gordon Schaber Sacramento Superior Court | 34-A1-D2023-100-BFP07 | West Landscaping Backflow Devise BFP07 2" | Watts | 319650 | 909M101RP 2" | OM00004047 |  | Basement Air Handler Room behind pumps on west wall | NA | NA | NA | NA | NA | NA | NA | NA | NA | NA | \Classifications\Building System Class\D20-Plumbing\D2020 - Domestic Water\Backflow Preventer - BFP | 1010349
34-A1 | 34-A1 Gordon Schaber Sacramento Superior Court | 34-A1-D3042-220-EFN15 | Basement Exhaust Fan North EFN15 | General Electric | TX214790 | Tri Clad5K4254B21 | OM00039879 |  | North Side of Basement Parking Garage | B81 3x4 45G | NA | NA | DNA | DNA | 21.2 | Electric | 3 | NA | NA | \Classifications\Building System Class\D30-HVAC Systems\D3040 - Distribution SYS\Supply/Exhaust/Return fans- FAN | 1010538
34-A1 | 34-A1 Gordon Schaber Sacramento Superior Court | 34-A1-D3042-220-EFN17 | Basement Parking Garage Exhaust Fan South EFN17 | Century | BD7 | EPLUS 939001381 | OM00039880 |  | South Side of Basement | B81 3x645G | NA | NA | DNA | 480 | 19.6 | Electrical | 3 | NA | NA | \Classifications\Building System Class\D30-HVAC Systems\D3040 - Distribution SYS\Supply/Exhaust/Return fans- FAN | 1010540
34-A1 | 34-A1 Gordon Schaber Sacramento Superior Court | 34-A1-D3042-220-EFN14 | Exhast Fan - Air Circulating Fan EFN15 | Marathon | B317 | 5661702072 | OM00029840 |  | Basement in pump corral | (1) 4L330 | NA | NA | 1.5 | 240 | 8 | Electrical | 1 | NA | NA | \Classifications\Building System Class\D30-HVAC Systems\D3040 - Distribution SYS\Supply/Exhaust/Return fans- FAN | 1010543
34-A1 | 34-A1 Gordon Schaber Sacramento Superior Court | 34-A1-D3041-110-AHU11 | Air Handler /SF-BN | Baldor | 445-73 | EM2555T-Y | OM00029845 |  | Basement Air Handler Room | (2) C-102 (5 and Belts) | (32) 24X24X4 pleated, (32)24x24x20 (65%) 8 pocket Bag filters, (4) 24X12X4 pleated, 24X12X20 (65%) 4 Pocket Bag filters | NA | 100 | 480 | 115 | Electrical | 3 | NA | NA | \Classifications\Building System Class\D30-HVAC Systems\D3040 - Distribution SYS\Air Handling Unit - AHU | 1011064
34-A1 | 34-A1 Gordon Schaber Sacramento Superior Court | 34-A1-D3041-110-AHU12 | Air Handler /SF-BS | Baldor | C1501201427 | EM2555T-Y | OM00029846 |  | Basement Air Handler Room | (2) C-102 (5 band) | (32) 24X24X4 pleated, (32)24x24x20 (65%) 8 pocket Bag filters, (4) 24X12X4 pleated, 24X12X20 (65%) 4 Pocket Bag filters | NA | 100 | 460 | 115 | Electrical | 3 | NA | NA | \Classifications\Building System Class\D30-HVAC Systems\D3040 - Distribution SYS\Air Handling Unit - AHU | 1011065
34-A1 | 34-A1 Gordon Schaber Sacramento Superior Court | 34-A1-D3031-100-PCH01 | Chilled water pump #1 for cooling system. HVAC | Baldor | P2-94 | EM2513T | OM00029843 |  | Basement Air Handler Room | NA | NA | NA | 30 | 240 | 72/36 | Electrical | 3 | NA | NA | \Classifications\Building System Class\D30-HVAC Systems\D3030 - Cooling SYS\Chilled Water Pump - PCH | 1011066
34-A1 | 34-A1 Gordon Schaber Sacramento Superior Court | 34-A1-D3031-100-PCH02 | Chilled water pump #2 for cooling system. HVAC | Baldor | 2940-162 | EM2513T | OM00029844 | NA | Basement Air Handler Room | NA | NA | NA | 30 | 240 | 72/36 | Electrical | 3 | NA | NA | \Classifications\Building System Class\D30-HVAC Systems\D3030 - Cooling SYS\Chilled Water Pump - PCH | 1011067
34-A1 | 34-A1 Gordon Schaber Sacramento Superior Court | 34-A1-D3044-125-PHW01 | Hot water pump #1 for heating system. HVAC | Baldor | 2940-242 | EM2513T | OM00029841 | OM00029841 | Basement Air Handler Room | NA | NA | NA | 15 | 240 | 36/18 | Electrical | 3 | NA | NA | \Classifications\Building System Class\D30-HVAC Systems\D3040 - Distribution SYS\Hot Water Pump - PHW | 1011068
34-A1 | 34-A1 Gordon Schaber Sacramento Superior Court | 34-A1-D3044-125-PHW02 | Hot water pump #2 for heating system. HVAC | Baldor | 2940-246 | EM2513T | OM00029842 |  | Basement Air Handler Room | NA | NA | NA | 15 | 240 | 36/18 | Electrical | 3 | NA | NA | \Classifications\Building System Class\D30-HVAC Systems\D3040 - Distribution SYS\Hot Water Pump - PHW | 1011069
34-A1 | 34-A1 Gordon Schaber Sacramento Superior Court | 34-A1-B2033-120-DOR01 | Security Gate #1 | DOOR ENGINEERING | NA | 13035FA | OM00031982 |  | Basement | NA | NA | NA | .75 | 460V | DNA | Electrical | 3 | NA | NA | \Classifications\Building System Class\B20-General Building Exterior\B2030 - Exterior Doors\Door,Automatic-Sliding,Revolving - DOR | 1012319
34-A1 | 34-A1 Gordon Schaber Sacramento Superior Court | 34-A1-B2033-120-DOR02 | Security Gate #2 | DOOR ENGINEERING | NA | 13035FA | OM00031983 |  | Basement | NA | NA | NA | .75 | 460V | DNA | Electrical | 3 | NA | NA | \Classifications\Building System Class\B20-General Building Exterior\B2030 - Exterior Doors\Door,Automatic-Sliding,Revolving - DOR | 1012320
34-A1 | 34-A1 Gordon Schaber Sacramento Superior Court | 34-A1-B2034-400-DOH01 | Overhead roll up door #1 | Lift Master | 116659-2 | PRO-GH | OM00031979 |  | Basement Garage, Secure Parking | NA | NA | NA | .5 | 460V | 1.5 | Electrical | 3 Phase | NA | NA | \Classifications\Building System Class\B20-General Building Exterior\B2030 - Exterior Doors\Door,Overhead-Shutter,Manual,Elec,Roll-up - DOH | 1012321
34-A1 | 34-A1 Gordon Schaber Sacramento Superior Court | 34-A1-B2034-400-DOH02 | Overhead roll up door #2 | Lift Master | 3559480101A | GH7543M | OM00031980 |  | Basement, garage | NA | NA | NA | .75 | 460V | 3 | Electrical | 3 Phase | NA | NA | \Classifications\Building System Class\B20-General Building Exterior\B2030 - Exterior Doors\Door,Overhead-Shutter,Manual,Elec,Roll-up - DOH | 1012322
34-A1 | 34-A1 Gordon Schaber Sacramento Superior Court | 34-A1-C1020-110-FRD01 | Elevator Smoke screen #1 | Smoke Guard | DNA | M400 | OM00031957 |  | elevator lobby 6th floor | NA | NA | NA | DNA | 120V | 2 | Electrical | single | NA | NA | \Classifications\Building System Class\C10-General Building Interior\C1020 - Fire Doors\Fire Doors - FRD | 1012323
34-A1 | 34-A1 Gordon Schaber Sacramento Superior Court | 34-A1-C1020-110-FRD02 | Elevator smoke screen #2 | Smoke Guard | DNA | M400 | OM00031958 |  | elevator lobby 6th floor | NA | NA | NA | NA | 120V | 2 | Electrical | SINGLE | NA | NA | \Classifications\Building System Class\C10-General Building Interior\C1020 - Fire Doors\Fire Doors - FRD | 1012324
34-A1 | 34-A1 Gordon Schaber Sacramento Superior Court | 34-A1-C1020-110-FRD03 | Elevator smoke screen #3 | SMOKE GUARD | DNA | M400 | OM00031959 |  | elevator lobby 6th floor | NA | NA | NA | NA | 120V | 2 | Electrical | SINGLE | NA | NA | \Classifications\Building System Class\C10-General Building Interior\C1020 - Fire Doors\Fire Doors - FRD | 1012325
34-A1 | 34-A1 Gordon Schaber Sacramento Superior Court | 34-A1-C1020-110-FRD04 | Elevator smoke screen #4 | Smoke Guard | DNA | M400 | OM00031960 |  | elevator lobby 6th floor | NA | NA | NA | NA | 120V | 2 | Electrical | SINGLE | NA | NA | \Classifications\Building System Class\C10-General Building Interior\C1020 - Fire Doors\Fire Doors - FRD | 1012326
34-A1 | 34-A1 Gordon Schaber Sacramento Superior Court | 34-A1-C1020-110-FRD05 | Elevator smoke screen #5 | Smoke Guard | NA | M400 | OM00031961 |  | elevator lobby 5th floor | NA | NA | NA | NA | 120V | 2 | Electrical | SINGLE | NA | NA | \Classifications\Building System Class\C10-General Building Interior\C1020 - Fire Doors\Fire Doors - FRD | 1012327
34-A1 | 34-A1 Gordon Schaber Sacramento Superior Court | 34-A1-C1020-110-FRD06 | elevator smoke screen #6 | Smoke Guard | DNA | M400 | OM00031962 |  | Elevator Lobby 5th Floor | NA | NA | NA | NA | 120V | 2 | Electrical | SINGLE | NA | NA | \Classifications\Building System Class\C10-General Building Interior\C1020 - Fire Doors\Fire Doors - FRD | 1012328
34-A1 | 34-A1 Gordon Schaber Sacramento Superior Court | 34-A1-C1020-110-FRD07 | Elevator smoke screen #7 | Smoke Guard | DNA | M400 | OM00031963 |  | elevator lobby 5th floor | NA | NA | NA | NA | 120V | 2 | Electrical | SINGLE | NA | NA | \Classifications\Building System Class\C10-General Building Interior\C1020 - Fire Doors\Fire Doors - FRD | 1012329
34-A1 | 34-A1 Gordon Schaber Sacramento Superior Court | 34-A1-C1020-110-FRD08 | Elevator smoke screen #8 | Smoke Guard | DNA | M400 | OM00031964 |  | elevator lobby 5th floor | NA | NA | NA | NA | 120V | 2 | Electrical | SINGLE | NA | NA | \Classifications\Building System Class\C10-General Building Interior\C1020 - Fire Doors\Fire Doors - FRD | 1012330
34-A1 | 34-A1 Gordon Schaber Sacramento Superior Court | 34-A1-C1020-110-FRD09 | Elevator smoke screen #9 | Smoke Guard | DNA | M400 | OM00031965 |  | elevator lobby 4th floor | NA | NA | NA | NA | 120V | 2 | Electrical | SINGLE | NA | NA | \Classifications\Building System Class\C10-General Building Interior\C1020 - Fire Doors\Fire Doors - FRD | 1012331
34-A1 | 34-A1 Gordon Schaber Sacramento Superior Court | 34-A1-C1020-110-FRD10 | Elevator smoke screen #10 | Smoke Guard | DNA | M400 | OM00031966 |  | elevator lobby 4th floor | NA | NA | NA | NA | 120V | 2 | Electrical | SINGLE | NA | NA | \Classifications\Building System Class\C10-General Building Interior\C1020 - Fire Doors\Fire Doors - FRD | 1012332
34-A1 | 34-A1 Gordon Schaber Sacramento Superior Court | 34-A1-C1020-110-FRD11 | Elevator smoke screen #11 | Smoke Guard | DNA | M400 | OM00031967 |  | Elevator lobby 4th floor | NA | NA | NA | NA | 120V | 2 | Electrical | SINGLE | NA | NA | \Classifications\Building System Class\C10-General Building Interior\C1020 - Fire Doors\Fire Doors - FRD | 1012333
34-A1 | 34-A1 Gordon Schaber Sacramento Superior Court | 34-A1-C1020-110-FRD12 | Elevator Smoke screen #12 | Smoke Guard | DNA | M400 | OM00031968 |  | elevator lobby 4th floor | NA | NA | NA | NA | 120V | 2 | Electrical | SINGLE | NA | NA | \Classifications\Building System Class\C10-General Building Interior\C1020 - Fire Doors\Fire Doors - FRD | 1012334
34-A1 | 34-A1 Gordon Schaber Sacramento Superior Court | 34-A1-C1020-110-FRD13 | Elevator smoke screen #13 | Smoke Guard | DNA | M400 | OM00031971 |  | Elevator lobby 3rd floor | NA | NA | NA | NA | 120V | 2 | Electrical | SINGLE | NA | NA | \Classifications\Building System Class\C10-General Building Interior\C1020 - Fire Doors\Fire Doors - FRD | 1012335
34-A1 | 34-A1 Gordon Schaber Sacramento Superior Court | 34-A1-C1020-110-FRD14 | Elevator smoke screen #14 | Smoke Guard | DNA | M400 | OM00031972 |  | Elevator lobby 3rd floor | NA | NA | NA | NA | 120V | 2 | Electrical | SINGLE | NA | NA | \Classifications\Building System Class\C10-General Building Interior\C1020 - Fire Doors\Fire Doors - FRD | 1012336
34-A1 | 34-A1 Gordon Schaber Sacramento Superior Court | 34-A1-C1020-110-FRD15 | Elevator smoke screen #15 | Smoke Guard | DNA | M400 | OM00031973 |  | Elevator lobby 3rd floor | NA | NA | NA | NA | 120V | 2 | Electrical | SINGLE | NA | NA | \Classifications\Building System Class\C10-General Building Interior\C1020 - Fire Doors\Fire Doors - FRD | 1012337
34-A1 | 34-A1 Gordon Schaber Sacramento Superior Court | 34-A1-C1020-110-FRD16 | Elevator smoke screen #16 | Smoke Guard | DNA | M400 | OM00031974 |  | Elevator lobby 3rd floor | NA | NA | NA | NA | 120V | 2 | Electrical | SINGLE | NA | NA | \Classifications\Building System Class\C10-General Building Interior\C1020 - Fire Doors\Fire Doors - FRD | 1012338
34-A1 | 34-A1 Gordon Schaber Sacramento Superior Court | 34-A1-C1020-110-FRD17 | Elevator Smoke Screen #17 | Smoke Guard | DNA | M400 | OM00031975 |  | Elevator lobby basement | NA | NA | NA | NA | 120V | 2 | Electrical | SINGLE | NA | NA | \Classifications\Building System Class\C10-General Building Interior\C1020 - Fire Doors\Fire Doors - FRD | 1012339
34-A1 | 34-A1 Gordon Schaber Sacramento Superior Court | 34-A1-C1020-110-FRD18 | Elevator smoke screen #18 | Smoke Guard | DNA | M400 | OM00031976 |  | Elevator lobby basement | NA | NA | NA | NA | 120V | 2 | Electrical | SINGLE | NA | NA | \Classifications\Building System Class\C10-General Building Interior\C1020 - Fire Doors\Fire Doors - FRD | 1012340
34-A1 | 34-A1 Gordon Schaber Sacramento Superior Court | 34-A1-C1020-110-FRD19 | Elevator Smoke Screen #19 | Smoke Guard | DNA | M400 | OM00031977 |  | Elevator lobby basement | NA | NA | NA | NA | 120V | 2 | Electrical | SINGLE | NA | NA | \Classifications\Building System Class\C10-General Building Interior\C1020 - Fire Doors\Fire Doors - FRD | 1012341
34-A1 | 34-A1 Gordon Schaber Sacramento Superior Court | 34-A1-C1020-110-FRD20 | Elevator smoke screen #20 | Smoke Guard | DNA | M400 | OM00031978 |  | Elevator lobby basement | NA | NA | NA | NA | 120V | 2 | Electrical | SINGLE | NA | NA | \Classifications\Building System Class\C10-General Building Interior\C1020 - Fire Doors\Fire Doors - FRD | 1012342
34-A1 | 34-A1 Gordon Schaber Sacramento Superior Court | 34-A1-D2040-100-PSU01 | Sewer Sump Pump #1 and #2 | Flyght | DNA | 3102 | OM00029855 |  | Basement | NA | NA | NA | 3hp | 460V | 4.5 | Electrical | 3 | NA | NA | \Classifications\Building System Class\D20-Plumbing\D2040 - Rain Drain\Sump Pump - PSU | 1012344
34-A1 | 34-A1 Gordon Schaber Sacramento Superior Court | 34-A1-D2040-100-PSU03 | Storm Water Sump Pumps #1 and #2 | Flyght | DNA | 3102 | OM00029858 |  | Basement | NA | NA | NA | 3 | 460V | 4.5 | Electrical | 3 | NA | NA | \Classifications\Building System Class\D20-Plumbing\D2040 - Rain Drain\Sump Pump - PSU | 1012346
34-A1 | 34-A1 Gordon Schaber Sacramento Superior Court | 34-A1-D3031-100-PCH03 | Landscape fountain pump | Berkley Pumps | G100106 | B6ZRH | OM00029839 |  | in pump corrale | NA | NA | NA | 20MP | 480V | 23.8A | Electrical | 3 | NA | NA | \Classifications\Building System Class\D30-HVAC Systems\D3030 - Cooling SYS\Chilled Water Pump - PCH | 1012348
34-A1 | 34-A1 Gordon Schaber Sacramento Superior Court | 34-A1-D3042-220-EFN18 | Bathroom exhaust fan 2 north | US Electric motors | DNA | 6-1616-00-263 | OM00034874 |  | Supply fan room upper right hand side | 4L440 | NA | NA | 1.5 | 460V | 2.1 | Electrical | 3 | NA | NA | \Classifications\Building System Class\D30-HVAC Systems\D3040 - Distribution SYS\Supply/Exhaust/Return fans- FAN | 1012349
34-A1 | 34-A1 Gordon Schaber Sacramento Superior Court | 34-A1-D3042-220-EFN19 | Bathroom exhaust fan 2 south | American Standard | DNA | 300-60 | OM00034877 |  | upper right hand side | (2) AX-58 | NA | NA | 1.5 | 480 | DNA | Electrical | 3 | NA | NA | \Classifications\Building System Class\D30-HVAC Systems\D3040 - Distribution SYS\Supply/Exhaust/Return fans- FAN | 1012350
34-A1 | 34-A1 Gordon Schaber Sacramento Superior Court | 34-A1-D3042-220-EFN20 | Bathroom Exhaust Fan 3 North | Marathon Electric | DNA | JQF48517D2055P K | OM00034886 |  | upper right hand corner | AX-30 | NA | NA | 1/4 hp | 115V | 5.5 A | Electrical | 1 | NA | NA | \Classifications\Building System Class\D30-HVAC Systems\D3040 - Distribution SYS\Supply/Exhaust/Return fans- FAN | 1012351
34-A1 | 34-A1 Gordon Schaber Sacramento Superior Court | 34-A1-D3042-220-EFN21 | Bathroom exhaust fan 4 north | American Standard | DNA | 122RT | OM00034878 |  | Upper right hand side | A-30 1A095G | NA | NA | 1/2 | 115 | 5.5 | Electrical | 1 | NA | NA | \Classifications\Building System Class\D30-HVAC Systems\D3040 - Distribution SYS\Supply/Exhaust/Return fans- FAN | 1012352
34-A1 | 34-A1 Gordon Schaber Sacramento Superior Court | 34-A1-D3042-220-EFN22 | Bathroom exhaust fan 4 south | American Standard | DNA | 122RT | OM00034880 |  | upper right hand side | AX 31 | NA | NA | 1/2 | 115 | 5.5 | Electrical | 1 | NA | NA | \Classifications\Building System Class\D30-HVAC Systems\D3040 - Distribution SYS\Supply/Exhaust/Return fans- FAN | 1012353
34-A1 | 34-A1 Gordon Schaber Sacramento Superior Court | 34-A1-D3042-220-EFN23 | Bathroom exhaust fan 5 north | American Standard | DNA | 122RT | OM00034884 |  | Supply fan room upper right side | A-33 | NA | NA | 1/4 | 115 | 5.5 | Electrical | 1 | NA | NA | \Classifications\Building System Class\D30-HVAC Systems\D3040 - Distribution SYS\Supply/Exhaust/Return fans- FAN | 1012354
34-A1 | 34-A1 Gordon Schaber Sacramento Superior Court | 34-A1-D3042-220-EFN24 | Bathroom exhaust fan 5 south | American Standard | H122DV4 | order 2-25-494-1 | OM00034882 |  | supply fan room upper left side | A-30 1A0956 | NA | NA | 1/2 | 460 | 1.1 | Electrical | 3 | NA | NA | \Classifications\Building System Class\D30-HVAC Systems\D3040 - Distribution SYS\Supply/Exhaust/Return fans- FAN | 1012355
34-A1 | 34-A1 Gordon Schaber Sacramento Superior Court | 34-A1-D3042-220-EFN25 | Bathroom exhaust fan basement | American Standard | H300DV2 | 300-60 | OM00034860 |  | near south supply fan | (1) 849 | NA | NA | 1.5 | 480 | 2 | Electrical | 3 | NA | NA | \Classifications\Building System Class\D30-HVAC Systems\D3040 - Distribution SYS\Supply/Exhaust/Return fans- FAN | 1012356
34-A1 | 34-A1 Gordon Schaber Sacramento Superior Court | 34-A1-D3042-220-EFN26 | Kitchen exaust fan #1 | DNA | DNA | DNA | OM00027722 |  | North East section of roof | (2) Gates Truflex 2450 (4L450) | NA | NA | 1.5 | 460V | 2.1A | Electrical | 3 | NA | NA | \Classifications\Building System Class\D30-HVAC Systems\D3040 - Distribution SYS\Supply/Exhaust/Return fans- FAN | 1012357
34-A1 | 34-A1 Gordon Schaber Sacramento Superior Court | 34-A1-D3042-220-EFN27 | Kitchen Exaust fan #2 | DNA | DNA | DNA | OM00027723 |  | south wesr section of roof | (1) A49 | NA | NA | 1.5 | 460V | 2.1 | Electrical | 3 | NA | NA | \Classifications\Building System Class\D30-HVAC Systems\D3040 - Distribution SYS\Supply/Exhaust/Return fans- FAN | 1012358
34-A1 | 34-A1 Gordon Schaber Sacramento Superior Court | 34-A1-D3042-220-EFN28 | In line vent fan | Ammerman Company INC | 97822 | 1CB20L | OM00034858 |  | enter through the generator room | DNA | NA | NA | .5HP | 460V | DNA | Electrical | 3 | NA | NA | \Classifications\Building System Class\D30-HVAC Systems\D3040 - Distribution SYS\Supply/Exhaust/Return fans- FAN | 1012359
34-A1 | 34-A1 Gordon Schaber Sacramento Superior Court | 34-A1-D3042-220-EFN29 | Generator Room Exhaust Fan | Penn Ventalation INC | NA | BCH36 | OM00034859 | OM00039881 | in garage basement | AX-48-6L2376 | NA | NA | 3/4hp | 480V | 2.6A | Electrical | 3 | NA | NA | \Classifications\Building System Class\D30-HVAC Systems\D3040 - Distribution SYS\Supply/Exhaust/Return fans- FAN | 1012360
34-A1 | 34-A1 Gordon Schaber Sacramento Superior Court | 34-A1-D3068-100-BAS01 | Building Automation System | Schneider Electric | license # E06995F94381 | Vista 5.16 | OM00031981 |  | Basement | NA | NA | NA | NA | NA | DNA | Electrical | SINGLE | NA | NA | \Classifications\Building System Class\D30-HVAC Systems\D3060 - Control & Inst Air\Building Automation System - BAS | 1012361
34-A1 | 34-A1 Gordon Schaber Sacramento Superior Court | 34-A1-D4010-150-FMS02 | Dry Stand Pipe System (Tagged in Mech. Office) | NA | NA | NA | OM00039766 | OM00034901 | outside hook ups at northwest and southwest corners of building at curb | NA | NA | NA | NA | NA | NA | NA | NA | NA | NA | \Classifications\Building System Class\D40-Fire Protection SYS\D4010 - Sprinkler SYS\Fire Systems, stand pipes - FMS | 1012362
34-A1 | 34-A1 Gordon Schaber Sacramento Superior Court | 34-A1-D4024-100-FHS56 | Firehouse and rack #1 - 56 (Tagged in Mech. Office) | Standard Firehose Co. | NA | 85ug Semi Automatic Hose rack | OM00034854 |  | DNA | NA | NA | NA | NA | NA | NA | NA | NA | NA | NA | \Classifications\Building System Class\D40-Fire Protection SYS\D4020 - Stand Pipe\Other Stand Pipe Hose Systems - FHS | 1012363
34-A1 | 34-A1 Gordon Schaber Sacramento Superior Court | 34-A1-D5010-200-ESD01 | Electrical Main panel | WESTINGHOUSE | DNA | SR-12775-SL | OM00029860 |  | Basement | NA | NA | NA | NA | 480V | 6000 | Electrical | 3 | NA | NA | \Classifications\Building System Class\D50-Electrical SYS\D5010 - Elec Service & Dist\Electical Service and Distribution - ESD | 1012364
34-A1 | 34-A1 Gordon Schaber Sacramento Superior Court | 34-A1-D5010-110-MCC01 | Motor Control Center MCC-HEM | Westinghouse | SR-12775-SV | 8V3632 1963 | OM00034857 |  | enter through the Generator room | NA | NA | NA | NA | 480V | DNA | Electrical | 3 | NA | NA | \Classifications\Building System Class\D50-Electrical SYS\D5010 - Elec Service & Dist\Chiller Room Electrical Panel - MCC | 1012365
34-A1 | 34-A1 Gordon Schaber Sacramento Superior Court | 34-A1-D5010-110-MCC02 | Motor control center 6 south | General Electric | 17382-N2 | 7700 LINE CONTROL CENTER | OM00034897 |  | Entry of air handler room Floor 6 | NA | NA | NA | NA | 480 | 600 | Electrical | 3 | NA | NA | \Classifications\Building System Class\D50-Electrical SYS\D5010 - Elec Service & Dist\Chiller Room Electrical Panel - MCC | 1012366
34-A1 | 34-A1 Gordon Schaber Sacramento Superior Court | 34-A1-D5010-110-MCC03 | Motor control center 6 north | General Electric | 17382-N1 | 7700 LINE CONTROL CENTER | OM00034898 |  | Return fan room | NA | NA | NA | NA | 480 | 600 | Electrical | 3 | NA | NA | \Classifications\Building System Class\D50-Electrical SYS\D5010 - Elec Service & Dist\Chiller Room Electrical Panel - MCC | 1012367
34-A1 | 34-A1 Gordon Schaber Sacramento Superior Court | 34-A1-D5010-110-MCC04 | Motor control center 5 south | Square D Company | diagram #D5F8771 | Class 8998 | OM00034881 |  | Mixed air room | NA | NA | NA | NA | 480 | DNA | Electrical | 3 | NA | NA | \Classifications\Building System Class\D50-Electrical SYS\D5010 - Elec Service & Dist\Chiller Room Electrical Panel - MCC | 1012368
34-A1 | 34-A1 Gordon Schaber Sacramento Superior Court | 34-A1-D5010-110-MCC05 | Motor control center 5 north | Westinghouse | 8V4112 1963 | SR-12775-SV | OM00034883 |  | mixed air room | NA | NA | NA | NA | 480 | DNA | Electrical | 3 | NA | NA | \Classifications\Building System Class\D50-Electrical SYS\D5010 - Elec Service & Dist\Chiller Room Electrical Panel - MCC | 1012369
34-A1 | 34-A1 Gordon Schaber Sacramento Superior Court | 34-A1-D5010-110-MCC06 | Motor control center 4 south | Westinghouse | 8V3637 1963 | SR-12775-SV | OM00034879 |  | Mixed air room | NA | NA | NA | NA | 480 | DNA | Electrical | 3 | NA | NA | \Classifications\Building System Class\D50-Electrical SYS\D5010 - Elec Service & Dist\Chiller Room Electrical Panel - MCC | 1012370
34-A1 | 34-A1 Gordon Schaber Sacramento Superior Court | 34-A1-D5010-110-MCC07 | Motor control center 4 north | Westinghouse | 8V3635 1963 | SR12775-SV | OM00034876 |  | mixed air room | NA | NA | NA | NA | 480 | DNA | Electrical | 3 | NA | NA | \Classifications\Building System Class\D50-Electrical SYS\D5010 - Elec Service & Dist\Chiller Room Electrical Panel - MCC | 1012371
34-A1 | 34-A1 Gordon Schaber Sacramento Superior Court | 34-A1-D5010-110-MCC08 | Motor control center 3 north air handler | Westinghouse | 8V3632 1963 | SR-12775-SV | OM00034885 |  | Mixed air room | NA | NA | NA | NA | 480V | DNA | Electrical | 3 | NA | NA | \Classifications\Building System Class\D50-Electrical SYS\D5010 - Elec Service & Dist\Chiller Room Electrical Panel - MCC | 1012372
34-A1 | 34-A1 Gordon Schaber Sacramento Superior Court | 34-A1-D5010-110-MCC09 | Motor control center 2 south | Westinghouse | 8V3634 | SR-12275-SV | OM00034875 |  | mixed air room | NA | NA | NA | NA | 480 | DNA | Electrical | 3 | NA | NA | \Classifications\Building System Class\D50-Electrical SYS\D5010 - Elec Service & Dist\Chiller Room Electrical Panel - MCC | 1012373
34-A1 | 34-A1 Gordon Schaber Sacramento Superior Court | 34-A1-D5010-110-MCC10 | Motor Control Center 2 north | Westinghouse | 8V3633 | SR12775-SV | OM00034873 |  | mixed air room | NA | NA | NA | NA | 480V | DNA | Electrical | 3 | NA | NA | \Classifications\Building System Class\D50-Electrical SYS\D5010 - Elec Service & Dist\Chiller Room Electrical Panel - MCC | 1012374
34-A1 | 34-A1 Gordon Schaber Sacramento Superior Court | 34-A1-D5010-110-MCC11 | Motor Control Center 3 South | Westinghouse | 8V3636 1963 | SR-12775-SV | OM00034902 |  | mixed air room | NA | NA | NA | NA | 480 | DNA | Electrical | 3 | NA | NA | \Classifications\Building System Class\D50-Electrical SYS\D5010 - Elec Service & Dist\Chiller Room Electrical Panel - MCC | 1012375
34-A1 | 34-A1 Gordon Schaber Sacramento Superior Court | 34-A1-D5010-110-MCC12 | Motor Control Center B1 | Westinghouse | 8V3629 1963 | SR-12775-SV | OM00031952 |  | in center of room | NA | NA | NA | NA | 460 | DNA | Electrical | 3 | NA | NA | \Classifications\Building System Class\D50-Electrical SYS\D5010 - Elec Service & Dist\Chiller Room Electrical Panel - MCC | 1012376
34-A1 | 34-A1 Gordon Schaber Sacramento Superior Court | 34-A1-D5010-110-MCC13 | Motor Control Center B2 | Westinghouse | 8V3630 1963 | SR-12775-SV | OM00031953 |  | in center of room | NA | NA | NA | NA | 460 | DNA | Electrical | 3 | NA | NA | \Classifications\Building System Class\D50-Electrical SYS\D5010 - Elec Service & Dist\Chiller Room Electrical Panel - MCC | 1012377
34-A1 | 34-A1 Gordon Schaber Sacramento Superior Court | 34-A1-D5010-110-MCC14 | Motor Control Center 7 | Westinghouse | 8V3638 1963 | SR-12775-SV | OM00031954 |  | just outside the stairwell | NA | NA | NA | NA | 460 | DNA | Electrical | 3 | NA | NA | \Classifications\Building System Class\D50-Electrical SYS\D5010 - Elec Service & Dist\Chiller Room Electrical Panel - MCC | 1012378
34-A1 | 34-A1 Gordon Schaber Sacramento Superior Court | 34-A1-D5010-234-ATS01 | Emergency transfer switch | GENERAC | DNA | GTS-SYSTEM 72112 | OM00029859 |  | basement | NA | NA | NA | NA | 460VAC UL, 600VAC CSA | 800 | Electrical | 3 | NA | NA | \Classifications\Building System Class\D50-Electrical SYS\D5010 - Elec Service & Dist\Automatic Transfer Switch - ATS | 1012379
34-A1 | 34-A1 Gordon Schaber Sacramento Superior Court | 34-A1-D5011-240-TRN01 | Transformer #1 | GE | M33381 | 9T23Q3574 | OM00031988 |  | next to transfer switch, basement | NA | NA | NA | NA | 480V | 75KVA | Electrical | 3 | NA | NA | \Classifications\Building System Class\D50-Electrical SYS\D5010 - Elec Service & Dist\Transformer - TRN | 1012380
34-A1 | 34-A1 Gordon Schaber Sacramento Superior Court | 34-A1-D5011-240-TRN02 | Main Transformer T1 | Olsun Electrics Corporation | 22277-S S-75403-2 | OH220 | OM00027724 |  | Basement, next to generator room | NA | NA | NA | NA | 150KVA K-13 | H.. 180 / L.V. 416 | Electrical | 3 | NA | NA | \Classifications\Building System Class\D50-Electrical SYS\D5010 - Elec Service & Dist\Transformer - TRN | 1012381
34-A1 | 34-A1 Gordon Schaber Sacramento Superior Court | 34-A1-D5011-240-TRN03 | Main transformer T2 | Olsun Electrics Corporation | DNA | s-75403-2 | OM00039897 |  | in north end of garage | NA | NA | NA | NA | 480 | 15kva-13 | Electrical | 3 | NA | NA | \Classifications\Building System Class\D50-Electrical SYS\D5010 - Elec Service & Dist\Transformer - TRN | 1012382
34-A1 | 34-A1 Gordon Schaber Sacramento Superior Court | 34-A1-G3010-210-PWT02 | Domestic Hot Potable Water | Iron & Steel Contracting CO. | NA | DNA | OM00031986 |  | Hot water storage tank, boiler room | NA | NA | NA | NA | NA | NA | NA | NA | NA | NA | \Classifications\Building System Class\G30-Site Mechanical Utilities\G3010 - Water Supply\Potable Water Storage Tank - PWT | 1012384
34-A1 | 34-A1 Gordon Schaber Sacramento Superior Court | 34-A1-G2050-200-LSC01 | Landscape | NA | NA | NA | OM00031948 |  | Exterior Landscape | NA | NA | NA | NA | NA | NA | NA | NA | NA | NA | \Classifications\Building System Class\G20-Other Systems\G2050 - Landscaping\Landscaping - LSC | 1012386
34-A1 | 34-A1 Gordon Schaber Sacramento Superior Court | 34-A1-D5092-250-ELT105 | Exterior Lighting | MULTIPLE | MULTIPLE | MULTIPLE | OM00031947 |  | DNA | NA | NA | NA | DNA | 120 | DNA | Electrical | 1 | NA | NA | \Classifications\Building System Class\D50-Electrical SYS\D5090 - Elec SYS\Exterior Lighting - ELT | 1012387
34-A1 | 34-A1 Gordon Schaber Sacramento Superior Court | 34-A1-G2049-300-HSC01 | Hardscape | NA | NA | NA | OM00031949 |  | NA | NA | NA | NA | NA | NA | NA | NA | NA | NA | NA | \Classifications\Building System Class\G20-Other Systems\G2040 - Site Development\Hardscape - HSC | 1012388
34-A1 | 34-A1 Gordon Schaber Sacramento Superior Court | 34-A1-D3090-114-CMP03 | Compressor,HVAC Dry Air Storage Tank CMP03 | Hanson Mfg. | 297131 | Model 82086 | OM00031991 | State ID# A017727-98 | Basement, Fan Room, Next to HVAC Compressor | NA | NA | NA | NA | NA | DNA | DNA | DNA | NA | NA | \Classifications\Building System Class\D30-HVAC Systems\D3090 - Other HVAC Systems and Equipment\Air Compressor - CMP | 1015811
34-A1 | 34-A1 Gordon Schaber Sacramento Superior Court | 34-A1-D2023-310-HWP01 | Domestic Hot Water Circulating Pump 1 | Marathon | 1414248 | TVA56T34D937D W | OM00039883 | NA | Basement Mech. Room 15 | NA | NA | NA | DNA | 208/230/460 | 3 | Electric | 3 | NA | NA | \Classifications\Building System Class\D20-Plumbing\D2020 - Domestic Water\Domestic Hot Water Circulating Pump - HWP | 1016514
34-A1 | 34-A1 Gordon Schaber Sacramento Superior Court | 34-A1-D2023-310-HWP03 | Domestic Hot Water Circulating Pump 3 | Marathon | 179046 | FQC56C17D5536FP | OM00039887 | NA | Basement Mech Room | NA | NA | NA | NA | 115/230 | NA | Electric | 1 | NA | NA | \Classifications\Building System Class\D20-Plumbing\D2020 - Domestic Water\Domestic Hot Water Circulating Pump - HWP | 1016645
34-A1 | 34-A1 Gordon Schaber Sacramento Superior Court | 34-A1-D5037-710-FAP02 | Fire Control Panel | Notifier by Honeywell | 15219:JECN10-0765 | Notifier #NFS2-3030 | OM00039945 | OM00003402 | 1st Flr. Lobby outside of room 101 | NA | NA | NA | NA | 120 | 15 | Electric | 1 | NA | NA | \Classifications\Building System Class\D50-Electrical SYS\D5030 - Comm & Security\Fire Alarm Panel - FAP | 1017762
34-A1 | 34-A1 Gordon Schaber Sacramento Superior Court | 34-A1-D3050-210-PKU02 | Package Unit PKU01 - Cooling only | Carrier | 2613G2003 | 48TCDD08A2A6A0A0A0 | OM00039888 | OM00003366 | Roof Penthouse | (1) AX-52 | (4) 20x15x2 | R-410A | 1/2 | 460 | 4.2 | Electric | 3 | NA | NA | \Classifications\Building System Class\D30-HVAC Systems\D3050 - Package SYS\Package Unit - PKU | 1018506
34-A1 | 34-A1 Gordon Schaber Sacramento Superior Court | 34-A1-D2023-310-WBS03 | Domestic Water Duplex Pump System w/ VFD controllers WBS03 | Patterson Pump | C0132725 | DAP-4-25-D-6 | OM00039889 | OM00029854 | Basement Room 19 Riser Room | NA | NA | NA | 25 | 460 | 28 |  | 3 | NA | NA | \Classifications\Building System Class\D20-Plumbing\D2020 - Domestic Water\Domestic Water Booster System - WBS | 1018924
34-A1 | 34-A1 Gordon Schaber Sacramento Superior Court | 34-A1-D2023-100-BFP08 | Fire Hose backflow assembly 2 1/2" | Zurn-Wilkins | L92238 | 375-2 1/2" | OM00031955 |  | Basement Fire Riser | NA | NA | NA | NA | NA | NA | NA | NA | NA | NA | \Classifications\Building System Class\D20-Plumbing\D2020 - Domestic Water\Backflow Preventer - BFP | 1021410
34-A1 | 34-A1 Gordon Schaber Sacramento Superior Court | 34-A1-D2023-310-HWP05 | HOT WATER PUMP HWP05 | BELL & GOSSET | C2666393-01 M81 | E-1535 | OM00039765 |  | Basement, Mech Rm 15 | NA | NA | NA | 1.5 | 460 | 2.5 | Electric | 3 | NA | NA | \Classifications\Building System Class\D20-Plumbing\D2020 - Domestic Water\Domestic Hot Water Circulating Pump - HWP | 1022640
34-A1 | 34-A1 Gordon Schaber Sacramento Superior Court | 34-A1-D5010-110-MCC15 | Motor Control Center B3 | Westinghouse | 84V3631 1963 | SR-12775-SV | OM00039303 |  | Basement Boiler Room | NA | NA | NA | NA | 460 | DNA | Electric | 3 | NA | NA | \Classifications\Building System Class\D50-Electrical SYS\D5010 - Elec Service & Dist\Chiller Room Electrical Panel - MCC | 1022642
34-C2 | 34-C2 Juvenile Courthouse | 34-C2-D3041-110-AHU01 | Air Handler | Scott Springfield Mfg | B04-01520M1 | HQ-400-AHU-37000-H-C | OM00003220 | AHU-1 | Mech Room | 4 @ 5VX1400 | 20 @ 24x24x2 20 @ 24x24x15 | NA | 60 - Blower Motor | 460 | 150 max fuse | Electrical | 3 Ph, 60 Cycles | NA | NA | \Classifications\Building System Class\D30-HVAC Systems\D3040 - Distribution SYS\Air Handling Unit - AHU | EQ-1004111
34-C2 | 34-C2 Juvenile Courthouse | 34-C2-D3041-110-AHU02 | Air Handler | Scott Springfield Mfg | B04-01520-M2 | HQ-400AHU-38000-H-C | OM00003219 | AHU-2 | Mech Room | 4 @ 5VX1400 | 20 @ 24x24x2 20 @ 24x24x15 | NA | 60 - Blower Motor | 460 | 150 max fuse | Electric | 3 Ph, 60 cycles | NA | NA | \Classifications\Building System Class\D30-HVAC Systems\D3040 - Distribution SYS\Air Handling Unit - AHU | EQ-1004112
34-C2 | 34-C2 Juvenile Courthouse | 34-C2-D3041-110-AHU03 | Air Handler | Scott Springfield Mfg | B04-01520-M1 | HQ-280-AHU-24000-H-C | OM00003218 | AHU-3 | Mech Room | 4 @ 5VX-1400 | 20 @ 24x24x2 | NA | 60 - Blower Motor | 460 | 100 max fuse | Electrical | 3 Ph, 60 Cycles | NA | NA | \Classifications\Building System Class\D30-HVAC Systems\D3040 - Distribution SYS\Air Handling Unit - AHU | EQ-1004113
34-C2 | 34-C2 Juvenile Courthouse | 34-C2-D5092-210-GEN01 | Generator | Detroit Diesel | 0777287 | 3000DSE | OM00003228 | #22035 | Generator Room | NA | NA | NA | 490 | 375.00 KVA | 451 | Diesel | 3 Ph, 60Hz | NA | NA | \Classifications\Building System Class\D50-Electrical SYS\D5090 - Elec SYS\Emergency Generator - GEN | EQ-1004114
34-C2 | 34-C2 Juvenile Courthouse | 34-C2-D3031-130-CLR01 | 116 Ton Chiller #1 | Carrier | 0704Q03531 | 30HXC116PYE660KA | OM00003225 | Chiller # 1 | Chiller Room | NA | NA | R-134a | NA | 460 | 225 max amps | Electrical | 3 Ph, 60 Hz | NA | NA | \Classifications\Building System Class\D30-HVAC Systems\D3030 - Cooling SYS\Chiller, Water Cooled - CLR | EQ-1004116
34-C2 | 34-C2 Juvenile Courthouse | 34-C2-D3031-130-CLR02 | 116 Ton Chiller #2 | Carrier | 0704Q03526 | 30HXC206PYE660KA | OM00003226 | Chiller # 2 | Chiller Room | NA | NA | R-134a | NA | 460 | DNA | Electrical | 3 Ph, 60 Hz | NA | 116 ton | \Classifications\Building System Class\D30-HVAC Systems\D3030 - Cooling SYS\Chiller, Water Cooled - CLR | EQ-1004117
34-C2 | 34-C2 Juvenile Courthouse | 34-C2-D3030-110-CTW01 | Cooling Tower | Baltimore Aircoil | 0038334802MAD | VT1-N301-QX | OM00003229 | Cooling Tower # 1 | Secured Parking | B135 | NA | NA | Motor HP - 50 | NA | DNA | Electric | DNA | NA | NA | \Classifications\Building System Class\D30-HVAC Systems\D3030 - Cooling SYS\Cooling Tower - CTW | EQ-1004120
34-C2 | 34-C2 Juvenile Courthouse | 34-C2-D3030-110-CTW02 | Cooling Tower | Baltimore Aircoil | 0038334801MAD | VT1-N301-QX | OM00003230 | Cooling Tower # 2 | Secured Parking | B135 | NA | NA | Motor HP - 50 | NA | DNA | Electric | DNA | NA | NA | \Classifications\Building System Class\D30-HVAC Systems\D3030 - Cooling SYS\Cooling Tower - CTW | EQ-1004121
34-C2 | 34-C2 Juvenile Courthouse | 34-C2-D3031-100-PCH05 | Cooling Tower Water Pump PCH05 | Armstrong | 491667 | 5X4X8 4030 | OM00004064 |  | DNA | NA | NA | NA | 15 hp | 480 | 18.7 amps | Electrical | 3 | NA | NA | \Classifications\Building System Class\D30-HVAC Systems\D3030 - Cooling SYS\Chilled Water Pump - PCH | EQ-1004122
34-C2 | 34-C2 Juvenile Courthouse | 34-C2-D2023-310-HWP07 | Water Circ Pump, tagged on top of pump | Bell & Gosset | 1BL068-G50 | PL - 558 | OM00004066 |  | boiler room | NA | NA | NA | 1/3 hp | 115 | 20 amps | Electrical | 1 Ph, 60 Hz | NA | NA | \Classifications\Building System Class\D20-Plumbing\D2020 - Domestic Water\Domestic Hot Water Circulating Pump - HWP | EQ-1004123
34-C2 | 34-C2 Juvenile Courthouse | 34-C2-D2022-260-HWG01 | Dom Hot Water Heater | Maxim | 0404112804 | 20-P-125A-MX | OM00003221 | GWH-1 | Boiler Room | NA | NA | NA | NA | 115 | 3.3 Total | Natural Gas | 1Ph, 60Hz | 199,000 | DNA | \Classifications\Building System Class\D20-Plumbing\D2020 - Domestic Water\Domestic Water Heater, Gas - HWG | EQ-1004124
34-C2 | 34-C2 Juvenile Courthouse | 34-C2-D2022-260-HWG02 | Dom Hot Water Heater | Maxim | 0404112805 | 20-P-125A-MX | OM00003222 | GWH-2 | Boiler Room | NA | NA | NA | NA | 115 | 3.3 Total | Natural Gas | 1 | 199,000 | NA | \Classifications\Building System Class\D20-Plumbing\D2020 - Domestic Water\Domestic Water Heater, Gas - HWG | EQ-1004125
34-C2 | 34-C2 Juvenile Courthouse | 34-C2-D1010-100-ELE06 | Elevator, Hydraulic ELE06 Conveyance #136960 | Thyssen Krupp | 136960 | AP26050 | OM00004062 | State ID# 136960 | DNA | NA | NA | NA | NA | 460 | DNA | Electric | DNA | NA | NA | \Classifications\Building System Class\D10-Conveyance Systems\D1010 - Elevator\Elevator,Hydraulic,Pass/Freight - ELE | EQ-1004127
34-C2 | 34-C2 Juvenile Courthouse | 34-C2-D5092-250-EML59 | Emergency Exit Lights | Dual Lite | Various | Spectron | OM00004188 |  | Various | NA | NA | NA | NA | 115 | 0.2 | Electric | 1 Ph, 60Hz | NA | NA | \Classifications\Building System Class\D50-Electrical SYS\D5090 - Elec SYS\Emergency And Exit Lighting - EML | EQ-1004128
34-C2 | 34-C2 Juvenile Courthouse | 34-C2-D3042-220-EFN01 | Exhaust Fan (aluminum cover) | Loren Cook | 284S77263700/0002101 | 210-ACRU--210R10B | OM00003214 | REF1 SAC Juvenile 21417T | West | (1) A27 | NA | NA | 3 | 460 | DNA | NA | 3 Ph, 60Hz | NA | NA | \Classifications\Building System Class\D30-HVAC Systems\D3040 - Distribution SYS\Supply/Exhaust/Return fans- FAN | EQ-1004129
34-C2 | 34-C2 Juvenile Courthouse | 34-C2-D3042-220-EFN02 | Exhaust Fan (aluminum cover) | Loren Cook | 284S77263700/0003301 | 210-ACRU--210R9B | OM00003212 | REF2 SAC Juvenile 21417T | East | (1) AX25 | NA | NA | 2 | 460 | DNA | NA | 3 Ph, 60 Hz | NA | NA | \Classifications\Building System Class\D30-HVAC Systems\D3040 - Distribution SYS\Supply/Exhaust/Return fans- FAN | EQ-1004130
34-C2 | 34-C2 Juvenile Courthouse | 34-C2-D3042-220-EFN03 | Exhaust Fan (aluminum cover) | Loren Cook | 284S772637-00/0004601 | 195-ACRU--195R8B | OM00003213 | REF-3 SAC Juvenile 21417T | Middle | (1) AX25 | NA | NA | 1.5 | 460 | DNA | NA | 3 Ph, 60 Hz | NA | NA | \Classifications\Building System Class\D30-HVAC Systems\D3040 - Distribution SYS\Supply/Exhaust/Return fans- FAN | EQ-1004131
34-C2 | 34-C2 Juvenile Courthouse | 34-C2-D3042-210-FAN04 | Exhaust Fan (aluminum cover) | Loren Cook | 284S77263700/0005901 | 150-LP--150LPB | OM00003231 | REF4 SAC Juvenile 21417T | West Roof | NA | NA | NA | 0.5 | 460 | DNA | NA | 3 Ph, 60Hz | NA | NA | \Classifications\Building System Class\D30-HVAC Systems\D3040 - Distribution SYS\Fan,Axial - FAN | EQ-1004132
34-C2 | 34-C2 Juvenile Courthouse | 34-C2-D4010-150-FMS01 | Extinguishing System | NA | NA | NA | OM00003685 |  | DNA | NA | NA | NA | NA | NA | NA | NA | NA | NA | NA | \Classifications\Building System Class\D40-Fire Protection SYS\D4010 - Sprinkler SYS\Fire Systems, stand pipes - FMS | EQ-1004133
34-C2 | 34-C2 Juvenile Courthouse | 34-C2-D5037-710-FAP01 | Fire Control Panel | Silent Knight | NA | NA | OM00003232 |  | Security Room | No Belts | NA | NA | No Motor | 120 | NA | NA | 1 | NA | NA | \Classifications\Building System Class\D50-Electrical SYS\D5030 - Comm & Security\Fire Alarm Panel - FAP | EQ-1004134
34-C2 | 34-C2 Juvenile Courthouse | 34-C2-D4031-100-FEX35 | Fire Extinguishers FEX35 | Multiple | Multiple | Multiple | OM00027621 |  | Multiple | NA | NA | NA | NA | NA | NA | NA | NA | NA | NA | \Classifications\Building System Class\D40-Fire Protection SYS\D4030 - FIRE SPEC\Fire Extinguisher - FEX | EQ-1004135
34-C2 | 34-C2 Juvenile Courthouse | 34-C2-D4022-210-FSG01 | Fire Sprinkler Pump | sterling | 632038 | 4AEF10G | OM00004183 |  | DNA | NA | NA | NA | 25 | 480 | 29.0 | Electrical | 3 | NA | NA | \Classifications\Building System Class\D40-Fire Protection SYS\D4020 - Stand Pipe\Pump,Fire,Electric Motor Driven - FSG | EQ-1004136
34-C2 | 34-C2 Juvenile Courthouse | 34-C2-D3021-130-BLR01 | Gas Fired Hot Water Boiler BLR01 | Cleaver Brooks | BT-8837 | FLX-250-160HW | OM00003223 | Boiler 1 permit #24179 | Boiler Room | NA | NA | NA | NA | 460 | 1.4 | Natural Gas | 3 ph, 60 Hz | 2,500,000 | 2,000,000 | \Classifications\Building System Class\D30-HVAC Systems\D3020 - Heat SYS\Boiler,Hot Water,Oil/Gas/Comb. - BLR | EQ-1004137
34-C2 | 34-C2 Juvenile Courthouse | 34-C2-D3021-130-BLR02 | Gas Fired Hot Water Boiler BLR02 | Cleaver Brooks | BT-8836 | FLX-700-250-160HW | OM00003224 | Boiler 2 permit#24180 | Boiler Room | NA | NA | NA | NA | 460 | 1.4 | Natural Gas | 3 ph, 60 Hz | 2,500,000 | 8,333,000 | \Classifications\Building System Class\D30-HVAC Systems\D3020 - Heat SYS\Boiler,Hot Water,Oil/Gas/Comb. - BLR | EQ-1004138
34-C2 | 34-C2 Juvenile Courthouse | 34-C2-D5010-234-ATS01 | automatic transfer switch | Siemens SBS3200 | 1918518-A00010 | Type SBS3232 | OM00004488 | 0000 | Electric Room | NA | NA | NA | NA | 600 | 3200 | NA | 3 Poles | NA | NA | \Classifications\Building System Class\D50-Electrical SYS\D5010 - Elec Service & Dist\Automatic Transfer Switch - ATS | EQ-1004140
34-C2 | 34-C2 Juvenile Courthouse | 34-C2-G2023-150-PEG04 | Secured Parking Gate | HYSECURITY | 146310-0519-154 | 222 CX1 ST | OM00039066 | OM00004185 | REAR PARKING AREA | NA | NA | NA | 2 | 460 | 3.8 AMPS | Electrical | 3 | NA | NA | \Classifications\Building System Class\G20-Other Systems\G2020 - Parking Lots\Secured Parking Gate - PEG | EQ-1004141
34-C2 | 34-C2 Juvenile Courthouse | 34-C2-D3050-250-ACU01 | SPLIT SYSTEM - Condenser | Carrier | 0404E20440 | 38TRA018330 | OM00003215 | CU - 16 | West | NA | NA | R-22 | NA | 208/230 | 20 A max fuse | Electrical | 1Ph 60Hz | NA | NA | \Classifications\Building System Class\D30-HVAC Systems\D3050 - Package SYS\Air Conditioning,Split System - ACU | EQ-1004142
34-C2 | 34-C2 Juvenile Courthouse | 34-C2-D3050-250-ACU02 | SPLIT SYSTEM - Condenser ACU02 | Carrier | 1404E15491 | 38TRA036340 | OM00003216 | CU - 2 | West | NA | NA | R-22 | NA | 208/230 | 40 A max fuse | Electrical | 1 Ph, 60 Hz | NA | NA | \Classifications\Building System Class\D30-HVAC Systems\D3050 - Package SYS\Air Conditioning,Split System - ACU | EQ-1004143
34-C2 | 34-C2 Juvenile Courthouse | 34-C2-D3050-250-ACU03 | SPLIT SYSTEM - Condenser | Carrier | 1404E15560 | 38TRA042340 | OM00004065 | CU - 6 | Middle | NA | DNA | R-22 | NA | 208/230 | 40 A max fuse | Electric | 1 Ph, 60Hz | NA | NA | \Classifications\Building System Class\D30-HVAC Systems\D3050 - Package SYS\Air Conditioning,Split System - ACU | EQ-1004145
34-C2 | 34-C2 Juvenile Courthouse | 34-C2-D1013-310-WCL04 | Wheelchair Lift WCL04 Conveyance # 140184 | porch-lift | 1204WLSB362147336LW | PL-S | OM00004177 | State ID# 140184¦ Dept 93 | Dept 90 Courtroom | NA | NA | NA | NA | 115 | 9 AMPS | Electrical | 1 | NA | NA | \Classifications\Building System Class\D10-Conveyance Systems\D1010 - Elevator\Wheelchair Lift - WCL | EQ-1004146
34-C2 | 34-C2 Juvenile Courthouse | 34-C2-D2023-100-BFP02 | BFP03 - Domestic | Watts | 202601 | 909 4 inch Type:RP | OM00004186 | Facility ID#: FA0023831 Device ID#: 1015-210021025243-202601 | South side of facility on Kiefer Blvd BFP03 - Domestic | NA | NA | NA | NA | NA | NA | NA | NA | NA | NA | \Classifications\Building System Class\D20-Plumbing\D2020 - Domestic Water\Backflow Preventer - BFP | EQ-1004650
34-C2 | 34-C2 Juvenile Courthouse | 34-C2-D1013-310-WCL03 | Lift, Wheelchair WCL03 Conveyance #140183 | PORCH-LIFT | 1204WLSB362147335LW | PL-S | OM00004178 | State ID# 140183¦ DEPT92 | Dept 91 Courtroom | NA | NA | NA | NA | 115 | 9 AMPS | Electrical | 1 | NA | NA | \Classifications\Building System Class\D10-Conveyance Systems\D1010 - Elevator\Wheelchair Lift - WCL | EQ-1005252
34-C2 | 34-C2 Juvenile Courthouse | 34-C2-D1013-310-WCL02 | Lift, Wheelchair WCL02 Conveyance #140182 | PORCH-LIFT | 1204WLSB362147412LW | PL-S | OM00004179 | State ID #140182 | DEPT. 92 | NA | NA | NA | NA | 115 | 9 AMPS | Electrical | 1 | NA | NA | \Classifications\Building System Class\D10-Conveyance Systems\D1010 - Elevator\Wheelchair Lift - WCL | EQ-1005253
34-C2 | 34-C2 Juvenile Courthouse | 34-C2-D1013-310-WCL01 | "Lift, Wheelchair WCL01 Conveyance # 140181 | PORCH-LIFT | 0604WLSB362140796LW | PL-S | OM00004180 | State ID #140181 | Dept 93 Courtroom | NA | NA | NA | NA | 115 | 9 AMPS | Electrical | 1 | NA | NA | \Classifications\Building System Class\D10-Conveyance Systems\D1010 - Elevator\Wheelchair Lift - WCL | EQ-1005254
34-C2 | 34-C2 Juvenile Courthouse | 34-C2-D1013-310-WCL05 | Lift, Wheelchair WCL05 Conveyance # 140185 | PORCH-LIFT | 1204WLSB362147337LW | PL-S | OM00004181 | State ID# 140185 | Dept 97 Courtroom | NA | NA | NA | NA | 115 | 9 AMPS | Electrical | 1 | NA | NA | \Classifications\Building System Class\D10-Conveyance Systems\D1010 - Elevator\Wheelchair Lift - WCL | EQ-1005255
34-C2 | 34-C2 Juvenile Courthouse | 34-C2-D1013-310-WCL06 | Lift, Wheelchair WCL06 Conveyance # 140186 | PORCH-LIFT | 1204WLSB362147411LW | PL-S | OM00004182 | State ID# 140186 | Dept 96 Courtroom | NA | NA | NA | NA | 115 | 9 AMPS | Electrical | 1 | NA | NA | \Classifications\Building System Class\D10-Conveyance Systems\D1010 - Elevator\Wheelchair Lift - WCL | EQ-1005256
34-C2 | 34-C2 Juvenile Courthouse | 34-C2-D3050-250-ACU04 | Split System Condenser | Carrier | 1404E15561 | 38TRA042340 | OM00003217 | CU-5 |  | NA | NA | R-22 | NA | 208/230 | 26-40 | Electrical | 1 Ph, 60 Hz | NA | NA | \Classifications\Building System Class\D30-HVAC Systems\D3050 - Package SYS\Air Conditioning,Split System - ACU | EQ-1005257
34-C2 | 34-C2 Juvenile Courthouse | 34-C2-D4094-450-SFM01 | Intergen Fire Suppression System | Intergen | Namplate is covered | Auto Pulse Z-10 | OM00003693 |  | MIS Server Room | NA | NA | NA | NA |  |  |  |  | NA | NA | \Classifications\Building System Class\D40-Fire Protection SYS\D4090 - Other Fire Protection Systems\Fire Suppression, Gaseous - SFM | EQ-1005258
34-C2 | 34-C2 Juvenile Courthouse | 34-C2-B2010-100-BLD01 | Building Structure | NA | NA | NA | OM00027625 | OM00004486 | NA | NA | NA | NA | NA | NA | NA | NA | NA | NA | NA | \Classifications\Building System Class\B20-General Building Exterior\B2010 - Exterior Walls\Building - BLD | EQ-1007315
34-C2 | 34-C2 Juvenile Courthouse | 34-C2-B3010-100-RUF01 | Roofing Systems | DNA | DNA | DNA | OM00027626 | OM00004487 | ROOF | NA | NA | NA | NA | NA | NA | NA | NA | NA | NA | \Classifications\Building System Class\B30-Roofing\B3010 - Roof Types\Roof - RUF | EQ-1007492
34-C2 | 34-C2 Juvenile Courthouse | 34-C2-D1010-100-ELE01 | Elevator, Hydraulic ELE01 Conveyance # 136996 | Thyssen Krupp | 136996 | ER5328 | OM00004059 | State ID# 136996 | P1 - LHS | NA | NA | NA | NA | 460 | DNA | Electric | DNA | NA | NA | \Classifications\Building System Class\D10-Conveyance Systems\D1010 - Elevator\Elevator,Hydraulic,Pass/Freight - ELE | 1009945
34-C2 | 34-C2 Juvenile Courthouse | 34-C2-D1010-100-ELE02 | Elevator, Hydraulic ELE02 Conveyance # 136997 | Thyssen Krupp | 136997 | ER5525 | OM00004060 | State ID# 136997 | P2 - Mid | NA | NA | NA | NA | 460 | DNA | Electric | DNA | NA | NA | \Classifications\Building System Class\D10-Conveyance Systems\D1010 - Elevator\Elevator,Hydraulic,Pass/Freight - ELE | 1009947
34-C2 | 34-C2 Juvenile Courthouse | 34-C2-D1010-100-ELE03 | Elevator, Hydraulic ELE03 Conveyance # 136998 | Thyssen Krupp | 136998 | ER537 | OM00004061 | State ID# 136998¦ P3-RHS | First floor lobby P3 - RHS | NA | NA | NA | NA | 460 | DNA | Electric | DNA | NA | NA | \Classifications\Building System Class\D10-Conveyance Systems\D1010 - Elevator\Elevator,Electric,Pass/Freight - ELE | 1009948
34-C2 | 34-C2 Juvenile Courthouse | 34-C2-D1010-100-ELE04 | Elevator, Hydraulic ELE04 Conveyance # 136999 | Thyssen Krupp | 136999 | ER5324 | OM00004057 | State ID# 136999 | Floor 1, Security Hallway | NA | NA | NA | NA | 460 | DNA | Electric | DNA | NA | NA | \Classifications\Building System Class\D10-Conveyance Systems\D1010 - Elevator\Elevator,Electric,Pass/Freight - ELE | 1009949
34-C2 | 34-C2 Juvenile Courthouse | 34-C2-D1010-100-ELE05 | Elevator, Hydraulic ELE05 Conveyance # 136700 | Thyssen Krupp | 136700 | ER5326 | OM00004058 | State ID# 137000¦ Pass | Floor 1, Security hallway | NA | NA | NA | NA | 460 | DNA | Electric | DNA | NA | NA | \Classifications\Building System Class\D10-Conveyance Systems\D1010 - Elevator\Elevator,Electric,Pass/Freight - ELE | 1009951
34-C2 | 34-C2 Juvenile Courthouse | 34-C2-D2023-100-BFP01 | BFP01 - Fire, 8 " | Watts | 04743 | 909 8 inch Type: RPDA | OM00027617 | Facility ID#: FA0023831 Device ID#: BD11014433 | South side of facility on Kiefer Blvd -BFP01 - Fire | NA | NA | NA | NA | NA | NA | NA | NA | NA | NA | \Classifications\Building System Class\D20-Plumbing\D2020 - Domestic Water\Backflow Preventer - BFP | 1010104
34-C2 | 34-C2 Juvenile Courthouse | 34-C2-D2023-100-BFP03 | BFP02 - Fire | Watts | 549401 | 909 2" | OM00027640 | Facility ID#: FA0023831 Device ID#: BD110144320 | Bypass on 04743 | NA | NA | NA | NA | NA | NA | NA | NA | NA | NA | \Classifications\Building System Class\D20-Plumbing\D2020 - Domestic Water\Backflow Preventer - BFP | 1010105
34-C2 | 34-C2 Juvenile Courthouse | 34-C2-D2023-100-BFP04 | BFP04 - Domestic | Wilkins | 1944536 | 909 1 1/2" | OM00027639 | Facility ID#: FA0023831 Device ID#: BD11014431 | Bypass on 202601 | NA | NA | NA | NA | NA | NA | NA | NA | NA | NA | \Classifications\Building System Class\D20-Plumbing\D2020 - Domestic Water\Backflow Preventer - BFP | 1010106
34-C2 | 34-C2 Juvenile Courthouse | 34-C2-D2023-100-BFP06 | BFP05 - Landscape | Watts | 205052 | 909 4" | OM00004187 | Facility ID#: FA0023831 Device ID#: BD11014430 | SOUTH SIDE OF BUILDING ,KIEFER BLVD. BFP05 - Landscape | NA | NA | NA | NA | NA | NA | NA | NA | NA | NA | \Classifications\Building System Class\D20-Plumbing\D2020 - Domestic Water\Backflow Preventer - BFP | 1010107
34-C2 | 34-C2 Juvenile Courthouse | 34-C2-D3031-100-PCH06 | Cooling Tower Water Pump PCH06 | Armstrong | 491668 | 4x3x8 4030 | OM00004063 |  | Cooling Tower Enclosure | NA | NA | NA | 15 | 480v | 18.7 amps | Electrical | 3 phase 60 hertz | NA | NA | \Classifications\Building System Class\D30-HVAC Systems\D3030 - Cooling SYS\Chilled Water Pump - PCH | 1010361
34-C2 | 34-C2 Juvenile Courthouse | 34-C2-D5010-200-ESD01 | Main Switch SBR01 | Siemens | 901005222 | 19-18518-A00010-02 | OM00003227 | service disconnect | 1st Floor Main Electrical Rm |  |  |  |  | 600 | 3200 |  | 3 phase 60 hertz |  |  | \Classifications\Building System Class\D50-Electrical SYS\D5010 - Elec Service & Dist\Electical Service and Distribution - ESD | 1010362
34-C2 | 34-C2 Juvenile Courthouse | 34-C2-D3044-125-PHW04 | Heating Hot Water Pump # 4 PHW04 | Armstrong | 491714 | 3x2x10 4030 | OM00029425 |  | Boiler Mechanical Room | NA | NA | NA | 7.5 | 460 | 9.4 | Electrical | 3 phase 60 hertz | NA | NA | \Classifications\Building System Class\D30-HVAC Systems\D3040 - Distribution SYS\Hot Water Pump - PHW | 1010363
34-C2 | 34-C2 Juvenile Courthouse | 34-C2-D3044-125-PHW03 | Heating Hot Water Pump # 3 PHW03 | Armstrong | 491713 | 3x2x10 4030 | OM00029424 |  | Boiler Mechanical Room | NA | NA | NA | 7.5 | 460 | 9.4 | Electrical | 3 phase 60 hertz | NA | NA | \Classifications\Building System Class\D30-HVAC Systems\D3040 - Distribution SYS\Hot Water Pump - PHW | 1010364
34-C2 | 34-C2 Juvenile Courthouse | 34-C2-D3031-100-PCH01 | Chilled Water Pump # 1 PCH01 | Armstrong | 491709 | 3x2x8 4030 | OM00029420 |  | Boiler Mechanical Room | NA | NA | NA | 5 | 460 | 3.9 | Electrical | 3 phase 60 hertz | NA | NA | \Classifications\Building System Class\D30-HVAC Systems\D3030 - Cooling SYS\Chilled Water Pump - PCH | 1010365
34-C2 | 34-C2 Juvenile Courthouse | 34-C2-D3031-100-PCH02 | Chilled Water Pump # 2 PCH02 | Armstrong | 491710 | 3x2x8 4030 | OM00029421 |  | Boiler Mechanical Room | NA | NA | NA | 5 | 460 | 3.9 | electric | 3 phase 60 hertz | NA | NA | \Classifications\Building System Class\D30-HVAC Systems\D3030 - Cooling SYS\Chilled Water Pump - PCH | 1010366
34-C2 | 34-C2 Juvenile Courthouse | 34-C2-D3031-100-PCH03 | Chilled Water Pump # 3 PCH03 | Armstrong | 491711 | 3x2x8 4030 | OM00029422 |  | Boiler Mechanical Room | NA | NA | NA | 5 | 460 | 3.9 | Electrical | 3 phase 60 hertz | NA | NA | \Classifications\Building System Class\D30-HVAC Systems\D3030 - Cooling SYS\Chilled Water Pump - PCH | 1010367
34-C2 | 34-C2 Juvenile Courthouse | 34-C2-D3031-100-PCH04 | Chilled Water Pump # 4 PCH04 | Armstrong | 491712 | 3x2x8 4030 | OM00029423 |  | Boiler Mechanical Room | NA | NA | NA | 5 | 460 | 3.9 | electric | 3 phase 60 hertz | NA | NA | \Classifications\Building System Class\D30-HVAC Systems\D3030 - Cooling SYS\Chilled Water Pump - PCH | 1010368
34-C2 | 34-C2 Juvenile Courthouse | 34-C2-D3044-125-PHW02 | Boiler Hot Water Recirculation Pump # 2 PHW02 | Armstrong | 491064 | 2x2x8 | OM00029426 |  | Boiler Room | NA | NA | NA | 2 | 460 | 3.2 | Electrical | 3 phase 60 hertz | NA | NA | \Classifications\Building System Class\D30-HVAC Systems\D3040 - Distribution SYS\Hot Water Pump - PHW | 1010369
34-C2 | 34-C2 Juvenile Courthouse | 34-C2-G2023-150-PEG01 | Sally Port Hydraulic Gate PEG01 | Electric Power Door | H576 | DNA | OM00029417 |  | Inside Sally Port Garage |  |  |  |  | 460 | 5 | Electrical | 3 phase 60 hertz |  |  | \Classifications\Building System Class\G20-Other Systems\G2020 - Parking Lots\Secured Parking Gate - PEG | 1010370
34-C2 | 34-C2 Juvenile Courthouse | 34-C2-C1020-110-FRD25 | Loading Dock Fire Curtain | Cornell | DNA | M100 | OM00029419 |  | Loading Dock |  |  |  | NA | NA | NA | NA | NA |  |  | \Classifications\Building System Class\C10-General Building Interior\C1020 - Fire Doors\Fire Doors - FRD | 1010371
34-C2 | 34-C2 Juvenile Courthouse | 34-C2-G2023-150-PEG03 | Loading Dock Electric Gate PEG03 | Lift Master/Chamberlin | 514-A4-19446 | H5011L2R | OM00029418 |  | Loading Dock |  |  |  | 0.5 | 115 | 5 |  | 1 phase 60 hertz |  |  | \Classifications\Building System Class\G20-Other Systems\G2020 - Parking Lots\Secured Parking Gate - PEG | 1010372
34-C2 | 34-C2 Juvenile Courthouse | 34-C2-D3040-120-FCU16 | Fan Coil Unit 16 - FCU16 | Carrier | Namplate is covered | 42BHC08BG4L60618 | OM00003716 |  | Sheriff's Control Room | (1) A25 | 18x21x2 (2) | NA | 0.5 | 460 | 1.1 | Electrical | 3 phase 60 hertz | NA | NA | \Classifications\Building System Class\D30-HVAC Systems\D3040 - Distribution SYS\Fan Coil Unit - FCU | 1010373
34-C2 | 34-C2 Juvenile Courthouse | 34-C2-D3040-120-FCU15 | Fan Coil Unit 15 - FCU15 | Carrier | Namplate is covered | 42BH30GG4L62412E | OM00003718 |  | Generator Room | (1) A34 | 29x22x2 (2) | NA | 1 | 460 | 1.9 | Electrical | 3 phase 60 hertz | NA | NA | \Classifications\Building System Class\D30-HVAC Systems\D3040 - Distribution SYS\Fan Coil Unit - FCU | 1010374
34-C2 | 34-C2 Juvenile Courthouse | 34-C2-D3040-120-FCU14 | Fan Coil Unit 14 - FCU14 | Carrier | Namplate is covered | 42BHC16BG4L61410 | OM00003691 |  | 3rd Floor Electrical Rm | (1) A25 | 18x21x2 (2) | NA | 0.5 | 460 | 1.1 | Electrical | 3 phase 60 hertz | NA | NA | \Classifications\Building System Class\D30-HVAC Systems\D3040 - Distribution SYS\Fan Coil Unit - FCU | 1010375
34-C2 | 34-C2 Juvenile Courthouse | 34-C2-D3040-120-FCU13 | Fan Coil Unit 13 - FCU13 | Carrier | Namplate is covered | 42BHC20BG4R61811 | OM00003720 |  | 2nd Floor Electrical Rm | (1) A28 | 18x21x2 (2) | NA | 0.75 | 460 | 1.5 | Electrical | 3 phase 60 hertz | NA | NA | \Classifications\Building System Class\D30-HVAC Systems\D3040 - Distribution SYS\Fan Coil Unit - FCU | 1010376
34-C2 | 34-C2 Juvenile Courthouse | 34-C2-D3040-120-FCU12 | Fan Coil Unit 12 - FCU12 | Carrier | Namplate is covered | 42BHC20BG4R61811 | OM00003711 |  | 1st Floor Electrical Rm | (1) A28 | 20x22x2 (2) | NA | 0.75 | 460 | 1.5 | Electrical | 3 phase 60 hertz | NA | NA | \Classifications\Building System Class\D30-HVAC Systems\D3040 - Distribution SYS\Fan Coil Unit - FCU | 1010377
34-C2 | 34-C2 Juvenile Courthouse | 34-C2-D3040-120-FCU11 | Fan Coil Unit 11 - FCU11 | Carrier | Namplate is covered | 42BHC16BG4L61613 | OM00003690 |  | 3rd Floor Comm. Room | (1) A26 | 18x21x2 (2) | NA | 0.75 | 460 | 1.5 | Electrical | 3 phase 60 hertz | NA | NA | \Classifications\Building System Class\D30-HVAC Systems\D3040 - Distribution SYS\Fan Coil Unit - FCU | 1010378
34-C2 | 34-C2 Juvenile Courthouse | 34-C2-D3040-120-FCU10 | Fan Coil Unit 10 - FCU10 | Carrier | Namplate is covered | 42BHC16BG4L61613 | OM00003692 |  | 3rd Floor Public Hallway Server Room | (1) A34 | 18x21x2 (2) | NA | 0.75 | 460 | 1.5 | Electrical | 3 phase 60 hertz | NA | NA | \Classifications\Building System Class\D30-HVAC Systems\D3040 - Distribution SYS\Fan Coil Unit - FCU | 1010379
34-C2 | 34-C2 Juvenile Courthouse | 34-C2-D3040-120-FCU09 | Fan Coil Unit 09 - FCU09 | Carrier | Namplate is covered | 42BHC12BG4L61012 | OM00003719 |  | 2nd Floor Comm Room | (1) A23 | 18x33x2 (1) | NA | 0.75 | 460 | 1.5 | Electrical | 3 phase 60 hertz | NA | NA | \Classifications\Building System Class\D30-HVAC Systems\D3040 - Distribution SYS\Fan Coil Unit - FCU | 1010380
34-C2 | 34-C2 Juvenile Courthouse | 34-C2-D3040-120-FCU08 | Fan Coil Unit 08 - FCU08 | Carrier | Namplate is covered | 42BHC12BG4L61012 | OM00003689 |  | 2nd Floor Public Hallway Server Room | (1) A26 | 18x33x2 (1) | NA | 0.75 | 460 | 1.5 | Electrical | 3 phase 60 hertz | NA | NA | \Classifications\Building System Class\D30-HVAC Systems\D3040 - Distribution SYS\Fan Coil Unit - FCU | 1010381
34-C2 | 34-C2 Juvenile Courthouse | 34-C2-D3040-120-FCU07 | Fan Coil Unit 07 - FCU07 | Carrier | Namplate is covered | 42BHC16BG4R1620 | OM00003712 |  | Employee Break Room | (1) A26 | 18x21x2 (2) | NA | 0.75 | 460 | 1.5 | Electrical | 3 phase 60 hertz | NA | NA | \Classifications\Building System Class\D30-HVAC Systems\D3040 - Distribution SYS\Fan Coil Unit - FCU | 1010382
34-C2 | 34-C2 Juvenile Courthouse | 34-C2-D3040-120-FCU06 | Fan Coil Unit 06 - FCU06 | Carrier | Namplate is covered | 42BHC16BG4R1620 | OM00003714 |  | MIS Server Room | (1) A26 | 18x21x2 (2) | NA | 0.75 | 460 | 1.5 | Electrical | 3 phase 60 hertz | NA | NA | \Classifications\Building System Class\D30-HVAC Systems\D3040 - Distribution SYS\Fan Coil Unit - FCU | 1010383
34-C2 | 34-C2 Juvenile Courthouse | 34-C2-D3040-120-FCU05 | Fan Coil Unit 05 - FCU05 | Carrier | Namplate is covered | 42BHC16BG4R1620 | OM00003713 |  | Communications Room | (1) A26 | 18x21x2 (2) | NA | 0.75 | 460 | 1.5 | Electric | 3 phase 60 hertz | NA | NA | \Classifications\Building System Class\D30-HVAC Systems\D3040 - Distribution SYS\Fan Coil Unit - FCU | 1010384
34-C2 | 34-C2 Juvenile Courthouse | 34-C2-D3040-120-FCU04 | Fan Coil Unit 04 - FCU04 | Carrier | Namplate is covered | 42BHC16BG4L61712 | OM00003715 |  | Hallway by Room 124 | (1) A26 | 18x21x2 (2) | NA | 0.75 | 460 | 1.5 | Electrical | 3 phase 60 hertz | NA | NA | \Classifications\Building System Class\D30-HVAC Systems\D3040 - Distribution SYS\Fan Coil Unit - FCU | 1010385
34-C2 | 34-C2 Juvenile Courthouse | 34-C2-D3040-120-FCU03 | Fan Coil Unit 03 - FCU03 | Carrier | Namplate is covered | 42BHC08BG4L60911 | OM00003710 |  | Janitor's Closet | (1) A21 | 16x24x2 (1) | NA | 0.5 | 460 | 1.1 | Electrical | 3 phase 60 hertz | NA | NA | \Classifications\Building System Class\D30-HVAC Systems\D3040 - Distribution SYS\Fan Coil Unit - FCU | 1010386
34-C2 | 34-C2 Juvenile Courthouse | 34-C2-D3040-120-FCU02 | Fan Coil Unit 02 - FCU02 | Carrier | Namplate is covered | 42BHC12BG4R1420 | OM00003717 |  | Sheriff's Comm Room | (1) A26 | 18x33x2 (1) | NA | 1 | 460 | 1.9 | Electric | 3 phase 60 hertz | NA | NA | \Classifications\Building System Class\D30-HVAC Systems\D3040 - Distribution SYS\Fan Coil Unit - FCU | 1010387
34-C2 | 34-C2 Juvenile Courthouse | 34-C2-D3040-120-FCU01 | Fan Coil Unit 01 - FCU01 | Carrier | 2437025 | 42BHC20BG4R62213 | OM00039065 |  | Chiller Room | A29 | 24x24x2 (2) | DNA | 3/4 hp | 460 | 1.5 | Electric | 3 phase 60 hertz | NA | NA | \Classifications\Building System Class\D30-HVAC Systems\D3040 - Distribution SYS\Fan Coil Unit - FCU | 1010388
34-C2 | 34-C2 Juvenile Courthouse | 34-C2-D3068-100-BAS01 | Building Automation System Computer and Monitor BAS01 | Siemens | 8QD89P1 | Apogee | OM00029428 |  | Building Engineers Office | NA | NA | NA | DNA | 110 | 2.5 | NA | 1 | DNA | DNA | \Classifications\Building System Class\D30-HVAC Systems\D3060 - Control & Inst Air\Building Automation System - BAS | 1010558
34-C2 | 34-C2 Juvenile Courthouse | 34-C2-D3044-125-PHW05 | Boiler Hot Water Recirculation Pump # 1 PHW01 | Armstrong | 491063 | 2x2x8 4380 | OM00004184 |  | boiler room | NA | NA | NA | 2 | 460 | DNA | Electrical | 3 | NA | NA | \Classifications\Building System Class\D30-HVAC Systems\D3040 - Distribution SYS\Hot Water Pump - PHW | 1012389
34-C2 | 34-C2 Juvenile Courthouse | 34-C2-G2050-200-LSC01 | LANDSCAPE | NA | NA | NA | OM00027623 |  | Exterior Landscape | NA | NA | NA | NA | NA | NA | NA | NA | NA | NA | \Classifications\Building System Class\G20-Other Systems\G2050 - Landscaping\Landscaping - LSC | 1012391
34-C2 | 34-C2 Juvenile Courthouse | 34-C2-D5092-250-ELT106 | Exterior Lighting | MULTIPLE | MULTIPLE | MULTIPLE | OM00027622 |  | EXTERIOR | NA | NA | NA | NA | 277 | DNA | Electrical | 1 | NA | NA | \Classifications\Building System Class\D50-Electrical SYS\D5090 - Elec SYS\Exterior Lighting - ELT | 1012392
34-C2 | 34-C2 Juvenile Courthouse | 34-C2-G2049-300-HSC01 | Hardscape | NA | NA | NA | OM00027624 |  | DNA | NA | NA | NA | NA | NA | NA | NA | NA | NA | NA | \Classifications\Building System Class\G20-Other Systems\G2040 - Site Development\Hardscape - HSC | 1012393
34-C2 | 34-C2 Juvenile Courthouse | 34-C2-D2023-100-BFP05 | Backflow - BFP08 - Boiler | WATTS | 403895 | 909 1 1/2" | OM00027620 | Facility ID#: FA0023831 Device ID# BD0014155 | 151 Boiler room BFP08 - Boiler | [10 empty] | \Classifications\Building System Class\D20-Plumbing\D2020 - Domestic Water\Backflow Preventer - BFP | 1013506
34-C2 | 34-C2 Juvenile Courthouse | 34-C2-D2023-100-BFP07 | BFP06 - Cooling Tower | Watts | 403426 | 909M1TRP 2" | OM00027618 | Facility ID#: FA0023831 Device ID#: BD0014156 | Exterior Cooling Tower Area | NA | NA | NA | NA | NA | NA | NA | NA | NA | NA | \Classifications\Building System Class\D20-Plumbing\D2020 - Domestic Water\Backflow Preventer - BFP | 1014864
34-C2 | 34-C2 Juvenile Courthouse | 34-C2-D2023-100-BFP08 | BFP07 - Chiller | Watts | 103893 | 909M10TRP 1 1/2" | OM00027619 | Facility ID#: FA0023831 Device ID#: BD11014157 | BFP07 - Chiller | NA | NA | NA | NA | NA | NA | NA | NA | NA | NA | \Classifications\Building System Class\D20-Plumbing\D2020 - Domestic Water\Backflow Preventer - BFP | 1014865
34-C2 | 34-C2 Juvenile Courthouse | 34-C2-D3060-100-RDS01 | Refrigerate Leak Detection System | Bracharach | AB04AF0074 | HEM300/RDM-800 | OM00027628 |  | Chiller Room | NA | NA | NA | NA | NA | DNA | NA | DNA | NA | NA | \Classifications\Building System Class\D30-HVAC Systems\D3060 - Control & Inst Air\Refrigerant Leak Detection System - RDS | 1014866
34-C2 | 34-C2 Juvenile Courthouse | 34-C2-D3050-250-ACU05 | Split System FCU-6.5 ACU05 | Carrier | 4409E01335 | 24ABB342A0060010 | OM00027649 |  | ROOF | NA | NA | R-410A | 460 | Other | 8.1 | Electric | 3 | NA | NA | \Classifications\Building System Class\D30-HVAC Systems\D3050 - Package SYS\Air Conditioning,Split System - ACU | 1015255
34-C2 | 34-C2 Juvenile Courthouse | 34-C2-C1020-110-FRD01 | Fire Door ELE06 1st Flr. | Warnock Hersey | DNA | DNA | OM00027638 |  | Fire Door ELE06 1st Flr. | NA | NA |  | Na | NA | DNA | NA | DNA | NA | NA | \Classifications\Building System Class\C10-General Building Interior\C1020 - Fire Doors\Fire Doors - FRD | 1015256
34-C2 | 34-C2 Juvenile Courthouse | 34-C2-C1020-110-FRD02 | Fire Door ELE01 2nd Flr. | Warnock Hersey | DNA | DNA | OM00027633 |  | Fire Door ELE01 2nd Flr. | NA | NA |  | NA | NA | DNA | NA | DNA | NA | NA | \Classifications\Building System Class\C10-General Building Interior\C1020 - Fire Doors\Fire Doors - FRD | 1015257
34-C2 | 34-C2 Juvenile Courthouse | 34-C2-C1020-110-FRD03 | Fire Door ELE02 2nd Flr. | Warnock Hersey | DNA | DNA | OM00027632 |  | Fire Door ELE02 2nd Flr. | NA | NA |  | NA | DNA | DNA | NA | DNA | NA | NA | \Classifications\Building System Class\C10-General Building Interior\C1020 - Fire Doors\Fire Doors - FRD | 1015258
34-C2 | 34-C2 Juvenile Courthouse | 34-C2-C1020-110-FRD04 | Fire Door ELE03 2nd Flr. | Warnock Hersey | DNA | DNA | OM00027631 |  | Fire Door ELE03 2nd Flr. | NA | NA |  | NA | NA | DNA | NA | DNA | NA | NA | \Classifications\Building System Class\C10-General Building Interior\C1020 - Fire Doors\Fire Doors - FRD | 1015259
34-C2 | 34-C2 Juvenile Courthouse | 34-C2-C1020-110-FRD05 | Fire Door ELE01 3rd Flr. | Warnock Hersey | DNA | DNA | OM00027630 |  | Fire Door ELE01 3rd Flr. | NA | NA |  | NA | NA | DNA | NA | DNA | NA | NA | \Classifications\Building System Class\C10-General Building Interior\C1020 - Fire Doors\Fire Doors - FRD | 1015260
34-C2 | 34-C2 Juvenile Courthouse | 34-C2-C1020-110-FRD06 | Fire Door ELE02 3rd Flr. | Warnock Hersey | DNA | DNA | OM00027629 |  | Fire Door ELE02 3rd Flr. | NA | NA |  | NA | NA | DNA | NA | DNA | NA | NA | \Classifications\Building System Class\C10-General Building Interior\C1020 - Fire Doors\Fire Doors - FRD | 1015261
34-C2 | 34-C2 Juvenile Courthouse | 34-C2-C1020-110-FRD07 | Fire Door ELE03 3rd Flr. | Warnock Hersey | DNA | DNA | OM00027652 |  | Fire Door ELE03 3rd Flr. | NA | NA |  | NA | NA | DNA | NA | DNA | NA | NA | \Classifications\Building System Class\C10-General Building Interior\C1020 - Fire Doors\Fire Doors - FRD | 1015262
34-C2 | 34-C2 Juvenile Courthouse | 34-C2-C1020-110-FRD08 | Fire Door ELE06 3rd Flr. | Warnock Hersey | DNA | DNA | OM00027648 |  | Fire Door ELE06 3rd Flr. | NA | NA |  | NA | NA | DNA | NA | DNA | NA | NA | \Classifications\Building System Class\C10-General Building Interior\C1020 - Fire Doors\Fire Doors - FRD | 1015263
34-C2 | 34-C2 Juvenile Courthouse | 34-C2-C1020-110-FRD09 | Fire Door ELE06 2nd Flr. | Warnock Hersey | DNA | DNA | OM00027647 |  | Fire Door ELE06 2nd Flr. | NA | NA |  | NA | NA | DNA | NA | DNA | NA | NA | \Classifications\Building System Class\C10-General Building Interior\C1020 - Fire Doors\Fire Doors - FRD | 1015264
34-C2 | 34-C2 Juvenile Courthouse | 34-C2-C1020-110-FRD10 | Fire Door ELE05 1st Flr. | Warnock Hersey | DNA | DNA | OM00027645 |  | Fire Door ELE05 1st Flr. | NA | NA |  | NA | NA | DNA | NA | DNA | NA | NA | \Classifications\Building System Class\C10-General Building Interior\C1020 - Fire Doors\Fire Doors - FRD | 1015265
34-C2 | 34-C2 Juvenile Courthouse | 34-C2-C1020-110-FRD11 | Fire Door ELE05 2nd Flr. | Warnock Hersey | DNA | DNA | OM00027644 |  | Fire Door ELE05 2nd Flr. | NA | NA |  | NA | NA | DNA | NA | DNA | NA | NA | \Classifications\Building System Class\C10-General Building Interior\C1020 - Fire Doors\Fire Doors - FRD | 1015266
34-C2 | 34-C2 Juvenile Courthouse | 34-C2-C1020-110-FRD12 | Fire Door ELE04 1st Flr. | Warnock Hersey | DNA | DNA | OM00027643 |  | Fire Door ELE04 1st Flr. | NA | NA | NA | NA | NA | DNA | NA | DNA | NA | NA | \Classifications\Building System Class\C10-General Building Interior\C1020 - Fire Doors\Fire Doors - FRD | 1015267
34-C2 | 34-C2 Juvenile Courthouse | 34-C2-C1020-110-FRD13 | Fire Door ELE04 2nd Flr. | Warnock Hersey | DNA | DNA | OM00027642 |  | Fire Door ELE04 2nd Flr. | NA | NA |  | NA | NA | DNA | NA | DNA | NA | NA | \Classifications\Building System Class\C10-General Building Interior\C1020 - Fire Doors\Fire Doors - FRD | 1015268
34-C2 | 34-C2 Juvenile Courthouse | 34-C2-C1020-110-FRD14 | Fire Door ELE04 3rd Flr. | Warnock Hersey | DNA | DNA | OM00027641 |  | Fire Door ELE04 3rd Flr. | NA | NA | NA | NA | NA | DNA | NA | DNA | NA | NA | \Classifications\Building System Class\C10-General Building Interior\C1020 - Fire Doors\Fire Doors - FRD | 1015269
34-C2 | 34-C2 Juvenile Courthouse | 34-C2-C1020-110-FRD15 | Fire Door RM. 302 Public Defenders Window | Warnock Hersey | NA | NA | OM00027653 |  | Fire Door RM. 302 Public Defenders Window | NA | NA |  | NA | NA | DNA | NA | DNA | NA | NA | \Classifications\Building System Class\C10-General Building Interior\C1020 - Fire Doors\Fire Doors - FRD | 1015270
34-C2 | 34-C2 Juvenile Courthouse | 34-C2-C1020-110-FRD16 | Fire Door RM. 302 Public Defenders Window | Warnock Hersey | NA | NA | OM00027654 |  | Fire Door RM. 302 Public Defenders Window | NA | NA |  | NA | NA | DNA | NA | DNA | NA | NA | \Classifications\Building System Class\C10-General Building Interior\C1020 - Fire Doors\Fire Doors - FRD | 1015271
34-C2 | 34-C2 Juvenile Courthouse | 34-C2-C1020-110-FRD17 | Fire Door ELE05 3rd Flr. | Warnock Hersey | DNA | DNA | OM00027655 |  | Fire Door ELE05 3rd Flr. | NA | NA | NA | NA | NA | DNA | NA | DNA | NA | NA | \Classifications\Building System Class\C10-General Building Interior\C1020 - Fire Doors\Fire Doors - FRD | 1015272
34-C2 | 34-C2 Juvenile Courthouse | 34-C2-C1020-110-FRD18 | Fire Door Department 96, 359 Clerks Office | Warnock Hersey | DNA | DNA | OM00027656 |  | Fire Door Department 96, 359 Clerks Office | NA | NA | NA | NA | NA | DNA | NA | DNA | NA | NA | \Classifications\Building System Class\C10-General Building Interior\C1020 - Fire Doors\Fire Doors - FRD | 1015273
34-C2 | 34-C2 Juvenile Courthouse | 34-C2-C1020-110-FRD19 | Fire Door Department 97, 359 Clerks Office | Warnock Hersey | DNA | DNA | OM00027657 |  | Fire Door Department 97, 359 Clerks Office | NA | NA | NA | NA | NA | DNA | NA | DNA | NA | NA | \Classifications\Building System Class\C10-General Building Interior\C1020 - Fire Doors\Fire Doors - FRD | 1015274
34-C2 | 34-C2 Juvenile Courthouse | 34-C2-C1020-110-FRD20 | Fire Door Department 92, 259 Clerks Office | Warnock Hersey | DNA | DNA | OM00027658 |  | Fire Door Department 92, 259 Clerks Office | NA | NA | NA | NA | NA | DNA | NA | DNA | NA | NA | \Classifications\Building System Class\C10-General Building Interior\C1020 - Fire Doors\Fire Doors - FRD | 1015275
34-C2 | 34-C2 Juvenile Courthouse | 34-C2-C1020-110-FRD21 | Fire Door Department 93, 259 Clerks Office | Warnock Hersey | DNA | DNA | OM00027659 |  | Fire Door Department 93, 259 Clerks Office | NA | NA | NA | NA | NA | DNA | NA | DNA | NA | NA | \Classifications\Building System Class\C10-General Building Interior\C1020 - Fire Doors\Fire Doors - FRD | 1015276
34-C2 | 34-C2 Juvenile Courthouse | 34-C2-C1020-110-FRD22 | Fire Door Department 91, 275 Clerks Office | Warnock Hersey | DNA | DNA | OM00027660 |  | Fire Door Department 91, 275 Clerks Office | NA | NA | NA | NA | NA | DNA | NA | DNA | NA | NA | \Classifications\Building System Class\C10-General Building Interior\C1020 - Fire Doors\Fire Doors - FRD | 1015277
34-C2 | 34-C2 Juvenile Courthouse | 34-C2-C1020-110-FRD23 | Fire Door Department 90, 275 Clerks Office | Warnock Hersey | DNA | DNA | OM00027661 |  | Fire Door Department 90, 275 Clerks Office | NA | NA | NA | NA | NA | DNA | NA | DNA | NA | NA | \Classifications\Building System Class\C10-General Building Interior\C1020 - Fire Doors\Fire Doors - FRD | 1015278
34-C2 | 34-C2 Juvenile Courthouse | 34-C2-C1020-110-FRD24 | Fire Door Department 90, 280 Clerks Office | Warnock Hersey | DNA | DNA | OM00027662 |  | Fire Door Department 90, 280 Clerks Office | NA | NA | NA | NA | NA | DNA | NA | DNA | NA | NA | \Classifications\Building System Class\C10-General Building Interior\C1020 - Fire Doors\Fire Doors - FRD | 1015279
34-C2 | 34-C2 Juvenile Courthouse | 34-C2-D5092-100-UPS03 | Uninterruptible Power System #3 | Mitsubishi | No Nameplate on the unit | 7011A | OM00003686 |  | Sheriff Ready Room | NA | NA | NA | NA | 240 | DNA | Electric and lead-sulfuric acid | DNA | NA | NA | \Classifications\Building System Class\D50-Electrical SYS\D5090 - Elec SYS\Uninterruptible Power System - UPS | 1015280
34-C2 | 34-C2 Juvenile Courthouse | 34-C2-C1020-110-FRD26 | Fire Curtain at Medical Records Window | DNA |  | B2 | OM00037407 |  | Medical Records | NA | NA | NA | NA | NA | NA | NA |  | NA | NA | \Classifications\Building System Class\C10-General Building Interior\C1020 - Fire Doors\Fire Doors - FRD | 1015351
34-C2 | 34-C2 Juvenile Courthouse | 34-C2-D5092-100-UPS02 | Uninterruptible Power System #2 | Mitsubishi | DNA | 7011A | OM00003688 |  | Central Comm Room | NA | NA | NA | NA | NA | NA | Electric and lead-sulfuric acid | NA | NA | NA | \Classifications\Building System Class\D50-Electrical SYS\D5090 - Elec SYS\Uninterruptible Power System - UPS | 1015376
34-C2 | 34-C2 Juvenile Courthouse | 34-C2-D2023-310-WBS03 | (2) Water Booster Pump System | Siemens | XARD22-000993 | Micro Master 420 | OM00037406 |  | Grounds | NA | NA | NA | 7.5 |  | NA | Electric |  | NA | NA | \Classifications\Building System Class\D20-Plumbing\D2020 - Domestic Water\Domestic Water Booster System - WBS | 1015377
34-C2 | 34-C2 Juvenile Courthouse | 34-C2-D2017-100-SHW01 | Eye Wash Station | Bradley | NA | NA | OM00037405 |  | Grounds - Cooling Tower Enclosure | [10 empty] | \Classifications\Building System Class\D20-Plumbing\D2010 - Plumb Fix\Showers - SHW | 1015378
34-C2 | 34-C2 Juvenile Courthouse | 34-C2-C1020-110-FRD28 | Fire Door on 1st. Flr. for RM 145 | NA | NA | Warnock Hersey | OM00039062 |  | 1st Flr for RM. 145 | NA | NA | NA | NA | NA | NA | NA | NA | NA | NA | \Classifications\Building System Class\C10-General Building Interior\C1020 - Fire Doors\Fire Doors - FRD | 1018740
34-C2 | 34-C2 Juvenile Courthouse | 34-C2-C1020-110-FRD29 | Fire Door on 1st. Flr. Near RM 139 | NA | NA | Warnock Hersey | OM00039061 |  | 1st Flr. Hallway near RM. 139 | NA | NA | NA | NA | NA | NA | NA | NA | NA | NA | \Classifications\Building System Class\C10-General Building Interior\C1020 - Fire Doors\Fire Doors - FRD | 1018741
34-C2 | 34-C2 Juvenile Courthouse | 34-C2-C1020-110-FRD27 | Fire Door on 1st. Flr. Near RM 134 | NA | NA | Warnock Hersey | OM00039063 |  | 1st Flr. Hallway near RM. 134 | NA | NA | NA | NA | NA | NA | NA | NA | NA | NA | \Classifications\Building System Class\C10-General Building Interior\C1020 - Fire Doors\Fire Doors - FRD | 1018739
34-C2 | 34-C2 Juvenile Courthouse | 34-C2-C1020-110-FRD31 | Fire Door on 3rd. Flr. for RM 350 | NA | NA | Warnock Hersey | OM00039465 |  | 3rd. Flr. for RM. 350 | NA | NA | NA | NA | NA | NA | NA | NA | NA | NA | \Classifications\Building System Class\C10-General Building Interior\C1020 - Fire Doors\Fire Doors - FRD | 1018743
34-C2 | 34-C2 Juvenile Courthouse | 34-C2-C1020-110-FRD30 | Fire Door on 1st. Flr. for RM 145 | Egger Industries | NA | Warnock Hersey | OM00039064 |  | 1st Flr for RM. 145 | NA | NA | NA | NA | NA | NA | NA | NA | NA | NA | \Classifications\Building System Class\C10-General Building Interior\C1020 - Fire Doors\Fire Doors - FRD | 1018742
34-C2 | 34-C2 Juvenile Courthouse | 34-C2-C1020-110-FRD32 | Fire Door on 2nd. Flr. for RM 250 | NA | NA | Warnock Hersey | OM00039067 |  | 2nd. Flr. for RM. 250 | NA | NA | NA | NA | NA | NA | NA | NA | NA | NA | \Classifications\Building System Class\C10-General Building Interior\C1020 - Fire Doors\Fire Doors - FRD | 1018744
34-C2 | 34-C2 Juvenile Courthouse | 34-C2-C1020-110-FRD33 | Fire Door on 2nd. Flr. for RM 269 | NA | NA | Warnock Hersey | OM00039068 |  | 2nd. Flr. for RM. 269 | NA | NA | NA | NA | NA | NA | NA |  | NA | NA | \Classifications\Building System Class\C10-General Building Interior\C1020 - Fire Doors\Fire Doors - FRD | 1018745
34-C2 | 34-C2 Juvenile Courthouse | 34-C2-D2090-230-WIP01 | (3) Water Treatment Chemical Pump System | Pulsatron | 47588 | K4VVC9 | OM00031913 |  | Exterior Cooling Tower Yard | NA | NA | NA | NA | 115 | DNA | Electric | 1 | NA | NA | \Classifications\Building System Class\D20-Plumbing\D2090 - Other Plumbing SYS\Water Treatment Inhibitor Pump - WIP | 1019334
34-C2 | 34-C2 Juvenile Courthouse | 34-C2-C1020-110-FRD34 | Fire Door on 1st. Flr. for RM 118 | NA | NA | NA | OM00039309 |  | Floor 1 Mail Rm. 118 | NA | NA | NA | NA | NA | NA | NA | NA | NA | NA | \Classifications\Building System Class\C10-General Building Interior\C1020 - Fire Doors\Fire Doors - FRD | 1020391
34-C2 | 34-C2 Juvenile Courthouse | 34-C2-C1020-110-FRD35 | Fire Door on 1st. Flr. for RM 105 | NA | NA | NA | OM00039310 |  | 1st Flr. Receptionist/Check in Counter 105 | NA | NA | NA | NA | NA | NA | NA | NA | NA | NA | \Classifications\Building System Class\C10-General Building Interior\C1020 - Fire Doors\Fire Doors - FRD | 1020392
34-C2 | 34-C2 Juvenile Courthouse | 34-C2-C1020-110-FRD36 | Fire Door on 1st. Flr. for RM 105 | NA | NA | NA | OM00039311 |  | 1st Flr. Receptionist/Check in Counter 105 | NA | NA | NA | NA | NA | NA | NA | NA | NA | NA | \Classifications\Building System Class\C10-General Building Interior\C1020 - Fire Doors\Fire Doors - FRD | 1020393
34-C2 | 34-C2 Juvenile Courthouse | 34-C2-D3050-250-ACU07 | Computer Room Split System #2 | Liebert | C16FT20070 | DS0310A16 | OM00031923 |  | CDR is on Roof and CRAC is on 1st. Flr. In Rm. 148 | NA | (1) 25x16x4 (2) 25x20x4 | R-407C | NA | 460 | DNA | Electric | 3 | DNA | NA | \Classifications\Building System Class\D30-HVAC Systems\D3050 - Package SYS\Air Conditioning,Split System - ACU | 1021669
34-C2 | 34-C2 Juvenile Courthouse | 34-C2-D3050-250-ACU06 | Computer Room Split System #1 | Liebert | C16FT20069 | DS0310A16 | OM00031924 |  | CDR is on Roof and CRAC is on 1st. Flr. In Rm. 148 | NA | (1) 25x16x4 (2) 25x20x4 | R-407C | NA | 460 | NA | Electric | 3 | DNA | NA | \Classifications\Building System Class\D30-HVAC Systems\D3050 - Package SYS\Air Conditioning,Split System - ACU | 1021668
34-D1 | 34-D1 Carol Miller Justice Center Court Facility | 34-D1-D3041-110-AHU01 | AIR HANDLER AHU01 | TEMTROL | 4427-8 | DH-117PG | OM00003181 | AH-1 | 4th Flr. Penthouse East Room | (5) 5VX1120 | (4) 24x12x4 ,(25) 24x24x4, (4) 24x12x12, (25) 24x24x12 | NA | 100 | 460 | 116 | Electric | 3 pH, 60hz | NA | NA | \Classifications\Building System Class\D30-HVAC Systems\D3040 - Distribution SYS\Air Handling Unit - AHU | EQ-1004147
34-D1 | 34-D1 Carol Miller Justice Center Court Facility | 34-D1-D3041-110-AHU02 | AIR HANDLER AHU02 | TEMTROL | 44279 | DH-51PG | OM00003180 | NA | 4th Flr. Penthouse East Room | (4) BX120 | (3) 24x12x12 ,(12) 24x24x12, (3) 24x12x4, (12) 24x24x4 | NA | 40 | 460 | 48 | Electrical | 3pH, 60hz | NA | NA | \Classifications\Building System Class\D30-HVAC Systems\D3040 - Distribution SYS\Air Handling Unit - AHU | EQ-1004148
34-D1 | 34-D1 Carol Miller Justice Center Court Facility | 34-D1-D3031-140-CLR01 | CHILLER #1 | TRANE | U90M03387 | RTHA150FLMOLCVL 4LF2LFNN00GQ | OM00003175 |  | 4th Flr. Chiller Room | NA | NA | R-22 | NA | 466 | 1.52 | Electrical | 3 | NA | NA | \Classifications\Building System Class\D30-HVAC Systems\D3030 - Cooling SYS\Chiller, Air Cooled - CLR | EQ-1004151
34-D1 | 34-D1 Carol Miller Justice Center Court Facility | 34-D1-D3031-140-CLR02 | CHILLER #2 | TRANE | U90M03386 | RTHA150FCMOLCVL 4LF2LFNN00GQ | OM00003176 |  | 4th Flr. Chiller Room | NA | NA | R-22 | NA | 460 | 190-300 | NA | 3 Ph, 60Hz | NA | NA | \Classifications\Building System Class\D30-HVAC Systems\D3030 - Cooling SYS\Chiller, Air Cooled - CLR | EQ-1004152
34-D1 | 34-D1 Carol Miller Justice Center Court Facility | 34-D1-D3030-110-CTW01 | CHILLER TOWER CTW01 | EVAPCO | 988612W | AT859B | OM00003172 |  | 3RD FLOOR ROOF | 3B148 | NA | NA | 10 | 460 | 14.5 | NA | 3 Ph 60Hz | NA | NA | \Classifications\Building System Class\D30-HVAC Systems\D3030 - Cooling SYS\Cooling Tower - CTW | EQ-1004153
34-D1 | 34-D1 Carol Miller Justice Center Court Facility | 34-D1-D3050-250-ACU01 | Split System #1 | Mitsubishi Electric | 4YV00731A | PU18EK1 | OM00003173 |  | SE ROOF | NA | NA | R-22 | NA | 208/230 | 22 | Electrical | 1 Ph 60 Hz | NA | NA | \Classifications\Building System Class\D30-HVAC Systems\D3050 - Package SYS\Air Conditioning,Split System - ACU | EQ-1004154
34-D1 | 34-D1 Carol Miller Justice Center Court Facility | 34-D1-D3050-250-ACU02 | Split System #2 | Mitsubishi Electric | 05000 | PU-36G6.US | OM00003170 |  | NW ROOF | NA | NA | R-22 | NA | 208/230 | 22-30 | NA | 1 Ph, 60Hz | NA | NA | \Classifications\Building System Class\D30-HVAC Systems\D3050 - Package SYS\Air Conditioning,Split System - ACU | EQ-1004155
34-D1 | 34-D1 Carol Miller Justice Center Court Facility | 34-D1-D3050-250-ACU03 | Split System #3 | Mitsubishi Electric | 650-0-02834 | PU-36G6.US | OM00003171 |  | NW ROOF | NA | NA | R-22 | NA | 208/230 | 22-30 | NA | 1 Ph, 60Hz | NA | NA | \Classifications\Building System Class\D30-HVAC Systems\D3050 - Package SYS\Air Conditioning,Split System - ACU | EQ-1004156
34-D1 | 34-D1 Carol Miller Justice Center Court Facility | 34-D1-D3050-250-ACU04 | Split System #4 | Mitsubishi Electric | 05000535A | PU-36G6.US | OM00003169 |  | Floor 3 Room 310 South | NA | NA | R-22 | NA | 208/230 | 22-30 | NA | 1Ph, 60Hz | NA | NA | \Classifications\Building System Class\D30-HVAC Systems\D3050 - Package SYS\Air Conditioning,Split System - ACU | EQ-1004157
34-D1 | 34-D1 Carol Miller Justice Center Court Facility | 34-D1-D3050-250-ACU05 | Split System #5 | Mitsubishi Electric | DNA | PUL24EK | OM00003182 |  | N ROOF | NA | NA | R-22 | NA | 208/230 | 16-20 | NA | 1 Ph, 60Hz | NA | NA | \Classifications\Building System Class\D30-HVAC Systems\D3050 - Package SYS\Air Conditioning,Split System - ACU | EQ-1004158
34-D1 | 34-D1 Carol Miller Justice Center Court Facility | 34-D1-D3050-250-ACU06 | Split System #6 | Mitsubishi Electric | 05000284D | PUL-18G6.US | OM00003184 |  | N Side of Roof | NA | NA | R-22 | DNA | 208/230 | 16-20 | NA | 1Ph, 60Hz | NA | NA | \Classifications\Building System Class\D30-HVAC Systems\D3050 - Package SYS\Air Conditioning,Split System - ACU | EQ-1004159
34-D1 | 34-D1 Carol Miller Justice Center Court Facility | 34-D1-D5092-210-GEN01 | GENERATOR | KOHLER | 2209798 | 100RE0ZJD | OM00003185 | #22038 | Exterior SE CORNER | GM52514 | Fuel #1 - GM5006 Fuel #2 - GM50074 Oil - GM32809 | NA | 158 | various | Various | Diesel | 3 Ph, 60Hz | NA | NA | \Classifications\Building System Class\D50-Electrical SYS\D5090 - Elec SYS\Emergency Generator - GEN | EQ-1004160
34-D1 | 34-D1 Carol Miller Justice Center Court Facility | 34-D1-D3041-210-SFN08 | SUPPLY FAN SFN08 | GREENHECK | 91C00481 | TAUB-HT-60-75 | OM00003174 |  | ROOF | AX112 | NA | NA | 7.5 | 208 | 5.3 | Electrical | 3 pH, 60 Hz | NA | NA | \Classifications\Building System Class\D30-HVAC Systems\D3040 - Distribution SYS\Supply/Exhaust/Return fans- FAN | EQ-1004161
34-D1 | 34-D1 Carol Miller Justice Center Court Facility | 34-D1-D2022-100-HWE01 | WATER HEATER HWG01 | AOSMITH | MF95-0030133-S06 | ELSF-20100 | OM00003183 |  | 1st Floor -JANITORIAL CLOSET | NA | NA | NA | NA | DNA | DNA | Electrical | DNA | NA | NA | \Classifications\Building System Class\D20-Plumbing\D2020 - Domestic Water\Domestic Water Heater, Electric - HWE | EQ-1004162
34-D1 | 34-D1 Carol Miller Justice Center Court Facility | 34-D1-D4031-100-FEX51 | Portable, Hand Held, Fire Extinguisher FEX51 | Various | NA | Various | OM00029412 | OM00004074 | NA | NA | NA | NA | NA | NA | NA | NA | NA | NA | NA | \Classifications\Building System Class\D40-Fire Protection SYS\D4030 - FIRE SPEC\Fire Extinguisher - FEX | EQ-1004585
34-D1 | 34-D1 Carol Miller Justice Center Court Facility | 34-D1-D5092-250-EML76 | LIGHT, EMERGENCY, HARDWIRED SYSTEM | Lithonia | NA | Various | OM00029413 | OM00029409 | exit coridors | NA | NA | NA | NA | 277 | 0.15 | Electrical | 3 pH, 60hZ | NA | NA | \Classifications\Building System Class\D50-Electrical SYS\D5090 - Elec SYS\Emergency And Exit Lighting - EML | EQ-1004587
34-D1 | 34-D1 Carol Miller Justice Center Court Facility | 34-D1-D1010-100-ELE01 | ELEVATOR, HYDRAULIC, PASSENGER/FREIGHT ELH01 | Dover | D18146 | DMC-1 | OM00004071 | State ID# 096833 | 1st Flr. Elevator Equipment Room | NA | NA | NA | NA | 460 | 90 | Electric | 3 Ph | NA | NA | \Classifications\Building System Class\D10-Conveyance Systems\D1010 - Elevator\Elevator,Hydraulic,Pass/Freight - ELE | EQ-1004636
34-D1 | 34-D1 Carol Miller Justice Center Court Facility | 34-D1-D3044-125-PHW01 | Heating Hot Water Pump # 1 | Baldor | F490 | JMM-232-18T | OM00004069 | NA | Floor 4 Boiler Room | NA | NA | NA | 5.00 HP | 208 | 14.8 | Electrical | 3 Ph, 60 Hz | NA | NA | \Classifications\Building System Class\D30-HVAC Systems\D3040 - Distribution SYS\Hot Water Pump - PHW | EQ-1005259
34-D1 | 34-D1 Carol Miller Justice Center Court Facility | 34-D1-D3044-125-PHW02 | Heating Hot Water Pump # 2 | Baldor | F1101133041 | JMM-232-18T | OM00004070 | NA | Floor 4 Boiler Room | NA | NA | NA | 5.00 HP | 208 | 14.8 | Electrical | 3 pH, 60hZ | NA | NA | \Classifications\Building System Class\D30-HVAC Systems\D3040 - Distribution SYS\Hot Water Pump - PHW | EQ-1005260
34-D1 | 34-D1 Carol Miller Justice Center Court Facility | 34-D1-D3041-210-SFN01 | Building Purge Fan - Supply | Snyder General | 4WB00286 | 979898-010 | OM00029405 | OM00004076 | Roof / 4th Floor | (1) B75 | NA | NA | 15 | 208 | 10 | Electrical | 3 Ph, 60Hz | NA | NA | \Classifications\Building System Class\D30-HVAC Systems\D3040 - Distribution SYS\Supply/Exhaust/Return fans- FAN | EQ-1005261
34-D1 | 34-D1 Carol Miller Justice Center Court Facility | 34-D1-B2010-100-BLD01 | Building Structure | NA | NA | NA | OM00029410 | NA | NA | NA | NA | NA | NA | NA | NA | NA | NA | NA | NA | \Classifications\Building System Class\B20-General Building Exterior\B2010 - Exterior Walls\Building - BLD | EQ-1007316
34-D1 | 34-D1 Carol Miller Justice Center Court Facility | 34-D1-D2023-100-BFP03 | BFP 03 - Domestic/Fire Bypass - Next to Sallyport in cage | FEB | BD2616 | 825YD 2" RP | OM00004078 | OW0043344 Facility ID#: FA0020764 Device ID# BD0000679 | Grounds Main Parking Lot next to Sallyport in cage - Domestic/Fire notice NSO Bldg. @ Street | NA | NA | NA | NA | NA | NA | NA | NA | NA | NA | \Classifications\Building System Class\D20-Plumbing\D2020 - Domestic Water\Backflow Preventer - BFP | 1009229
34-D1 | 34-D1 Carol Miller Justice Center Court Facility | 34-D1-D2023-100-BFP01 | BFP01 - Irrigation -Front entrance | WIL | Z29196 | 575 2" RP | OM00004080 | OW0043344 Facility ID#: FA0020764 Device ID# BD0000678 | Grounds West Side of building at front entrance - Irrigation Notice describes E Parking Lot Entrance | NA | NA | NA | NA | NA | NA | NA | NA | NA | NA | \Classifications\Building System Class\D20-Plumbing\D2020 - Domestic Water\Backflow Preventer - BFP | 1009231
34-D1 | 34-D1 Carol Miller Justice Center Court Facility | 34-D1-D4010-150-FMS01 | System Extinguishing,Wet Pipe - SEW | NA | NA | NA | OM00004381 |  | DNA | NA | NA | NA | NA | NA | NA | NA | NA | NA | NA | \Classifications\Building System Class\D40-Fire Protection SYS\D4010 - Sprinkler SYS\Fire Systems, stand pipes - FMS | 1009394
34-D1 | 34-D1 Carol Miller Justice Center Court Facility | 34-D1-D5037-710-FAP01 | Fire Alarm Panel - FAP | Silent Knight | NA | 5204PL | OM00029403 |  | Floor 1, Security Control Room | NA | NA | NA | NA | 120 | DNA | Electric | 1 | NA | NA | \Classifications\Building System Class\D50-Electrical SYS\D5030 - Comm & Security\Fire Alarm Panel - FAP | 1009837
34-D1 | 34-D1 Carol Miller Justice Center Court Facility | 34-D1-D2023-310-HWP02 | Domestic Water Pump # 2 HWP02 | Brook | NA | 184JP | OM00029402 | NA | Next to Sallyport | NA | NA | NA | 5 | 460 | 7 | Electrical | 3 phase 60 hertz | NA | NA | \Classifications\Building System Class\D20-Plumbing\D2020 - Domestic Water\Domestic Hot Water Circulating Pump - HWP | 1010397
34-D1 | 34-D1 Carol Miller Justice Center Court Facility | 34-D1-D3031-100-PCH04 | Condensing Pump # 1 - PCH04 | Bell & Gossett | 981974 | 1531 ABC 81/8BF | OM00004384 | P3 | Floor 4 Chiller Room | NA | NA | NA | 10 | 460 | 16.7 | Electrical | 3 phase 60 hertz | NA | NA | \Classifications\Building System Class\D30-HVAC Systems\D3030 - Cooling SYS\Chilled Water Pump - PCH | 1010398
34-D1 | 34-D1 Carol Miller Justice Center Court Facility | 34-D1-D3031-100-PCH05 | Condensing Pump # 2 - PCH05 | Bell & Gossett | 981973 | 1531 ABC 81/8BF | OM00004383 | P4 | Floor 4 Chiller Room | NA | NA | NA | 10 | 460 | 16.7 |  | 3 phase 60 hertz | NA | NA | \Classifications\Building System Class\D30-HVAC Systems\D3030 - Cooling SYS\Chilled Water Pump - PCH | 1010399
34-D1 | 34-D1 Carol Miller Justice Center Court Facility | 34-D1-D3031-100-PCH03 | Chilled Water Pump # 3 - PCH03 | Peerless | 9048081 | 1030 | OM00004385 | P5 | Floor 4 Chiller Room | NA | NA | NA | 15 | 460 | 9.5 | electric | 3 phase 60 hertz | NA | NA | \Classifications\Building System Class\D30-HVAC Systems\D3030 - Cooling SYS\Chilled Water Pump - PCH | 1010400
34-D1 | 34-D1 Carol Miller Justice Center Court Facility | 34-D1-D3031-100-PCH01 | Chilled Water Pump # 1 - PCH01 | Peerless | 9048031 | 1030 | OM00004386 | P6 | Floor 4 Chiller Room | NA | NA | NA | 15 | 460 | 9.5 | electric | 3 phase 60 hertz | NA | NA | \Classifications\Building System Class\D30-HVAC Systems\D3030 - Cooling SYS\Chilled Water Pump - PCH | 1010401
34-D1 | 34-D1 Carol Miller Justice Center Court Facility | 34-D1-D3031-100-PCH02 | Chilled Water Pump # 2 - PCH02 | Peerless | 9048080 | 1030 | OM00004387 | P7 | Floor 4 Chiller Room | NA | NA | NA | 7.5 | 460 | 11.4 | electric | 3 phase 60 hertz | NA | NA | \Classifications\Building System Class\D30-HVAC Systems\D3030 - Cooling SYS\Chilled Water Pump - PCH | 1010402
34-D1 | 34-D1 Carol Miller Justice Center Court Facility | 34-D1-D3042-220-EFN03 | Exhaust Fan # 1 - EFN03 | Marathon | Data Not on the unit | WVM56T17D5309A | OM00004391 | NA | 4th. Floor Air Handler Room | (1) A53 | NA | NA | 1.5 | 460 | 2.1 | Electric | 3 phase 60 hertz | NA | NA | \Classifications\Building System Class\D30-HVAC Systems\D3040 - Distribution SYS\Supply/Exhaust/Return fans- FAN | 1010403
34-D1 | 34-D1 Carol Miller Justice Center Court Facility | 34-D1-D3042-220-EFN04 | Exhaust Fan # 2 - EFN04 | Greenheck | 91000484 | LB-10-4 | OM00029407 | NA | Roof | (1) 3L340 | NA | NA | 0.25 | 115 | 5 | Electric | 1 phase 60 hertz | NA | NA | \Classifications\Building System Class\D30-HVAC Systems\D3040 - Distribution SYS\Supply/Exhaust/Return fans- FAN | 1010404
34-D1 | 34-D1 Carol Miller Justice Center Court Facility | 34-D1-D3041-210-SFN03 | Exhaust Purge Fan # 2 | Greenheck | 91C00486 | RPS-30L-10 | OM00029406 | NA | Roof | (1) A35 | NA | NA | 1 | 460 | 1.9 | Electric | 3 phase 60 hertz | NA | NA | \Classifications\Building System Class\D30-HVAC Systems\D3040 - Distribution SYS\Supply/Exhaust/Return fans- FAN | 1010406
34-D1 | 34-D1 Carol Miller Justice Center Court Facility | 34-D1-D3041-210-SFN05 | Relief Fan # 1 - SFN05 | Baldor | Data Not on the unit | M3161T | OM00004388 |  | Floor 4 Air Handler Room | (2) A46 | NA | NA | 3 | 460 | 8 | Electric | 3 phase 60 hertz | NA | NA | \Classifications\Building System Class\D30-HVAC Systems\D3040 - Distribution SYS\Supply/Exhaust/Return fans- FAN | 1010407
34-D1 | 34-D1 Carol Miller Justice Center Court Facility | 34-D1-D3041-210-SFN06 | Relief Fan # 2 - SFN06 | Baldor | Data Not on the unit | M3161T | OM00004389 |  | Floor 4 Air Handler Room | (2) A46 | NA | NA | 3 | 460 | 8 | Electric | 3 phase 60 hertz | NA | NA | \Classifications\Building System Class\D30-HVAC Systems\D3040 - Distribution SYS\Supply/Exhaust/Return fans- FAN | 1010408
34-D1 | 34-D1 Carol Miller Justice Center Court Facility | 34-D1-D3041-210-SFN07 | Relief Fan # 3 - SFN07 | Baldor | Data Not on the unit | M3161T | OM00004390 |  | Floor 4 Air Handler Room | (2) A46 | NA | NA | 3 | 460 | 8 | Electric | 3 phase 60 hertz | NA | NA | \Classifications\Building System Class\D30-HVAC Systems\D3040 - Distribution SYS\Supply/Exhaust/Return fans- FAN | 1010409
34-D1 | 34-D1 Carol Miller Justice Center Court Facility | 34-D1-D2017-100-SHW01 | Eyewash Station # 1 - SHW01 | Haws | DNA | SP93 | OM00029398 |  | Penthouse | NA | NA | NA | NA | NA | NA | NA | NA | NA | NA | \Classifications\Building System Class\D20-Plumbing\D2010 - Plumb Fix\Showers - SHW | 1010411
34-D1 | 34-D1 Carol Miller Justice Center Court Facility | 34-D1-D2023-100-BFP05 | Hose Bibb Backflow Preventer BFP05 | Watts | 158965 | 800 | OM00029400 | OW0043344 Facility ID#: FA0020764 Device ID# BD0000678 | By SallyPort -BFP05 - Hose Bibb - In Sallyport | NA | NA | NA | NA | NA | NA | NA | NA | NA | NA | \Classifications\Building System Class\D20-Plumbing\D2020 - Domestic Water\Backflow Preventer - BFP | 1010412
34-D1 | 34-D1 Carol Miller Justice Center Court Facility | 34-D1-D1010-100-ELE02 | Elevator passernger/freight hydraulic - ELE02 | Dover | 400078 | 590AJ3 | OM00004072 | State ID# 096834¦ Pass #2 | 1st Flr. Elevator Equipment Room | NA | NA | NA | NA | 460 | 47 | Electrical | 3 Phase 60 Hertz | NA | NA | \Classifications\Building System Class\D10-Conveyance Systems\D1010 - Elevator\Elevator,Hydraulic,Pass/Freight - ELE | 1010414
34-D1 | 34-D1 Carol Miller Justice Center Court Facility | 34-D1-D1010-100-ELE03 | Elevator passernger/freight hydraulic - ELE03 | Dover | 30B651 | 590AH3 | OM00004073 | State ID# 096835¦ Pass #3 | 1st Flr. Elevator Equipment Room | NA | NA | NA | 30 | 460 | 34 | Electrical | 3 Phase 60 Hertz | NA | NA | \Classifications\Building System Class\D10-Conveyance Systems\D1010 - Elevator\Elevator,Hydraulic,Pass/Freight - ELE | 1010415
34-D1 | 34-D1 Carol Miller Justice Center Court Facility | 34-D1-E1091-100-PCE01 | Portable Air Conditioner #1 | Move-N-Cool | 2898-0011 | 155FU-1 | OM00003680 |  | Floor 3 Server Room | NA | Washable | R-22 | NA | 120 | NA | Electrical | 1 | NA | NA | \Classifications\Building System Class\E10-Equipment\E1090 - Other Equipment\Portable, Move and Cool - PCE | 1011511
34-D1 | 34-D1 Carol Miller Justice Center Court Facility | 34-D1-E1091-100-PCE02 | Portable Air Conditioner #2 | Move-N-Cool | 4995-0036 | 155FU-1 | OM00003681 |  | Floor 1 Server Room | NA | Washable | R-22 | NA | DNA | DNA | Electric | DNA | NA | NA | \Classifications\Building System Class\E10-Equipment\E1090 - Other Equipment\Portable, Move and Cool - PCE | 1011512
34-D1 | 34-D1 Carol Miller Justice Center Court Facility | 34-D1-D3050-250-ACU07 | Split System 1st floor Fines Rm #2 | Liebert | S1026N199883 | MC065ALYH7 | OM00039959 |  | Server Room |  |  | R-407C |  | 277 |  | Electrical |  | na | na | \Classifications\Building System Class\D30-HVAC Systems\D3050 - Package SYS\Air Conditioning,Split System - ACU | 1011514
34-D1 | 34-D1 Carol Miller Justice Center Court Facility | 34-D1-D2022-260-HWG03 | Domestic Gas Hot Water Heater #2 | A.O. Smith | 1119M002077 | BT.80.300 | OM00029408 | OM00003179 | Penthouse | NA | NA | NA | NA | NA | NA | Gas | NA | 75100 | 1019/HR | \Classifications\Building System Class\D20-Plumbing\D2020 - Domestic Water\Domestic Water Heater, Gas - HWG | 1012394
34-D1 | 34-D1 Carol Miller Justice Center Court Facility | 34-D1-D3041-150-VFP01 | vav1-225 | Enviro-tech | na | vvfwc11 | OM00034943 |  | west | NA | 14x24x1 | NA | DNA | 120 | 1.85 | Electrical | 1 | NA | NA | \Classifications\Building System Class\D30-HVAC Systems\D3040 - Distribution SYS\VAV, Fan Powered - VFP | 1012395
34-D1 | 34-D1 Carol Miller Justice Center Court Facility | 34-D1-D3041-150-VFP02 | vav 1-110 | Enviro-Tech | DNA | vvfwc11 | OM00034917 |  | west | NA | 24x14x1 | NA | 1/8 | DNA | 1.15 | Electrical | 1 | NA | NA | \Classifications\Building System Class\D30-HVAC Systems\D3040 - Distribution SYS\VAV, Fan Powered - VFP | 1012396
34-D1 | 34-D1 Carol Miller Justice Center Court Facility | 34-D1-D3041-150-VFP03 | VAV 1-111 | Enviro-Tech | DNA | vvfwc11 | OM00034918 |  | west | NA | 14x24x1 | NA | 1.85 | 120 | DNA | Electrical | 1 | NA | NA | \Classifications\Building System Class\D30-HVAC Systems\D3040 - Distribution SYS\VAV, Fan Powered - VFP | 1012397
34-D1 | 34-D1 Carol Miller Justice Center Court Facility | 34-D1-D3041-150-VFP04 | vav1-101 | ENVIRO-TECH | DNA | VVFWC11 | OM00034909 |  | west | NA | 24x14x1 | NA | 1/8 | 120 | 1.15 | NA | 1 | NA | NA | \Classifications\Building System Class\D30-HVAC Systems\D3040 - Distribution SYS\VAV, Fan Powered - VFP | 1012398
34-D1 | 34-D1 Carol Miller Justice Center Court Facility | 34-D1-D3041-150-VFP05 | vav1-102 | Enviro-Tech | DNA | vvfwc11 | OM00034910 |  | west | NA | 24x14x1 | NA | 1/8 | 120 | 1.15 | No Fuel | 1 | NA | NA | \Classifications\Building System Class\D30-HVAC Systems\D3040 - Distribution SYS\VAV, Fan Powered - VFP | 1012399
34-D1 | 34-D1 Carol Miller Justice Center Court Facility | 34-D1-D3041-150-VFP06 | vav1-103 | Enviro-Tech | DNA | vvfwcll | OM00034911 |  | 100 | NA | 24x14x1 | NA | 1/8 | 120 | 1.15 | NA | 1 | NA | NA | \Classifications\Building System Class\D30-HVAC Systems\D3040 - Distribution SYS\VAV, Fan Powered - VFP | 1012400
34-D1 | 34-D1 Carol Miller Justice Center Court Facility | 34-D1-D3041-150-VFP07 | vav1-105 | Enviro-Tech | DNA | vvfwc11 | OM00034913 |  | west | NA | 24x14x1 | NA | DNA | 120 | DNA | Electrical | 1 | NA | NA | \Classifications\Building System Class\D30-HVAC Systems\D3040 - Distribution SYS\VAV, Fan Powered - VFP | 1012401
34-D1 | 34-D1 Carol Miller Justice Center Court Facility | 34-D1-D3041-150-VFP08 | vav1-106 | Enviro-Tech | DNA | vvfwc11 | OM00034914 |  | west | NA | NA | NA | DNA | 120 | DNA | Electrical | 1 | NA | NA | \Classifications\Building System Class\D30-HVAC Systems\D3040 - Distribution SYS\VAV, Fan Powered - VFP | 1012402
34-D1 | 34-D1 Carol Miller Justice Center Court Facility | 34-D1-D3041-150-VFP09 | vav1-107 | Enviro-Tech | DNA | vvfwc11 | OM00034915 |  | west | NA | 14x24x1 | NA | DNA | 120 | DNA | Electrical | 1 | NA | NA | \Classifications\Building System Class\D30-HVAC Systems\D3040 - Distribution SYS\VAV, Fan Powered - VFP | 1012403
34-D1 | 34-D1 Carol Miller Justice Center Court Facility | 34-D1-D3041-150-VFP10 | vav1-108 | Eviro-Tech | DNA | NA | OM00034916 |  | west | NA | 14x24x1 | NA | DNA | 129 | DNA | Electrical | 1 | NA | NA | \Classifications\Building System Class\D30-HVAC Systems\D3040 - Distribution SYS\VAV, Fan Powered - VFP | 1012404
34-D1 | 34-D1 Carol Miller Justice Center Court Facility | 34-D1-D3041-150-VFP11 | vav1-120 | Enviro-Tech | na | vvfwc11 | OM00034920 |  | west | NA | 14x24x1 | NA | 1.85 | 120 | DNA | Electrical | 1 | NA | NA | \Classifications\Building System Class\D30-HVAC Systems\D3040 - Distribution SYS\VAV, Fan Powered - VFP | 1012405
34-D1 | 34-D1 Carol Miller Justice Center Court Facility | 34-D1-D3041-150-VFP12 | vav1-121 | Enviro-Tech | na | vvfc11 | OM00034933 |  | south | NA | 14x24x1 | NA | 1.85 | 120 | na | Electrical | 1 | NA | NA | \Classifications\Building System Class\D30-HVAC Systems\D3040 - Distribution SYS\VAV, Fan Powered - VFP | 1012406
34-D1 | 34-D1 Carol Miller Justice Center Court Facility | 34-D1-D3041-150-VFP13 | vav1-122 | Enviro-Tech | na | vvfwc11 | OM00034921 |  | 120 | NA | 14x24x1 | NA | DNA | 120 | 1.85 | Electrical | 1 | NA | NA | \Classifications\Building System Class\D30-HVAC Systems\D3040 - Distribution SYS\VAV, Fan Powered - VFP | 1012407
34-D1 | 34-D1 Carol Miller Justice Center Court Facility | 34-D1-D3041-150-VFP14 | vav1-123 | Enviro-Tech | na | vvfw11 | OM00034922 |  | south | NA | 14x24x1 | NA | 1.85 | 120 | 1.85 | Electrical | 1 | NA | NA | \Classifications\Building System Class\D30-HVAC Systems\D3040 - Distribution SYS\VAV, Fan Powered - VFP | 1012408
34-D1 | 34-D1 Carol Miller Justice Center Court Facility | 34-D1-D3041-150-VFP15 | vav1-129 | Enviro-Tech | na | vvfwc11 | OM00034923 |  | south | NA | 14x24x1 | NA | DNA | 120 | 1.85 | Electrical | 1 | NA | NA | \Classifications\Building System Class\D30-HVAC Systems\D3040 - Distribution SYS\VAV, Fan Powered - VFP | 1012409
34-D1 | 34-D1 Carol Miller Justice Center Court Facility | 34-D1-D3041-150-VFP16 | vav1-133 | Enviro-tech | na | vvfwc11 | OM00034924 |  | south | NA | 14x24x1 | NA | DNA | 120 | 1.85 | Electrical | 1 | NA | NA | \Classifications\Building System Class\D30-HVAC Systems\D3040 - Distribution SYS\VAV, Fan Powered - VFP | 1012410
34-D1 | 34-D1 Carol Miller Justice Center Court Facility | 34-D1-D3041-150-VFP17 | vav1-134 | Enviro-Tech | na | vvfwc11 | OM00034925 |  | south | NA | 14x24x1 | NA | DNA | 120 | 1.85 | Electrical | 1 | NA | NA | \Classifications\Building System Class\D30-HVAC Systems\D3040 - Distribution SYS\VAV, Fan Powered - VFP | 1012411
34-D1 | 34-D1 Carol Miller Justice Center Court Facility | 34-D1-D3041-150-VFP18 | vav1-135 | Enviro-Tech | na | vvfwc11 | OM00034926 |  | south | NA | 14x24x1 | NA | DNA | 120 | 1.85 | Electrical | 1 | NA | NA | \Classifications\Building System Class\D30-HVAC Systems\D3040 - Distribution SYS\VAV, Fan Powered - VFP | 1012412
34-D1 | 34-D1 Carol Miller Justice Center Court Facility | 34-D1-D3041-150-VFP19 | vav1-136 | Enviro-Tech | na | vvfwc11 | OM00034927 |  | south | NA | 14x24x1 | NA | DNA | 120 | 1.85 | Electrical | 1 | NA | NA | \Classifications\Building System Class\D30-HVAC Systems\D3040 - Distribution SYS\VAV, Fan Powered - VFP | 1012413
34-D1 | 34-D1 Carol Miller Justice Center Court Facility | 34-D1-D3041-150-VFP20 | vav1-137 | Enviro-Tech | na | vvfwc11 | OM00034928 |  | south | NA | 14x24x1 | NA | DNA | 120 | 1.85 | Electrical | 1 | NA | NA | \Classifications\Building System Class\D30-HVAC Systems\D3040 - Distribution SYS\VAV, Fan Powered - VFP | 1012414
34-D1 | 34-D1 Carol Miller Justice Center Court Facility | 34-D1-D3041-150-VFP21 | vav1-138 | Enviro-tech | na | vvfwc11 | OM00034929 |  | south | NA | 14x24x1 | NA | DNA | 120 | 1.85 | Electrical | 1 | NA | NA | \Classifications\Building System Class\D30-HVAC Systems\D3040 - Distribution SYS\VAV, Fan Powered - VFP | 1012415
34-D1 | 34-D1 Carol Miller Justice Center Court Facility | 34-D1-D3041-150-VFP22 | vav1-201 | Enviro-tech | na | vvfwc11 | OM00034930 |  | west | NA | 14x24x1 | NA | DNA | 120 | na | Electrical | 1 | NA | NA | \Classifications\Building System Class\D30-HVAC Systems\D3040 - Distribution SYS\VAV, Fan Powered - VFP | 1012416
34-D1 | 34-D1 Carol Miller Justice Center Court Facility | 34-D1-D3041-150-VFP23 | VAV1-202 | Enviro-tech | na | vvfwc11 | OM00034931 |  | west | NA | 14x24x1 | NA | DNA | 120 | 1.85 | Electrical | 1 | NA | NA | \Classifications\Building System Class\D30-HVAC Systems\D3040 - Distribution SYS\VAV, Fan Powered - VFP | 1012417
34-D1 | 34-D1 Carol Miller Justice Center Court Facility | 34-D1-D3041-150-VFP24 | vav1-203 | Enviro-tech | na | vvfwc11 | OM00034932 |  | west | NA | 14x24x1 | NA | DNA | 120 | 1.85 | Electrical | 1 | NA | NA | \Classifications\Building System Class\D30-HVAC Systems\D3040 - Distribution SYS\VAV, Fan Powered - VFP | 1012418
34-D1 | 34-D1 Carol Miller Justice Center Court Facility | 34-D1-D3041-150-VFP25 | vav1-204 | Enviro-tech | na | vvfwc11 | OM00034934 |  | west | NA | 14x24x1 | NA | DNA | 120 | 1.85 | Electrical | 1 | NA | NA | \Classifications\Building System Class\D30-HVAC Systems\D3040 - Distribution SYS\VAV, Fan Powered - VFP | 1012419
34-D1 | 34-D1 Carol Miller Justice Center Court Facility | 34-D1-D3041-150-VFP26 | vav1-209 | Enviro-tech | na | vvfwc11 | OM00034936 |  | west | NA | 14x24x1 | NA | DNA | 120 | 1.85 | Electrical | 1 | NA | NA | \Classifications\Building System Class\D30-HVAC Systems\D3040 - Distribution SYS\VAV, Fan Powered - VFP | 1012420
34-D1 | 34-D1 Carol Miller Justice Center Court Facility | 34-D1-D3041-150-VFP27 | vav1-210 | Enviro-tech | na | vvfwc11 | OM00034937 |  | west | NA | 14x24x1 | NA | DNA | 120 | 1.85 | Electrical | 1 | NA | NA | \Classifications\Building System Class\D30-HVAC Systems\D3040 - Distribution SYS\VAV, Fan Powered - VFP | 1012421
34-D1 | 34-D1 Carol Miller Justice Center Court Facility | 34-D1-D3041-150-VFP28 | vav1-211 | EDnviro-tech | na | vvfwc11 | OM00034938 |  | west | NA | 14x24x1 | NA | DNA | 120 | 1.85 | Propane | 1 | NA | NA | \Classifications\Building System Class\D30-HVAC Systems\D3040 - Distribution SYS\VAV, Fan Powered - VFP | 1012422
34-D1 | 34-D1 Carol Miller Justice Center Court Facility | 34-D1-D3041-150-VFP29 | vav1-213 | Enviro-tech | na | vvfwc11 | OM00031933 |  | west | NA | (1) 14x24x1 | NA | DNA | 120 | 1.85 | Electrical | 1 | NA | NA | \Classifications\Building System Class\D30-HVAC Systems\D3040 - Distribution SYS\VAV, Fan Powered - VFP | 1012423
34-D1 | 34-D1 Carol Miller Justice Center Court Facility | 34-D1-D3041-150-VFP30 | vav1-217 | Enviro-tech | na | vvfwc11 | OM00034939 |  | west | NA | 14x24x1 | NA | DNA | 120 | 1.85 | Electrical | 1 | NA | NA | \Classifications\Building System Class\D30-HVAC Systems\D3040 - Distribution SYS\VAV, Fan Powered - VFP | 1012424
34-D1 | 34-D1 Carol Miller Justice Center Court Facility | 34-D1-D3041-150-VFP31 | vav1-218 | Enviro-tech | na | vvfwc11 | OM00034940 |  | west | NA | 14x24x1 | NA | DNA | 120 | 1.85 | Electrical | 1 | NA | NA | \Classifications\Building System Class\D30-HVAC Systems\D3040 - Distribution SYS\VAV, Fan Powered - VFP | 1012425
34-D1 | 34-D1 Carol Miller Justice Center Court Facility | 34-D1-D3041-150-VFP32 | vav1-222 | Enviro-tech | na | vvfwc11 | OM00034941 |  | west | NA | 14x24x1 | NA | DNA | 120 | 1.85 | Electrical | 1 | NA | NA | \Classifications\Building System Class\D30-HVAC Systems\D3040 - Distribution SYS\VAV, Fan Powered - VFP | 1012426
34-D1 | 34-D1 Carol Miller Justice Center Court Facility | 34-D1-D3041-150-VFP33 | vav1-224 | Enviro-tech | na | vvfwc11 | OM00031934 |  | west | NA | (1) 14x24x1 | NA | DNA | 120 | 1.85 | Electrical | 1 | NA | NA | \Classifications\Building System Class\D30-HVAC Systems\D3040 - Distribution SYS\VAV, Fan Powered - VFP | 1012427
34-D1 | 34-D1 Carol Miller Justice Center Court Facility | 34-D1-D3041-150-VFP34 | vav1-226 | Enviro-tech | na | vvfwc11 | OM00034944 |  | south | NA | 14x24x1 | NA | DNA | 120 | na | Electrical | 1 | NA | NA | \Classifications\Building System Class\D30-HVAC Systems\D3040 - Distribution SYS\VAV, Fan Powered - VFP | 1012428
34-D1 | 34-D1 Carol Miller Justice Center Court Facility | 34-D1-D3041-150-VFP35 | vav1-228 | Enviro-tech | na | vvfwc11 | OM00034862 |  | south | NA | 14x24x1 | NA | DNA | 120 | 1.85 | Electrical | 1 | NA | NA | \Classifications\Building System Class\D30-HVAC Systems\D3040 - Distribution SYS\VAV, Fan Powered - VFP | 1012429
34-D1 | 34-D1 Carol Miller Justice Center Court Facility | 34-D1-D3041-150-VFP36 | vav1-302 | Enviro-tech | na | vvfwc11 | OM00034864 |  | north | NA | 14x24x1 | NA | DNA | 120 | 11.85 | Electrical | 1 | NA | NA | \Classifications\Building System Class\D30-HVAC Systems\D3040 - Distribution SYS\VAV, Fan Powered - VFP | 1012430
34-D1 | 34-D1 Carol Miller Justice Center Court Facility | 34-D1-D3041-150-VFP37 | vav1-303 | Enviro-tech | na | vvfwc11 | OM00034865 |  | north | NA | 14x24x1 | NA | DNA | 120 | DNA | Electrical | 1 | NA | NA | \Classifications\Building System Class\D30-HVAC Systems\D3040 - Distribution SYS\VAV, Fan Powered - VFP | 1012431
34-D1 | 34-D1 Carol Miller Justice Center Court Facility | 34-D1-D3041-150-VFP38 | vav1-304 | Enviro-tech | na | vvfwc11 | OM00034866 |  | north | NA | 14x24x1 | NA | DNA | 120 | DNA | Electrical | 1 | NA | NA | \Classifications\Building System Class\D30-HVAC Systems\D3040 - Distribution SYS\VAV, Fan Powered - VFP | 1012432
34-D1 | 34-D1 Carol Miller Justice Center Court Facility | 34-D1-D3041-150-VFP39 | vav1-305 | Enviro-tech | na | vvfwc11 | OM00034867 |  | north | NA | 14x24x1 | NA | DNA | 120 | DNA | Electrical | 1 | NA | NA | \Classifications\Building System Class\D30-HVAC Systems\D3040 - Distribution SYS\VAV, Fan Powered - VFP | 1012433
34-D1 | 34-D1 Carol Miller Justice Center Court Facility | 34-D1-D3041-150-VFP40 | vav1-310 | Enviro-tech | na | vvfwc11 | OM00034868 |  | north | NA | 14x24x1 | NA | DNA | 120 | 1.85 | Electrical | 1 | NA | NA | \Classifications\Building System Class\D30-HVAC Systems\D3040 - Distribution SYS\VAV, Fan Powered - VFP | 1012434
34-D1 | 34-D1 Carol Miller Justice Center Court Facility | 34-D1-D3041-150-VFP41 | vav1-311 | enviro-tech | na | vvfwc11 | OM00034869 |  | norht | NA | 14x24x1 | NA | DNA | 120 | 1.85 | Electrical | 1 | NA | NA | \Classifications\Building System Class\D30-HVAC Systems\D3040 - Distribution SYS\VAV, Fan Powered - VFP | 1012435
34-D1 | 34-D1 Carol Miller Justice Center Court Facility | 34-D1-D3041-150-VFP42 | vav1-314 | enviro-tech | na | vvfwc11 | OM00034870 |  | south | NA | 14x24x1 | NA | DNA | 120 | 1.85 | Electrical | 1 | NA | NA | \Classifications\Building System Class\D30-HVAC Systems\D3040 - Distribution SYS\VAV, Fan Powered - VFP | 1012436
34-D1 | 34-D1 Carol Miller Justice Center Court Facility | 34-D1-D3041-150-VFP43 | vav1-317 | enviro-tech | na | vvfwc11 | OM00034871 |  | south | NA | 14x24x1 | NA | DNA | 120 | 1.85 | Electrical | 1 | NA | NA | \Classifications\Building System Class\D30-HVAC Systems\D3040 - Distribution SYS\VAV, Fan Powered - VFP | 1012437
34-D1 | 34-D1 Carol Miller Justice Center Court Facility | 34-D1-D3041-150-VFP44 | vav1-318 | enviro-tech | na | vvfwc11 | OM00034872 |  | south | NA | 14x24x1 | na | DNA | 120 | 1.85 | Electrical | 1 | NA | NA | \Classifications\Building System Class\D30-HVAC Systems\D3040 - Distribution SYS\VAV, Fan Powered - VFP | 1012438
34-D1 | 34-D1 Carol Miller Justice Center Court Facility | 34-D1-D3041-150-VFP45 | vav1-319 | enviro-tech | na | vvfwc11 | OM00029409 |  | south | NA | 14x24x1 | NA | DNA | 120 | 1.85 | Electrical | 1 | NA | NA | \Classifications\Building System Class\D30-HVAC Systems\D3040 - Distribution SYS\VAV, Fan Powered - VFP | 1012439
34-D1 | 34-D1 Carol Miller Justice Center Court Facility | 34-D1-D3041-150-VFP46 | vav1-104 | Enviro-Tech | DNA | vvfwc11 | OM00034912 | court | west | NA | 14x24x1 | NA | 1.8 | 120 | DNA | NA | 1 | NA | NA | \Classifications\Building System Class\D30-HVAC Systems\D3040 - Distribution SYS\VAV, Fan Powered - VFP | 1012440
34-D1 | 34-D1 Carol Miller Justice Center Court Facility | 34-D1-D3041-150-VFP47 | vav-208 | Enviro-tech | na | vvfwc11 | OM00034935 |  | west | NA | 14x24x1 | NA | DNA | 120 | 1.85 | Electrical | 1 | NA | NA | \Classifications\Building System Class\D30-HVAC Systems\D3040 - Distribution SYS\VAV, Fan Powered - VFP | 1012441
34-D1 | 34-D1 Carol Miller Justice Center Court Facility | 34-D1-D3068-100-BAS01 | Building Automation System | Dell | DNA | R5400 | OM00027713 |  | Maintenance Office | NA | NA | NA | DNA | DNA | DNA | Electrical | DNA | NA | NA | \Classifications\Building System Class\D30-HVAC Systems\D3060 - Control & Inst Air\Building Automation System - BAS | 1012442
34-D1 | 34-D1 Carol Miller Justice Center Court Facility | 34-D1-D3068-100-BAS02 | BAS - 02 / Dell Precision R5400 - Rack Mounted (Lower Unit) TAC Server | Dell | 30BQ1P1 | R5400 | OM00027714 |  | Server Room - Accross from Elevator | NA | NA | NA | DNA | 120 VAC - w/2-battery backup APC Units & Dell Monitor | DNA | Electrical | DNA | NA | NA | \Classifications\Building System Class\D30-HVAC Systems\D3060 - Control & Inst Air\Building Automation System - BAS | 1012443
34-D1 | 34-D1 Carol Miller Justice Center Court Facility | 34-D1-D3068-100-BAS03 | Rack Mounted BAS -03 Unit - Delta Server (Upper) | DNA | 16T-00AW-A00 | DNA | OM00027715 |  | Server Room | NA | NA | NA | DNA | 120 VAC w/APC Battery Back Up 12 VDC Batteries | DNA | Electrical | DNA | NA | NA | \Classifications\Building System Class\D30-HVAC Systems\D3060 - Control & Inst Air\Building Automation System - BAS | 1012444
34-D1 | 34-D1 Carol Miller Justice Center Court Facility | 34-D1-E1092-100-TCP01 | Trash Compactor | Marathon | 33161 | Ram Jet RS-88SC | OM00029404 |  | rear of building | NA | NA | NA | 5 | 460 | 5.7 | Electrical | 3 | NA | NA | \Classifications\Building System Class\E10-Equipment\E1090 - Other Equipment\Trash Compactor - TCP | 1012446
34-D1 | 34-D1 Carol Miller Justice Center Court Facility | 34-D1-G2050-200-LSC01 | Exterior Landscape | na | na | na | OM00029415 |  | Exterior Landscape | NA | NA | NA | NA | NA | NA | NA | NA | NA | NA | \Classifications\Building System Class\G20-Other Systems\G2050 - Landscaping\Landscaping - LSC | 1012447
34-D1 | 34-D1 Carol Miller Justice Center Court Facility | 34-D1-D5092-250-ELT93 | lighting exterior | MULTIPLE | MULTIPLE | MULTIPLE | OM00029414 |  | na | NA | NA | NA | NA | 277 | DNA | Electrical | 1 | NA | NA | \Classifications\Building System Class\D50-Electrical SYS\D5090 - Elec SYS\Exterior Lighting - ELT | 1012448
34-D1 | 34-D1 Carol Miller Justice Center Court Facility | 34-D1-G2049-300-HSC01 | Exterior Hardscape | na | na | na | OM00029416 |  | na | NA | NA | NA | NA | NA | NA | NA | NA | NA | NA | \Classifications\Building System Class\G20-Other Systems\G2040 - Site Development\Hardscape - HSC | 1012449
34-D1 | 34-D1 Carol Miller Justice Center Court Facility | 34-D1-D2023-100-BFP08 | BFP02 -Domestic/Fire - Next to Sallyport in cage | AME | LH0767 | C400 4 inch RP | OM00034904 | OW0043344 Facility ID#: FA0020764 Device ID# BD0000680 | Notice - NSO BLDG (C Miller Ct) BFP02 -Domestic/Fire - Next to Sallyport in cage | [10 empty] | \Classifications\Building System Class\D20-Plumbing\D2020 - Domestic Water\Backflow Preventer - BFP | 1013543
34-D1 | 34-D1 Carol Miller Justice Center Court Facility | 34-D1-B2034-400-DOH01 | Roll up door adjacent to generator and trash compactor | DOERR | 2012968L901 | DNA | OM00039951 |  | 1st. Floor Roll up door at loading dock | NA | NA | NA | NA | DNA | 3 | Electric | 3 | NA | NA | \Classifications\Building System Class\B20-General Building Exterior\B2030 - Exterior Doors\Door,Overhead-Shutter,Manual,Elec,Roll-up - DOH | 1014867
34-D1 | 34-D1 Carol Miller Justice Center Court Facility | 34-D1-D3041-150-VFP48 | vav1-112 | Enviro-tech | 9902251337 | vvfwc11 | OM00034919 |  | DNA | NA | DNA | DNA | NA | DNA | DNA | DNA | DNA | NA | NA | \Classifications\Building System Class\D30-HVAC Systems\D3040 - Distribution SYS\VAV, Fan Powered - VFP | 1014868
34-D1 | 34-D1 Carol Miller Justice Center Court Facility | 34-D1-D3041-150-VFP49 | vav1-223 | Enviro-tech | NA | vvfwc11 | OM00034942 |  | DNA | NA | DNA | DNA | NA | DNA | DNA | DNA | DNA | NA | NA | \Classifications\Building System Class\D30-HVAC Systems\D3040 - Distribution SYS\VAV, Fan Powered - VFP | 1014869
34-D1 | 34-D1 Carol Miller Justice Center Court Facility | 34-D1-D3041-150-VFP50 | vav1-227 | Enviro-tech | NA | vvfwc11 | OM00034861 | OM00034961 | DNA | NA | DNA | DNA | NA | DNA | DNA | DNA | DNA | NA | NA | \Classifications\Building System Class\D30-HVAC Systems\D3040 - Distribution SYS\VAV, Fan Powered - VFP | 1014870
34-D1 | 34-D1 Carol Miller Justice Center Court Facility | 34-D1-D3041-150-VFP51 | vav1-301 | Enviro-tech | NA | vvfwc11 | OM00034863 |  | DNA | NA | DNA | DNA | NA | DNA | DNA | DNA | DNA | NA | NA | \Classifications\Building System Class\D30-HVAC Systems\D3040 - Distribution SYS\VAV, Fan Powered - VFP | 1014871
34-D1 | 34-D1 Carol Miller Justice Center Court Facility | 34-D1-G2023-150-PEG01 | Security Parking Gate - PEG | Elite | 2211N2146 | NA | OM00027678 |  | Parking | NA | NA | NA | 1/2 | 110 | 3 | Electric | 1 | NA | NA | \Classifications\Building System Class\G20-Other Systems\G2020 - Parking Lots\Secured Parking Gate - PEG | 1014872
34-D1 | 34-D1 Carol Miller Justice Center Court Facility | 34-D1-G2023-150-PEG02 | Security Parking Gate - PEG | Elite | 2211N2207 | NA | OM00027679 |  | Parking | NA | NA | NA | 1/2 | 110 | 3 | Electric | 1 | NA | NA | \Classifications\Building System Class\G20-Other Systems\G2020 - Parking Lots\Secured Parking Gate - PEG | 1014873
34-D1 | 34-D1 Carol Miller Justice Center Court Facility | 34-D1-D5010-200-ESD01 | Main Switch Board | Siemens | 0542255 | M-55400 | OM00037211 | NA | Electrical Room | NA | NA | NA | NA | 480 | 2000 | Electric | 3 | NA | NA | \Classifications\Building System Class\D50-Electrical SYS\D5010 - Elec Service & Dist\Electical Service and Distribution - ESD | 1015947
34-D1 | 34-D1 Carol Miller Justice Center Court Facility | 34-D1-D5010-234-ATS01 | Automatic Transfer Switch | Kohler | K35310 | K-166541-104 | OM00037210 |  | Electrical Room | NA | NA | NA | NA | 480 | 104 | Electric | 3 | NA | NA | \Classifications\Building System Class\D50-Electrical SYS\D5010 - Elec Service & Dist\Automatic Transfer Switch - ATS | 1015948
34-D1 | 34-D1 Carol Miller Justice Center Court Facility | 34-D1-D3031-100-PCH06 | Chilled WateR PUMP 6 | Baldor | F490 | JMM3154T | OM00037208 | NA | Air Handler Room | NA | NA | NA | NA | 480 | 14.8 | Electric | 3 | NA | NA | \Classifications\Building System Class\D30-HVAC Systems\D3030 - Cooling SYS\Chilled Water Pump - PCH | 1016291
34-D1 | 34-D1 Carol Miller Justice Center Court Facility | 34-D1-D3031-100-PCH07 | Chilled Water PUMP 7 | Baldor | F889 | JMM3154T | OM00037209 | NA | Air Handler Room | NA | NA | NA | NA | 480 | 14.8 | Electric | 3 | NA | NA | \Classifications\Building System Class\D30-HVAC Systems\D3030 - Cooling SYS\Chilled Water Pump - PCH | 1016292
34-D1 | 34-D1 Carol Miller Justice Center Court Facility | 34-D1-D2023-100-BFP09 | BPF04 - Irrigation across the street | Flowmatic | J5204 | RPZE | OM00027685 | OW0043344 Facility ID#: FA0020764 Device ID# BD0000677 | West Parking Lot Etrance | NA | NA | NA | NA | NA | NA | NA |  | NA | NA | \Classifications\Building System Class\D20-Plumbing\D2020 - Domestic Water\Backflow Preventer - BFP | 1016295
34-D1 | 34-D1 Carol Miller Justice Center Court Facility | 34-D1-D2023-310-HWP03 | Domestic Water Pump # 1 HWP01 | Echtop | 140315398 | GA3-AL-TF-182JP-4-B-D-3 | OM00039957 | NA | Gas Shut Off Area | NA | NA | NA | NA | 480 | 10.2 |  |  |  |  | \Classifications\Building System Class\D20-Plumbing\D2020 - Domestic Water\Domestic Hot Water Circulating Pump - HWP | 1016296
34-D1 | 34-D1 Carol Miller Justice Center Court Facility | 34-D1-D3021-130-BLR03 | BOILER BLR01 | Cleaver Brooks | 16010100110206 | Clean Fire-C | OM00031909 | #24135 | Boiler Room | NA | Washable K+N | NA | NA | 115 | 5.5 | Natural gas | 1 | 970,000 | 970,000 | \Classifications\Building System Class\D30-HVAC Systems\D3020 - Heat SYS\Boiler,Hot Water,Oil/Gas/Comb. - BLR | 1018028
34-D1 | 34-D1 Carol Miller Justice Center Court Facility | 34-D1-D3021-130-BLR04 | BOILER BLR02 | Cleaver Brooks | 16010100110205 | Clean Fire-C | OM00031910 | #24410 | Boiler Room | NA | Washable K+N | NA | NA | 115 | 5.5 | Gas | 1 | 970,000 | 970,000 | \Classifications\Building System Class\D30-HVAC Systems\D3020 - Heat SYS\Boiler,Hot Water,Oil/Gas/Comb. - BLR | 1018029
34-D1 | 34-D1 Carol Miller Justice Center Court Facility | 34-D1-D2023-100-BFP10 | BFP06 - Boiler | Watts | 01223 | BFP909MIQT | OM00027691 |  | 4th Floor Boiler Room | NA | NA | NA | NA | NA | NA | NA |  | NA | NA | \Classifications\Building System Class\D20-Plumbing\D2020 - Domestic Water\Backflow Preventer - BFP | 1018824
34-D1 | 34-D1 Carol Miller Justice Center Court Facility | 34-D1-B2033-120-DOR01 | Interior Electric Sliding Entrance Door | Horton Automatic | NA | 4310 | OM00027689 |  | Front Entrance | NA | NA | NA | NA | 120 | 15 | Electric | 1 | NA | NA | \Classifications\Building System Class\B20-General Building Exterior\B2030 - Exterior Doors\Door,Automatic-Sliding,Revolving - DOR | 1018925
34-D1 | 34-D1 Carol Miller Justice Center Court Facility | 34-D1-B2033-120-DOR02 | Exterior Electric Sliding Entrance Door | Horton Automatic | NA | 4310 | OM00027690 |  | Front Entrance | NA | NA | NA | NA | 120 | 15 | Electric | 1 | NA | NA | \Classifications\Building System Class\B20-General Building Exterior\B2030 - Exterior Doors\Door,Automatic-Sliding,Revolving - DOR | 1018926
34-D1 | 34-D1 Carol Miller Justice Center Court Facility | 34-D1-B3010-100-RUF02 | Roof | NA | NA | 80mil TPO | OM00039301 | OM00029411 | Roof | NA | NA | NA | NA | NA | NA | NA | NA | NA | NA | \Classifications\Building System Class\B30-Roofing\B3010 - Roof Types\Roof - RUF | 1020381
34-D1 | 34-D1 Carol Miller Justice Center Court Facility | 34-D1-C1020-110-FRD01 | Double Fire Doors in Hallway to Childresn's Waiting Room/Cafeteria | Stiles | NA | WHI-052480 | OM00039948 |  | Floor 1 Hallway | NA | NA | NA | NA | NA | NA | NA | NA | NA | NA | \Classifications\Building System Class\C10-General Building Interior\C1020 - Fire Doors\Fire Doors - FRD | 1020382
34-D1 | 34-D1 Carol Miller Justice Center Court Facility | 34-D1-C1020-110-FRD02 | Double Fire Doosr to Cafeteria Entrance | Stiles | NA | WHI-052480 | OM00039949 |  | Floor 1 Cafeteria | NA | NA | NA | NA | NA | NA | NA | NA | NA | NA | \Classifications\Building System Class\C10-General Building Interior\C1020 - Fire Doors\Fire Doors - FRD | 1020383
34-D1 | 34-D1 Carol Miller Justice Center Court Facility | 34-D1-C1020-110-FRD03 | Double Fire Doors to Cafeteria Exit | Stiles | NA | WHI-052480 | OM00039950 |  | Floor 1 Cafeteria | NA | NA | NA | NA | NA | NA | NA | NA | NA | NA | \Classifications\Building System Class\C10-General Building Interior\C1020 - Fire Doors\Fire Doors - FRD | 1020384
34-D1 | 34-D1 Carol Miller Justice Center Court Facility | 34-D1-C1020-110-FRD04 | Double Fire Doors to RM100 Entrance Door | Stiles | NA | WHI-052480 | OM00039946 |  | Floor 1 Room 100 | NA | NA | NA | NA | NA | NA | NA | NA | NA | NA | \Classifications\Building System Class\C10-General Building Interior\C1020 - Fire Doors\Fire Doors - FRD | 1020385
34-D1 | 34-D1 Carol Miller Justice Center Court Facility | 34-D1-C1020-110-FRD05 | Double Fire Doors to RM100 Exit Door | Stiles | NA | WHI-052480 | OM00039947 |  | Floor 1 Room 100 | NA | NA | NA | NA | NA | NA | NA | NA | NA | NA | \Classifications\Building System Class\C10-General Building Interior\C1020 - Fire Doors\Fire Doors - FRD | 1020386
34-D1 | 34-D1 Carol Miller Justice Center Court Facility | 34-D1-C1020-110-FRD06 | Double Fire Doors to RM200 Entrance | Stiles | NA | WHI-052480 | OM00039297 |  | Floor 2 Room 200 | NA | NA | NA | NA | NA | NA | NA | NA | NA | NA | \Classifications\Building System Class\C10-General Building Interior\C1020 - Fire Doors\Fire Doors - FRD | 1020387
34-D1 | 34-D1 Carol Miller Justice Center Court Facility | 34-D1-C1020-110-FRD07 | Double Fire Doors to RM200 Exit | Stiles | NA | WHI-052480 | OM00039298 |  | Floor 2 Room 200 | NA | NA | NA | NA | NA | NA | NA | NA | NA | NA | \Classifications\Building System Class\C10-General Building Interior\C1020 - Fire Doors\Fire Doors - FRD | 1020388
34-D1 | 34-D1 Carol Miller Justice Center Court Facility | 34-D1-G2023-160-PEB01 | Staff Parking Entrance Barrier | Amano Cincinnati Inc. | 694009570 | AGP-1710 | OM00039299 |  | Staff Parking lot across the street | NA | NA | NA | NA | 120 | 6.22 | Electric | 1 | NA | NA | \Classifications\Building System Class\G20-Other Systems\G2020 - Parking Lots\Security Parking Electric Barrier - PEB | 1020389
34-D1 | 34-D1 Carol Miller Justice Center Court Facility | 34-D1-G2023-160-PEB02 | Staff Parking Exit Barrier | Amano Cincinnati Inc. | 694009378 | AGP-1710 | OM00039300 |  | Staff Parking lot across the street | NA | NA | NA | NA | 120 | 6.22 | Electric | 1 | NA | NA | \Classifications\Building System Class\G20-Other Systems\G2020 - Parking Lots\Security Parking Electric Barrier - PEB | 1020390
34-D1 | 34-D1 Carol Miller Justice Center Court Facility | 34-D1-D1013-310-WCL01 | Wheel Chair Lift Non operational to be landed & power disconnected | GT Manucaturing | D078371 | The Equalizer | OM00027677 | State ID#: 160745 | Dept 87 Courtroom | NA | NA | NA | NA | 120 | 9 | Electric | DNA | NA | NA | \Classifications\Building System Class\D10-Conveyance Systems\D1010 - Elevator\Wheelchair Lift - WCL | 1022652
34-H1 | 34-H1 Galt Court | 34-H1-B2010-100-BLD01 | Building Structure | NA | NA | NA | DNA |  | NA | NA | NA | NA | NA | NA | NA | NA | NA | NA | NA | \Classifications\Building System Class\B20-General Building Exterior\B2010 - Exterior Walls\Building - BLD | EQ-1007318
34-H1 | 34-H1 Galt Court | 34-H1-B3010-100-RUF01 | Roofing Systems | NA | NA | NA | DNA |  | NA | NA | NA | NA | NA | NA | NA | NA | NA | NA | NA | \Classifications\Building System Class\B30-Roofing\B3010 - Roof Types\Roof - RUF | EQ-1007495
35-C1 | 35-C1 New Hollister Courthouse | 35-C1-D3031-100-PCH01 | Chilled water pump #1 | Bell & Gossett | #PH012455-B | 1510 2.5BB 8.25BF | OM00032835 | DNA | Equipment yard | NA | NA | NA | 7.5 | 460 | 9.4 | Electric | 3 | NA | NA | \Classifications\Building System Class\D30-HVAC Systems\D3030 - Cooling SYS\Chilled Water Pump - PCH | 1016433
35-C1 | 35-C1 New Hollister Courthouse | 35-C1-D3031-100-PCH02 | Chilled water pump #2 | Bell & Gossett | #PH012455-A | 1510 2.5BB 8.25BF | OM00032834 | DNA | Equipment yard | NA | NA | NA | AAA | 460 | 9.4 | Electric | 3 | NA | NA | \Classifications\Building System Class\D30-HVAC Systems\D3030 - Cooling SYS\Chilled Water Pump - PCH | 1016434
35-C1 | 35-C1 New Hollister Courthouse | 35-C1-D3050-250-ACU01 | A/C 2A/2B indoor/outdoor unit | Liebert | Y13C303466, Y13CG18715 | DME020E-PC75878, PFH020ACPL7 | OM00032846 | DNA | Elevator room 1 and Roof | NA | NA | R-407C | 1/4 | 208/230 | 1.4 and 12.1 | Electric | 1 | NA | NA | \Classifications\Building System Class\D30-HVAC Systems\D3050 - Package SYS\Air Conditioning,Split System - ACU | 1016435
35-C1 | 35-C1 New Hollister Courthouse | 35-C1-D3050-250-ACU02 | A/C 3A/3B indoor/outdoor unit | Liebert | Y13C303476, Y13CG18719 | DME037E-PC7, PFH037ACPL7 | OM00032847 | DNA | Roof | NA | NA | R-407C | 1/6, 1/9 and 1/4 | 208/230 | 2.2 and 19.3 | Electric | 1 | NA | NA | \Classifications\Building System Class\D30-HVAC Systems\D3050 - Package SYS\Air Conditioning,Split System - ACU | 1016436
35-C1 | 35-C1 New Hollister Courthouse | 35-C1-D3050-250-ACU03 | A/C 4A/4B indoor/outdoor unit | Liebert | Y13CBI4618, Y13CB18725 | MMD60E7CH0L0, PFH067ACYL7 | OM00032848 | DNA | Tech office and Roof | NA | 20x20x2= 4 | R-407C | 1.5 and 1/2 | 208/230 | 15.4 and 24/1 | Electric | 3 | NA | NA | \Classifications\Building System Class\D30-HVAC Systems\D3050 - Package SYS\Air Conditioning,Split System - ACU | 1016437
35-C1 | 35-C1 New Hollister Courthouse | 35-C1-D3050-250-ACU04 | A/C 5A/5B indoor/outdoor unit | Liebert | Y13CB14677, Y13CB18716 | PFH027ACPL7 | OM00032849 | DNA | Roof | NA | 20x20x2= 4 | R-407c | 1.5 and 1/4 | 208/230 | 5.2 and 13.4 | Electric | 3 and 1 | NA | NA | \Classifications\Building System Class\D30-HVAC Systems\D3050 - Package SYS\Air Conditioning,Split System - ACU | 1016438
35-C1 | 35-C1 New Hollister Courthouse | 35-C1-D3050-250-ACU05 | A/C 1A/1B Split system indoor unit | Liebert | Y13C303469, 413CG18721 | DNE037E-PC7, PFH037ACPL7 | OM00032845 | DNA | Elevator equipment room and Roof | NA | NA | R-407C | 1/6, 1/9 and 1/5 | 208/230 | 2.2 and 19.3 | Electric | 1 | NA | NA | \Classifications\Building System Class\D30-HVAC Systems\D3050 - Package SYS\Air Conditioning,Split System - ACU | 1016439
35-C1 | 35-C1 New Hollister Courthouse | 35-C1-D3041-110-AHU01 | Air handler East | Climate Craft | 23952 | CAH78X114E | OM00032851 | DNA | Roof | NA | 16= 24x20x2 , 16= 20x20x12 bag | NA | 5 | 460 | NA | Electric | 3 | NA | NA | \Classifications\Building System Class\D30-HVAC Systems\D3040 - Distribution SYS\Air Handling Unit - AHU | 1016440
35-C1 | 35-C1 New Hollister Courthouse | 35-C1-D3041-110-AHU02 | Air handler West | Climate Craft | 23951 | CAH84x120E | OM00032850 | DNA | Roof | NA | 16= 24x20x2 , 16= 20x20x12 bag | NA | 5, 7.5, 10 | 460 | NA | Electric | 3 | NA | NA | \Classifications\Building System Class\D30-HVAC Systems\D3040 - Distribution SYS\Air Handling Unit - AHU | 1016441
35-C1 | 35-C1 New Hollister Courthouse | 35-C1-D3031-240-CDR01 | Evaporative condensing chiller | AAON | 201302-BAAJ00030 | LL-105-0-DB0N-00 | OM00032833 | DNA | Service Yard | NA | NA | R-410A | NA | 460 | 225 | NA | 3 | NA | NA | \Classifications\Building System Class\D30-HVAC Systems\D3030 - Cooling SYS\Condensing Unit, Water Cooled - CDR | 1016442
35-C1 | 35-C1 New Hollister Courthouse | 35-C1-D3021-130-BLR01 | Hot water boiler #1 | Unical | 606-09-0735 | MLX606 H Modulex 160 | OM00032836 | DNA | Boiler equipment room | NA | NA | NA | NA | 120 | 12 | Natural gas | 1 | 606000 | 557520 | \Classifications\Building System Class\D30-HVAC Systems\D3020 - Heat SYS\Boiler,Hot Water,Oil/Gas/Comb. - BLR | 1016443
35-C1 | 35-C1 New Hollister Courthouse | 35-C1-D3021-130-BLR02 | Hot water boiler #2 | Unical | 606-09-0730 | MLX606 H Modulex 160 | OM00032837 | DNA | Boiler equipment room | NA | NA | NA | NA | 120 | 12 | Natural gas | 1 | 606000 | 5575120 | \Classifications\Building System Class\D30-HVAC Systems\D3020 - Heat SYS\Boiler,Hot Water,Oil/Gas/Comb. - BLR | 1016444
35-C1 | 35-C1 New Hollister Courthouse | 35-C1-D2022-260-HWG01 | Hot water heater | State | 1318M001312 | SHE50100NE124 | OM00032842 | DNA | Boiler equipment room | NA | NA | NA | NA | 120 | 5 | Gas | 1 | 10000 | NA | \Classifications\Building System Class\D20-Plumbing\D2020 - Domestic Water\Domestic Water Heater, Gas - HWG | 1016445
35-C1 | 35-C1 New Hollister Courthouse | 35-C1-D3044-125-PHW01 | Hot water pump #1 | Bell & Gossett | PH012454-B | 1510 1.25BC 7.875BF | OM00032843 | DNA | Boiler equipment room | NA | NA | NA | 3 | 460 | 4.2 | Electric | 3 | NA | NA | \Classifications\Building System Class\D30-HVAC Systems\D3040 - Distribution SYS\Hot Water Pump - PHW | 1016446
35-C1 | 35-C1 New Hollister Courthouse | 35-C1-D3044-125-PHW02 | Hot water pump #2 | Bell & Gossett | PH012454-A | 1510 1.25BC 7.875BF | OM00032844 | DNA | Boiler equipment room | NA | NA | NA | 3 | 460 | 4.2 | Electric | 3 | NA | NA | \Classifications\Building System Class\D30-HVAC Systems\D3040 - Distribution SYS\Hot Water Pump - PHW | 1016447
35-C1 | 35-C1 New Hollister Courthouse | 35-C1-G2023-150-PEG01 | Judges secure parking access gate | TYMETAL | 101200124 | 111278 | OM00032841 | DNA | Judges secure parking yard | NA | NA | NA | 1 | 208 | 7 | Electric | 3 | NA | NA | \Classifications\Building System Class\G20-Other Systems\G2020 - Parking Lots\Secured Parking Gate - PEG | 1016448
35-C1 | 35-C1 New Hollister Courthouse | 35-C1-G2023-150-PEG02 | Sally port exit gate #2 | TYMETAL | 21300107 | 111278 | OM00032839 | DNA | Judges secure parking yard | NA | NA | NA | 1 | 208 | 7 | Electric | 3 | NA | NA | \Classifications\Building System Class\G20-Other Systems\G2020 - Parking Lots\Secured Parking Gate - PEG | 1016449
35-C1 | 35-C1 New Hollister Courthouse | 35-C1-G2023-150-PEG03 | Sally port entry gate | TYMETAL | 21300108 | 111278 | OM00032840 | DNA | Judges secure parking yard | NA | NA | NA | 1 | 208 | 7 | Electric | 3 | NA | NA | \Classifications\Building System Class\G20-Other Systems\G2020 - Parking Lots\Secured Parking Gate - PEG | 1016450
35-C1 | 35-C1 New Hollister Courthouse | 35-C1-G2023-150-PEG04 | Service yard access gate | TYMETAL | DNA | 111278 | OM00032838 | DNA | Judges secure parking yard | NA | NA | NA | NA | NA | NA | NA | NA | NA | NA | \Classifications\Building System Class\G20-Other Systems\G2020 - Parking Lots\Secured Parking Gate - PEG | 1016451
35-C1 | 35-C1 New Hollister Courthouse | 35-C1-B2010-100-BLD01 | Building Assets New Courthouse | NA | NA | NA | OM00032855 | NA | [11 empty] | \Classifications\Building System Class\B20-General Building Exterior\B2010 - Exterior Walls\Building - BLD | 1016526
35-C1 | 35-C1 New Hollister Courthouse | 35-C1-D5011-240-TRN01 | Transformer | Square D | 6500093420 | Cat no# hm225t208ncu | OM00032864 |  | Floor 1 Electrical room |  |  |  |  | 480 - 208 x 177 | 270.6 |  |  |  |  | \Classifications\Building System Class\D50-Electrical SYS\D5010 - Elec Service & Dist\Transformer - TRN | 1016662
35-C1 | 35-C1 New Hollister Courthouse | 35-C1-D4031-100-FEX26 | Fire extinguishers | JL industries | NA | B456 | OM00032852 | [12 empty] | \Classifications\Building System Class\D40-Fire Protection SYS\D4030 - FIRE SPEC\Fire Extinguisher - FEX | 1016663
35-C1 | 35-C1 New Hollister Courthouse | 35-C1-D2023-100-BFP01 | Backflow Preventer - BFP01 | Watts | 4330 | LF009M2QT | OM00032866 |  | Chiller equipment yard | [10 empty] | \Classifications\Building System Class\D20-Plumbing\D2020 - Domestic Water\Backflow Preventer - BFP | 1016664
35-C1 | 35-C1 New Hollister Courthouse | 35-C1-D3068-100-BAS01 | BAS system | Honeywell |  | WEB-700 | OM00032878 |  | BAS room |  |  |  |  | 120 |  |  | 1 |  |  | \Classifications\Building System Class\D30-HVAC Systems\D3060 - Control & Inst Air\Building Automation System - BAS | 1016665
35-C1 | 35-C1 New Hollister Courthouse | 35-C1-D2017-100-SHW01 | Eye wash | Haws |  | TWBS.EW.H | OM00032876 |  | Floor 1 Chiller | [10 empty] | \Classifications\Building System Class\D20-Plumbing\D2010 - Plumb Fix\Showers - SHW | 1016666
35-C1 | 35-C1 New Hollister Courthouse | 35-C1-D2022-100-HWE01 | Hot Water heater | Chronomite | 876555 | 5R-30L/120-P | OM00032883 |  | Floor 2 Bathroom |  |  |  |  | 208 | 40 |  | 1 |  |  | \Classifications\Building System Class\D20-Plumbing\D2020 - Domestic Water\Domestic Water Heater, Electric - HWE | 1016667
35-C1 | 35-C1 New Hollister Courthouse | 35-C1-D2022-100-HWE02 | Hot Water heater | Chronomite | 871208 | 5R-40/208 | OM00032882 |  | counter |  |  |  |  | 208 | 40 |  | 1 |  |  | \Classifications\Building System Class\D20-Plumbing\D2020 - Domestic Water\Domestic Water Heater, Electric - HWE | 1016668
35-C1 | 35-C1 New Hollister Courthouse | 35-C1-D2022-100-HWE06 | Hot Water heater | Chronomite | 667817 | 5R-40/208 | OM00032884 |  | Floor 2 Janitor's closet |  |  |  |  | 208 | 40 |  | 1 |  |  | \Classifications\Building System Class\D20-Plumbing\D2020 - Domestic Water\Domestic Water Heater, Electric - HWE | 1016672
35-C1 | 35-C1 New Hollister Courthouse | 35-C1-D2022-100-HWE03 | Hot Water heater | Chronomite | 874029 | 5R-30l/120p | OM00032880 |  | Floor 2 Bathroom sink |  |  |  |  | 120 | 30 |  | 1 |  |  | \Classifications\Building System Class\D20-Plumbing\D2020 - Domestic Water\Domestic Water Heater, Electric - HWE | 1016669
35-C1 | 35-C1 New Hollister Courthouse | 35-C1-D2022-100-HWE04 | Hot Water heater | Chronomite | 874031 | 5R-30l/120p | OM00032879 |  | Floor 2 Bathroom sink |  |  |  |  | 120 | 30 |  | 1 |  |  | \Classifications\Building System Class\D20-Plumbing\D2020 - Domestic Water\Domestic Water Heater, Electric - HWE | 1016670
35-C1 | 35-C1 New Hollister Courthouse | 35-C1-D2022-100-HWE05 | Hot Water heater | Chronomite | 876556 | 5R-30l/120 | OM00032881 |  | Floor 2 Counter |  |  |  |  | 120 | 30 |  | 1 |  |  | \Classifications\Building System Class\D20-Plumbing\D2020 - Domestic Water\Domestic Water Heater, Electric - HWE | 1016671
35-C1 | 35-C1 New Hollister Courthouse | 35-C1-D2023-100-BFP02 | Backflow Preventer 4" - BFP02 | Wilkins | X24261 | 375A 4" | OM00032861 | Acct#: 317-0798-00 | Landscape | [10 empty] | \Classifications\Building System Class\D20-Plumbing\D2020 - Domestic Water\Backflow Preventer - BFP | 1016673
35-C1 | 35-C1 New Hollister Courthouse | 35-C1-D2023-100-BFP03 | Backflow Preventer 2" - BFP03 | Wilkins | 3607926 | 975XL 2" | OM00032862 | Acct#: 317-0798-00 | Floor 1 Outside boiler room | [10 empty] | \Classifications\Building System Class\D20-Plumbing\D2020 - Domestic Water\Backflow Preventer - BFP | 1016674
35-C1 | 35-C1 New Hollister Courthouse | 35-C1-D5037-710-FAP01 | Fire panel Main | Notifier | SN-ISA28515 | NSF2640 | OM00032874 |  | Floor 1 Electrical room |  |  |  |  | 120 | [5 empty] | \Classifications\Building System Class\D50-Electrical SYS\D5030 - Comm & Security\Fire Alarm Panel - FAP | 1016675
35-C1 | 35-C1 New Hollister Courthouse | 35-C1-G2049-300-HSC01 | Hardscape |  | NA |  | OM00032854 |  | Exterior | [10 empty] | \Classifications\Building System Class\G20-Other Systems\G2040 - Site Development\Hardscape - HSC | 1016676
35-C1 | 35-C1 New Hollister Courthouse | 35-C1-D5092-250-EML166 | Lighting, Emergency,& Exit | Various | NA |  | OM00032856 | [12 empty] | \Classifications\Building System Class\D50-Electrical SYS\D5090 - Elec SYS\Emergency And Exit Lighting - EML | 1016679
35-C1 | 35-C1 New Hollister Courthouse | 35-C1-G2050-200-LSC01 | Landscaping | Various | NA |  | OM00032857 |  | Exterior | [10 empty] | \Classifications\Building System Class\G20-Other Systems\G2050 - Landscaping\Landscaping - LSC | 1016677
35-C1 | 35-C1 New Hollister Courthouse | 35-C1-D5092-250-ELT01 | Lighting Exterior | Various | NA |  | OM00032853 |  | Exterior | [10 empty] | \Classifications\Building System Class\D50-Electrical SYS\D5090 - Elec SYS\Exterior Lighting - ELT | 1016678
35-C1 | 35-C1 New Hollister Courthouse | 35-C1-D5092-100-UPS01 | LUPS Emergency lighting LUPS | DNA | WR1362 | WR020H09LHT3-VA | OM00032875 |  | Floor 1 Room 190 | [6 empty] | Electric and lead-sulfuric acid |  |  |  | \Classifications\Building System Class\D50-Electrical SYS\D5090 - Elec SYS\Uninterruptible Power System - UPS | 1016680
35-C1 | 35-C1 New Hollister Courthouse | 35-C1-G2023-150-PEG05 | Parking gate (Employee entrance) | DKS doorking inc. | 9175 | 1601-080 | OM00032867 |  | Secure parking lot |  |  |  | 41276 | 115 | 5.4 |  | 1 |  |  | \Classifications\Building System Class\G20-Other Systems\G2020 - Parking Lots\Secured Parking Gate - PEG | 1016682
35-C1 | 35-C1 New Hollister Courthouse | 35-C1-D5010-200-ESD01 | Main Switch | Masterpact | 85202254901 | NW12N Catno#wl1ccv44a9sxxxxxxa | OM00032863 |  | Electrical Room |  |  |  |  | 480 | 1200 |  | 3 |  |  | \Classifications\Building System Class\D50-Electrical SYS\D5010 - Elec Service & Dist\Electical Service and Distribution - ESD | 1016681
35-C1 | 35-C1 New Hollister Courthouse | 35-C1-G2023-150-PEG06 | Parking gate (Employee exit) | DKS doorking inc. | 9174 | 1601-080 | OM00032868 |  | Secure parking lot |  |  |  | 41276 | 115 | 5.4 |  | 1 |  |  | \Classifications\Building System Class\G20-Other Systems\G2020 - Parking Lots\Secured Parking Gate - PEG | 1016683
35-C1 | 35-C1 New Hollister Courthouse | 35-C1-G2023-150-PEG07 | Parking gate - Public | Tymetal |  | TYM-2000 | OM00032869 |  | public parking lot |  |  |  | 1 | 208/230 | 4.8 |  | 1 |  |  | \Classifications\Building System Class\G20-Other Systems\G2020 - Parking Lots\Secured Parking Gate - PEG | 1016684
35-C1 | 35-C1 New Hollister Courthouse | 35-C1-B3010-100-RUF01 | Roof | Kitchel Construction | NA | Roof - Comp | OM00032858 |  | Roof | [10 empty] | \Classifications\Building System Class\B30-Roofing\B3010 - Roof Types\Roof - RUF | 1016685
35-C1 | 35-C1 New Hollister Courthouse | 35-C1-D2023-100-BFP04 | Backflow Preventer 6" - BFP04 | Wilkins | Y08373 | 375ADA 6" | OM00032860 | Acct#: 317-0798-00 | Outside Boiler Room | NA | NA | NA | NA | NA | NA |  |  |  |  | \Classifications\Building System Class\D20-Plumbing\D2020 - Domestic Water\Backflow Preventer - BFP | 1018008
35-C1 | 35-C1 New Hollister Courthouse | 35-C1-D2023-100-BFP05 | Backflow Preventer 3/4" - BFP05 | Wilkins | 3627363 | 975XL2 3/4" | OM00032887 | Acct#: 317-0798-00 | Outside Boiler Room | NA | NA | NA | NA | NA | [5 empty] | \Classifications\Building System Class\D20-Plumbing\D2020 - Domestic Water\Backflow Preventer - BFP | 1018009
35-C1 | 35-C1 New Hollister Courthouse | 35-C1-D2023-100-BFP06 | Backflow Preventer - BFP06 | Watts | 9739 | LF009M2QT | OM00032859 |  | Floor 1 Boiler Equipment Room | NA | NA | NA | NA | NA | [5 empty] | \Classifications\Building System Class\D20-Plumbing\D2020 - Domestic Water\Backflow Preventer - BFP | 1018010
35-C1 | 35-C1 New Hollister Courthouse | 35-C1-D2023-100-BFP07 | Backflow Preventer - BFP07 | Wilkins | 8116 | LF009QT | OM00032888 |  | Floor 1 Room 142 MDF | NA | NA | NA | NA | NA | [5 empty] | \Classifications\Building System Class\D20-Plumbing\D2020 - Domestic Water\Backflow Preventer - BFP | 1018011
35-C1 | 35-C1 New Hollister Courthouse | 35-C1-D2023-100-BFP08 | Backflow Preventer - BFP08 | Wilkins | 8116 | LF009QT | OM00032889 |  | 2nd Floor Room 223 IDF | NA | NA | NA | NA | NA | [5 empty] | \Classifications\Building System Class\D20-Plumbing\D2020 - Domestic Water\Backflow Preventer - BFP | 1018012
35-C1 | 35-C1 New Hollister Courthouse | 35-C1-D1010-100-ELE01 | Elevator,Hydraulic,Pass/Freight - ELE01 | Mitsubishi | 3319288 | 2013076338 | OM00032871 | State ID# 167551 | Elevator mechanical room |  |  |  | 30 | 480 | 44 | Electric | 3 |  |  | \Classifications\Building System Class\D10-Conveyance Systems\D1010 - Elevator\Elevator,Electric,Pass/Freight - ELE | 1018700
35-C1 | 35-C1 New Hollister Courthouse | 35-C1-D1010-100-ELE02 | Elevator,Hydraulic,Pass/Freight - ELE02 |  |  | 2013076338 | OM00032873 | State ID# 167552 | Elevator mechanical room |  |  |  | 30 | 480 | 44 | Electric | 3 |  |  | \Classifications\Building System Class\D10-Conveyance Systems\D1010 - Elevator\Elevator,Electric,Pass/Freight - ELE | 1018701
35-C1 | 35-C1 New Hollister Courthouse | 35-C1-D1010-100-ELE04 | Elevator,Hydraulic,Pass/Freight - ELE04 | Mitsubishi |  | 2013076338 | OM00032872 | State ID# 167554 | Elevator mechanical room |  |  |  | 50 | 480 | 66 | Electric | 3 |  |  | \Classifications\Building System Class\D10-Conveyance Systems\D1010 - Elevator\Elevator,Electric,Pass/Freight - ELE | 1018702
35-C1 | 35-C1 New Hollister Courthouse | 35-C1-D1010-100-ELE03 | Elevator,Hydraulic,Pass/Freight - ELE04 | Mitsubishi |  | 2013076338 | OM00032870 | State ID# 167553 | Elevator mechanical room | NA | NA | NA | 50 | 480 | 66 | Electric | 3 | NA | NA | \Classifications\Building System Class\D10-Conveyance Systems\D1010 - Elevator\Elevator,Electric,Pass/Freight - ELE | 1018703
35-C1 | 35-C1 New Hollister Courthouse | 35-C1-D4010-150-FMS01 | Fire Systems, stand pipes - FMS | NA | NA | NA | OM00032890 |  | Room 192 | NA | NA | NA | NA | NA | NA | NA | NA | NA | NA | \Classifications\Building System Class\D40-Fire Protection SYS\D4010 - Sprinkler SYS\Fire Systems, stand pipes - FMS | 1020338
36-A1 | 36-A1 San Bernardino Courthouse | 36-A1-D1010-100-ELE01 | Elevator 1 | Fujitec | NA | MCOP-A10 | OM00030056 | State ID# 015487 | Near Holding | NA | NA | NA | 20 | 480 | 23 | Electric | 3 | DNA | DNA | \Classifications\Building System Class\D10-Conveyance Systems\D1010 - Elevator\Elevator,Electric,Pass/Freight - ELE | EQ-1004660
36-A1 | 36-A1 San Bernardino Courthouse | 36-A1-D1010-100-ELE02 | Elevator 2 | Fujitec | NA | MCOP-A10 | OM00030057 | State ID# 015488 | INNER HOLDING AREA | NA | NA | NA | 20 | 480 | 23 | Electric | 3 | DNA | DNA | \Classifications\Building System Class\D10-Conveyance Systems\D1010 - Elevator\Elevator,Electric,Pass/Freight - ELE | EQ-1004924
36-A1 | 36-A1 San Bernardino Courthouse | 36-A1-D3041-110-AHU01 | AHU #1 | TEMROL | T000507-00100 | WF-DHRE25 | OM00026541 |  | Mechanical Room | B-78 | 12x24x4/24x24x4 | NA | 7.5/14.5 | 240 | 23.5/7.3 | Electric | 3 | NA | NA | \Classifications\Building System Class\D30-HVAC Systems\D3040 - Distribution SYS\Air Handling Unit - AHU | EQ-1004925
36-A1 | 36-A1 San Bernardino Courthouse | 36-A1-D3041-110-AHU02 | AHU #2 | Temtrol | T000507-002-00 | WFDHRE25 | OM00026540 |  | Mechanical Room | (3) B78 | (4)24X24X4 / (4)12x24x4 | NA | 47/14.5 | 230 | 23.5/7.3 | Electric | 3 | NA | NA | \Classifications\Building System Class\D30-HVAC Systems\D3040 - Distribution SYS\Air Handling Unit - AHU | EQ-1004926
36-A1 | 36-A1 San Bernardino Courthouse | 36-A1-D3041-110-AHU03 | AHU #3 | TEMTROL | T000507-00300 | WF-DHRE25 | OM00026538 |  | Mechanical Room | (3) B80 | (4)24X24X4/ (4)12x24x4 | NA | 20/5 | 460 | 23.5/7.3 | Electric | 3 | NA | NA | \Classifications\Building System Class\D30-HVAC Systems\D3040 - Distribution SYS\Air Handling Unit - AHU | EQ-1004927
36-A1 | 36-A1 San Bernardino Courthouse | 36-A1-D3041-110-AHU04 | AHU #4 | Temtrol | T000507-004-00 | WF-DHRE25 | OM00026539 |  | Suite 200 | B80 | 24X24X12 | NA | 20 | 460 | 23.5 | Electric | 3 | NA | NA | \Classifications\Building System Class\D30-HVAC Systems\D3040 - Distribution SYS\Air Handling Unit - AHU | EQ-1004928
36-A1 | 36-A1 San Bernardino Courthouse | 36-A1-D3041-110-AHU05 | AHU #5 | TEMTROL | T000507005-00 | WF-RDHRE33 | OM00026542 |  | Roof | B93-B97 | 24X24X4 | NA | 20 | 240 | 23.5 | Electric | 3 | NA | NA | \Classifications\Building System Class\D30-HVAC Systems\D3040 - Distribution SYS\Air Handling Unit - AHU | EQ-1004929
36-A1 | 36-A1 San Bernardino Courthouse | 36-A1-D3041-110-AHU06 | AHU #6 | TEMTROL | T000507-006-00 | WR-RDHRE38 | OM00026515 |  | Roof | B75 | 12X24X4 / 24X24X4 | NA | 7.5 | 460 | 23.5 | Electric | 3 | NA | NA | \Classifications\Building System Class\D30-HVAC Systems\D3040 - Distribution SYS\Air Handling Unit - AHU | EQ-1004930
36-A1 | 36-A1 San Bernardino Courthouse | 36-A1-D3042-210-FAN02 | Exhaust Fan #02 | Fasco | NA | 0000810T030 | OM00002623 |  | Roof | NA | NA | NA | 1/16 | 120 | 1.8 | NA | NA | DNA | DNA | \Classifications\Building System Class\D30-HVAC Systems\D3040 - Distribution SYS\Fan,Axial - FAN | EQ-1004932
36-A1 | 36-A1 San Bernardino Courthouse | 36-A1-D3042-210-FAN03 | Exhaust Fan #03 | Danfoss | NA | 3C4C1-A | OM00001539 |  | Roof | NA | NA | NA | 1/10 | 120 | 1.4 | NA | NA | DNA | DNA | \Classifications\Building System Class\D30-HVAC Systems\D3040 - Distribution SYS\Fan,Axial - FAN | EQ-1004933
36-A1 | 36-A1 San Bernardino Courthouse | 36-A1-D3042-210-FAN04 | EF-4 | Dayton | E10C-1 | XXMTFW4306 | OM00002619 |  | Sheriff's Work Out Gym | NA | NA | NA | 1/20 | 115 | 1.0 | NA | NA | DNA | DNA | \Classifications\Building System Class\D30-HVAC Systems\D3040 - Distribution SYS\Fan,Axial - FAN | EQ-1004934
36-A1 | 36-A1 San Bernardino Courthouse | 36-A1-D3050-210-PKU05 | Package Unit #1 (NW Roof) | YORK | N0G9014622 | ZJ060N08N2AAA1C | OM00001509 | NA | ROOF NW CORNER | A36 (1) | 20x30x2 (1); 12x25x1 (2) | R-22 | DNA | 240 | 29.5 | Electric and natural gas | 3 | DNA | DNA | \Classifications\Building System Class\D30-HVAC Systems\D3050 - Package SYS\Package Unit - PKU | EQ-1004935
36-A1 | 36-A1 San Bernardino Courthouse | 36-A1-D3050-210-PKU06 | Package Unit #2 | Arcoaire | L960828775 | PGMF60H115A | OM00001510 |  | Roof | DNA | 20x30x2 (2) | R-22 | DNA | 208-230 | 24.9 | Electric and natural gas | 3 | 103.5 | DNA | \Classifications\Building System Class\D30-HVAC Systems\D3050 - Package SYS\Package Unit - PKU | EQ-1004936
36-A1 | 36-A1 San Bernardino Courthouse | 36-A1-D3050-210-PKU07 | Package Unit #3 (Roof) | Arcoaire | L953762336 | PGMF48H135A | OM00001511 |  | Roof | NA | 20x30x2 (2) | R-22 | NA | NA | NA | Electric and natural gas | NA | DNA | DNA | \Classifications\Building System Class\D30-HVAC Systems\D3050 - Package SYS\Package Unit - PKU | EQ-1004937
36-A1 | 36-A1 San Bernardino Courthouse | 36-A1-D3050-310-HPU01 | HEAT PUMP #1 (HPU01) | YORK | N1D1927126 | B2HZ048A25A | OM00001512 | NA | CENTRAL ROOF | DIRECT DRIVE | WASHABLE | R-22 | DNA | 208/230 | DNA | Electric | 1 | NA | NA | \Classifications\Building System Class\D30-HVAC Systems\D3050 - Package SYS\Heat Pump,Air Cooled - HPU | EQ-1004938
36-A1 | 36-A1 San Bernardino Courthouse | 36-A1-D3050-210-PKU10 | Package Unit #7 (Roof) | Carrier | 1693G60608 | 50NR060520 | OM00001514 | NA | Roof | DNA | 20x20x1 (1) | R-22 | DNA | 230 | 9.6 | Electric | 1 | DNA | DNA | \Classifications\Building System Class\D30-HVAC Systems\D3050 - Package SYS\Package Unit - PKU | EQ-1004940
36-A1 | 36-A1 San Bernardino Courthouse | 36-A1-D4031-100-FEX41 | Fire extinguisher 41 | NA | NA | NA | OM00030064 |  | All | NA | NA | NA | NA | NA | NA | Electric | NA | NA | NA | \Classifications\Building System Class\D40-Fire Protection SYS\D4030 - FIRE SPEC\Fire Extinguisher - FEX | EQ-1004941
36-A1 | 36-A1 San Bernardino Courthouse | 36-A1-B2010-100-BLD01 | Building Structure | NA | NA | NA | OM00030062 |  | All | NA | NA | NA | NA | NA | NA | NA | NA | NA | NA | \Classifications\Building System Class\B20-General Building Exterior\B2010 - Exterior Walls\Building - BLD | EQ-1007319
36-A1 | 36-A1 San Bernardino Courthouse | 36-A1-B3010-100-RUF01 | Roofing Systems | NA | NA | NA | OM00030063 |  | NA | NA | NA | NA | NA | NA | NA | NA | NA | NA | NA | \Classifications\Building System Class\B30-Roofing\B3010 - Roof Types\Roof - RUF | EQ-1007496
36-A1 | 36-A1 San Bernardino Courthouse | 36-A1-D2023-100-BFP05 | Backflow Prevention Device - BFP05 | WILKINS ZURN | XL16692 | 375A | OM00030032 | Meter B09059967 ID#352 | Corner 3rd Street and Arrowhead | NA | NA | NA | NA | NA | NA | NA | NA | NA | NA | \Classifications\Building System Class\D20-Plumbing\D2020 - Domestic Water\Backflow Preventer - BFP | 1010806
36-A1 | 36-A1 San Bernardino Courthouse | 36-A1-D2023-100-BFP01 | Backflow Prevention Device - BFP01 | Febco | N091013032 | 825YD 3" | OM00030042 | Meter#: B09059967 ID#: 351-N041013032 | Front of building | NA | NA | NA | NA | NA | NA | NA | NA | NA | NA | \Classifications\Building System Class\D20-Plumbing\D2020 - Domestic Water\Backflow Preventer - BFP | 1010807
36-A1 | 36-A1 San Bernardino Courthouse | 36-A1-D2023-100-CTY04 | Backflow Prevention Device - BFP04 | Wilkins | L58738 | 375XL 3" | DNA | Meter# HN130233 ID#350 | T wing in front of bldg | [10 empty] | \Classifications\Building System Class\D20-Plumbing\D2020 - Domestic Water\Backflow Preventer - BFP | 1010808
36-A1 | 36-A1 San Bernardino Courthouse | 36-A1-D1010-100-ELE03 | LIFT, ELEVATOR #3 (HOLDING ELEVATOR) (ELE03) | OTIS | 153733 | Q6888 | OM00030055 | State ID# 015486 | ELEVATOR ROOM ON ROOF | NA | NA | NA | 8.5 | 240 | 28 | Electric | 3 | NA | NA | \Classifications\Building System Class\D10-Conveyance Systems\D1010 - Elevator\Elevator,Electric,Pass/Freight - ELE | 1011637
36-A1 | 36-A1 San Bernardino Courthouse | 36-A1-D2023-100-BFP03 | BACKFLOW PREVENTER #3 | Febco | N0704090115 | 876V | OM00026513 | Meter#: NT139968 ID#:2002472 | Corner 3rd Street and Arrowhead | NA | NA | NA | NA | NA | NA | NA | NA | NA | NA | \Classifications\Building System Class\D20-Plumbing\D2020 - Domestic Water\Backflow Preventer - BFP | 1011649
36-A1 | 36-A1 San Bernardino Courthouse | 36-A1-D4010-150-FMS01 | FIRE SYSTEM, AUTOMATIC SPRINKLER SYSTEM (FMS01) | POTTER | 354L | VSR | OM00030058 | NA | ELECTRICAL ROOM | NA | NA | NA | NA | NA | NA | NA |  | NA | NA | \Classifications\Building System Class\D40-Fire Protection SYS\D4010 - Sprinkler SYS\Fire Systems, stand pipes - FMS | 1015813
36-A1 | 36-A1 San Bernardino Courthouse | 36-A1-D5037-710-FAP01 | FIRE ALARM PANEL (FAP01) | GENERAL ELECTRIC | NA | EST3 | OM00030061 |  | ELECTRICAL ROOM, ENTRAL HALLWAY WEST SIDE OF BUILDING | NA | NA | NA | NA | DNA | DNA | Electric | 1 | NA | NA | \Classifications\Building System Class\D50-Electrical SYS\D5030 - Comm & Security\Fire Alarm Panel - FAP | 1015814
36-A1 | 36-A1 San Bernardino Courthouse | 36-A1-G2050-200-LSC01 | LANDSCAPING (LSC01) | NA | NA | NA | OM00030065 |  | LANDSCAPING | NA | NA | NA | NA | NA | NA | NA | NA | NA | NA | \Classifications\Building System Class\G20-Other Systems\G2050 - Landscaping\Landscaping - LSC | 1015839
36-A1 | 36-A1 San Bernardino Courthouse | 36-A1-D5092-250-ELT08 | LIGHTING, EXTERIOR (8) ELT08 | NA | NA | NA | OM00030067 |  | EXTERIOR OF BUILDING | NA | NA | NA | NA | DNA | DNA | Electric |  | NA | NA | \Classifications\Building System Class\D50-Electrical SYS\D5090 - Elec SYS\Exterior Lighting - ELT | 1015840
36-A1 | 36-A1 San Bernardino Courthouse | 36-A1-D5092-250-EML01 | LIGHTING, EMERGENCY & EXIT (EML01) | NA | NA | NA | OM00030066 |  | THROUGHOUT BUILDING | NA | NA | NA | NA | DNA | DNA | Electric | DNA | NA | NA | \Classifications\Building System Class\D50-Electrical SYS\D5090 - Elec SYS\Emergency And Exit Lighting - EML | 1015841
36-A1 | 36-A1 San Bernardino Courthouse | 36-A1-D4024-100-FHS01 | FIRE, FIRE HOSES (FHS01) | NA | NA | NA | OM00030069 |  | MAINTANENCE OFFICE | NA | NA | NA | NA | NA | NA | NA |  | NA | NA | \Classifications\Building System Class\D40-Fire Protection SYS\D4020 - Stand Pipe\Other Stand Pipe Hose Systems - FHS | 1015842
36-A1 | 36-A1 San Bernardino Courthouse | 36-A1-G2049-300-HSC01 | HARDSCAPE | NA | NA | NA | OM00036590 |  | GROUNDS | NA | NA | NA | NA | NA | NA | NA |  | NA | NA | \Classifications\Building System Class\G20-Other Systems\G2040 - Site Development\Hardscape - HSC | 1015844
36-A1 | 36-A1 San Bernardino Courthouse | 36-A1-D3050-250-ACU03 | AIR CONDITIONING, SPLIT SYSTEM #3 (ACU03) | Fujitsu | DCN104965 | AOU18CL | OM00016492 |  | WEST SIDE OF ROOF | DNA | WASHABLE | R-410A | DNA | 208/230 | 7.7 | Electric | 1 | NA | NA | \Classifications\Building System Class\D30-HVAC Systems\D3050 - Package SYS\Air Conditioning,Split System - ACU | 1015847
36-A1 | 36-A1 San Bernardino Courthouse | 36-A1-D3050-250-ACU04 | Air Conditioning, Split System #1 (ACU01) | Goodman | 1309112388 | GSC130181GA | OM00037919 |  | On Grounds in Front of Building | NA | Washable | R-22 | DNA | 208/230 | 9.2 | ELECTRIC | 1 | NA | NA | \Classifications\Building System Class\D30-HVAC Systems\D3050 - Package SYS\Air Conditioning,Split System - ACU | 1017489
36-A1 | 36-A1 San Bernardino Courthouse | 36-A1-D3050-250-ACU05 | Air Conditioning, Split System #2 (ACU02) | Goodman | I309112386 | GSC130181GA | OM00037920 |  | On Grounds in Front of Building | NA | Washable | R-22 | DNA | 208/230 | 9.2 | ELECTRIC | 1 | NA | NA | \Classifications\Building System Class\D30-HVAC Systems\D3050 - Package SYS\Air Conditioning,Split System - ACU | 1017490
36-A1 | 36-A1 San Bernardino Courthouse | 36-A1-D3050-210-PKU11 | Package Unit #11 (Roof) | Arcoaire | L950270037 | PGMF48H135A | OM00001541 | NA | Roof | NA | 25x30x2 | R-22 | DNA | 208/230 | 20.7 | Electric and natural gas |  | NA | NA | \Classifications\Building System Class\D30-HVAC Systems\D3050 - Package SYS\Package Unit - PKU | 1018469
36-A1 | 36-A1 San Bernardino Courthouse | 36-A1-D3042-220-EFN01 | Exhaust Fan (Roof)DFN01 | Cincinnati Fan & Ventilation Co | 805155 | 93-830 | OM00001540 |  | Roof | NA | NA | NA | 3/4 | 115-208/230 | 10.6/5.3 | Electric | 1 | NA | NA | \Classifications\Building System Class\D30-HVAC Systems\D3040 - Distribution SYS\Supply/Exhaust/Return fans- FAN | 1019150
36-A1 | 36-A1 San Bernardino Courthouse | 36-A1-D2022-100-HWE01 | Hot Water Heater, Electric (Gym) | AO Smith | GH941971263S06 | EES40913 | OM00002473 |  | Sheriff's Area Lockup | NA | NA | NA | NA | 220/240 | DNA | Electric | DNA | NA | NA | \Classifications\Building System Class\D20-Plumbing\D2020 - Domestic Water\Domestic Water Heater, Electric - HWE | 1019151
36-A1 | 36-A1 San Bernardino Courthouse | 36-A1-D5010-200-ESD01 | Main Electrical Panel MCE01 | Siemens | NA | NA | OM00026517 |  | Main Electrical Room | NA | NA | NA | NA | DNA | DNA | Electric | Electric | NA | NA | \Classifications\Building System Class\D50-Electrical SYS\D5010 - Elec Service & Dist\Electical Service and Distribution - ESD | 1019152
36-A1 | 36-A1 San Bernardino Courthouse | 36-A1-D5010-200-ESD02 | Electrical Switchboard, under 560 Volts SBR01 | Siemens | NA | P4D90M1800FTS | OM00002442 |  | Electrical Room | NA | NA | NA | NA | 240 | 800 | Electric | 3 | NA | NA | \Classifications\Building System Class\D50-Electrical SYS\D5010 - Elec Service & Dist\Electical Service and Distribution - ESD | 1019153
36-A1 | 36-A1 San Bernardino Courthouse | 36-A1-D2023-100-BFP06 | Backflow Preventer, Fire Main 3/4" | Febco | H01759 | 805Y, 3/4" | OM00002624 | Meter#: NT139968 ID#: 2002473 | Corner 3rd Street and Arrowhead | NA | NA | NA | NA | NA | NA | NA | NA | NA | NA | \Classifications\Building System Class\D20-Plumbing\D2020 - Domestic Water\Backflow Preventer - BFP | 1019860
36-A2 | 36-A2 San Bernardino Courthouse - Annex | 36-A2-D3041-110-AHU01 | AIR HANDLER UNIT #1 (AHU01) | NA | NA | NA | OM00001528 |  | Penthouse Machinery Room | SUPPLY (3) 5UX112, (3) 5UX112 | (54) 20X20X2 | CHILLED WATER | 30 | 480 | 35 | Electric | 3 | na | na | \Classifications\Building System Class\D30-HVAC Systems\D3040 - Distribution SYS\Air Handling Unit - AHU | EQ-1002478
36-A2 | 36-A2 San Bernardino Courthouse - Annex | 36-A2-D3050-250-ACU04 | Air Conditioning Split System #4 | Arcoaire | L002856339 | HACO18AKA1 | OM00001532 |  | Judges Parking Lot | DNA | WASHABLE | R-22 | DNA | 208-230 | 20 | Electric | 1 | na | na | \Classifications\Building System Class\D30-HVAC Systems\D3050 - Package SYS\Air Conditioning,Split System - ACU | EQ-1002481
36-A2 | 36-A2 San Bernardino Courthouse - Annex | 36-A2-D3042-220-EFN05 | Exhaust Fan #5 | DAYTON | NA | M3203 | OM00030041 |  | On top of Penthouse Machinery Room | 4L-330 | NA | NA | NA | 460 | 1.2 | Electric | 3 | NA | NA | \Classifications\Building System Class\D30-HVAC Systems\D3040 - Distribution SYS\Supply/Exhaust/Return fans- FAN | EQ-1002482
36-A2 | 36-A2 San Bernardino Courthouse - Annex | 36-A2-D3042-220-EFN06 | Exhaust Fan #6 | LOREN COOK | 138SC96008-00/000701 | 225 CPR | OM00030030 |  | Outside of Penthouse Machinery Room | A52 (1) | NA | NA | 3 | 460 | 8.71/3.94 | Electric | 3 | NA | NA | \Classifications\Building System Class\D30-HVAC Systems\D3040 - Distribution SYS\Supply/Exhaust/Return fans- FAN | EQ-1002483
36-A2 | 36-A2 San Bernardino Courthouse - Annex | 36-A2-D1010-100-ELE01 | Elevator #1 | Montgomery Elevator Company | CT55771 | SSC-6010 | OM00001544 | State ID# 033019 | WEST SIDE ROOF | na | na | na | na | 240 | 4.66-2.33 | Electric | 1 | na | na | \Classifications\Building System Class\D10-Conveyance Systems\D1010 - Elevator\Elevator,Electric,Pass/Freight - ELE | EQ-1002485
36-A2 | 36-A2 San Bernardino Courthouse - Annex | 36-A2-D1010-100-ELE02 | Elevator #2 | Montgomery Elevator Company | 65772 | SSC-6010 | OM00001545 | State ID# 033020 | WEST ROOF | na | na | na | 25 | 240 | 4.66-2.33 | Electric | Single | na | na | \Classifications\Building System Class\D10-Conveyance Systems\D1010 - Elevator\Elevator,Electric,Pass/Freight - ELE | EQ-1002486
36-A2 | 36-A2 San Bernardino Courthouse - Annex | 36-A2-D5010-200-ESD01 | Main Electrical Panel | na | na | na | OM00001552 | na | Electrical room | na | na | na | na | na | na | na | na | na | na | \Classifications\Building System Class\D50-Electrical SYS\D5010 - Elec Service & Dist\Electical Service and Distribution - ESD | EQ-1002487
36-A2 | 36-A2 San Bernardino Courthouse - Annex | 36-A2-D2023-100-BFP01 | Backflow devices, 6" | Zurn-Wilkin | L22744 | 375 6" | OM00036441 | Meter#: HN130233 ID#: 350 | EAST SIDE PARKING LOT, Mountain View | NA | NA | NA | NA | NA | NA | NA | NA | NA | NA | \Classifications\Building System Class\D20-Plumbing\D2020 - Domestic Water\Backflow Preventer - BFP | EQ-1002489
36-A2 | 36-A2 San Bernardino Courthouse - Annex | 36-A2-D2023-100-CTY03 | Backflow devices # 3 | Zurn-Wilkin | 58738 | 375 | OM00030042 |  | outside | na | na | na | na | na | na | na | na | na | na | \Classifications\Building System Class\D20-Plumbing\D2020 - Domestic Water\Backflow Preventer - BFP | EQ-1002491
36-A2 | 36-A2 San Bernardino Courthouse - Annex | 36-A2-B2010-100-BLD01 | Building Structure | NA | NA | NA | OM00030048 |  | All | NA | NA | NA | NA | NA | NA | NA | NA | NA | NA | \Classifications\Building System Class\B20-General Building Exterior\B2010 - Exterior Walls\Building - BLD | EQ-1007320
36-A2 | 36-A2 San Bernardino Courthouse - Annex | 36-A2-B3010-100-RUF01 | Roofing Systems | NA | NA | NA | OM00030049 |  | NA | NA | NA | NA | NA | NA | NA | NA | NA | NA | NA | \Classifications\Building System Class\B30-Roofing\B3010 - Roof Types\Roof - RUF | EQ-1007497
36-A2 | 36-A2 San Bernardino Courthouse - Annex | 36-A2-D4031-100-FEX31 | HAND HELD FIRE EXTINGUSHERS | NA | NA | NA | OM00030036 |  | MAINTENANCE OFFICE | NA | NA | NA | NA | NA | NA | NA | NA | NA | NA | \Classifications\Building System Class\D40-Fire Protection SYS\D4030 - FIRE SPEC\Fire Extinguisher - FEX | 1010111
36-A2 | 36-A2 San Bernardino Courthouse - Annex | 36-A2-D2023-100-BFP02 | Backflow Prevention Device - BFP06 | Wilkins | 3290834 | 975XL 2 inch | OM00040747 | Meter#: HN130233 ID#2001235 | T Wing in front of Building | NA | NA | NA | NA | NA | NA | NA | NA | NA | NA | \Classifications\Building System Class\D20-Plumbing\D2020 - Domestic Water\Backflow Preventer - BFP | 1010805
36-A2 | 36-A2 San Bernardino Courthouse - Annex | 36-A2-G2050-200-LSC01 | LANDSCAPING | NA | NA | NA | OM00030050 |  | GROUNDS | NA | NA | NA | NA | NA | NA | NA | NA | NA | NA | \Classifications\Building System Class\G20-Other Systems\G2050 - Landscaping\Landscaping - LSC | 1015685
36-A2 | 36-A2 San Bernardino Courthouse - Annex | 36-A2-D4010-150-FMS01 | FIRE SYSTEMS, DRY STAND PIPE #1 (JURY EAST SIDE) | ELK HART | NA | NA | OM00026519 |  | OUTSIDE JURY ENTRANCE EAST SIDE, Verified 19 Sept 2014 | NA | NA | NA | NA | NA | NA | NA | NA | NA | NA | \Classifications\Building System Class\D40-Fire Protection SYS\D4010 - Sprinkler SYS\Fire Systems, stand pipes - FMS | 1015805
36-A2 | 36-A2 San Bernardino Courthouse - Annex | 36-A2-D4010-150-FMS02 | FIRE SYSTEMS, DRY STAND PIPE #2 (JURY WEST SIDE) | ELK HART | NA | NA | OM00026518 |  | OUTSIDE JURY ENTRANCE WEST SIDE, By Lower Level Entrance | NA | NA | NA | NA | NA | NA | NA | NA | NA | NA | \Classifications\Building System Class\D40-Fire Protection SYS\D4010 - Sprinkler SYS\Fire Systems, stand pipes - FMS | 1015806
36-A2 | 36-A2 San Bernardino Courthouse - Annex | 36-A2-D5092-250-EML39 | LIGHTING, EMERGENCY & EXIT (EML39) | NA | NA | NA | OM00030051 |  | THROUGHOUT BUILDING | NA | NA | NA | NA | 110 | DNA | Electric | 1 | NA | NA | \Classifications\Building System Class\D50-Electrical SYS\D5090 - Elec SYS\Emergency And Exit Lighting - EML | 1015830
36-A2 | 36-A2 San Bernardino Courthouse - Annex | 36-A2-D5092-250-ELT04 | LIGHTING, EXTERIOR (ELT04) | NA | NA | NA | OM00030052 |  | BUILDING'S EXTERIOR | NA | NA | NA | NA | DNA | DNA | Electric | 1 | NA | NA | \Classifications\Building System Class\D50-Electrical SYS\D5090 - Elec SYS\Exterior Lighting - ELT | 1015831
36-A2 | 36-A2 San Bernardino Courthouse - Annex | 36-A2-D4024-100-FHS20 | FIRE, FIRE HOSES (FHS20) | NA | NA | NA | OM00030054 |  | MAINTENANCE ROOM | NA | NA | NA | NA | NA | NA | NA |  | NA | NA | \Classifications\Building System Class\D40-Fire Protection SYS\D4020 - Stand Pipe\Other Stand Pipe Hose Systems - FHS | 1015832
36-A2 | 36-A2 San Bernardino Courthouse - Annex | 36-A2-D3050-310-HPU01 | PACKAGE HEAT PUMP (HPU01) | Armstrong Air Company | PHP10B30DA-4A | PHP10B30DA | OM00016491 |  | EXTERIOR ONTOP OF SECURITY ENTRANCE | NA | 24x24x1 (1) | R-22 | 5/8 | 240 | 20.6 | Electric | 1 | NA | NA | \Classifications\Building System Class\D30-HVAC Systems\D3050 - Package SYS\Heat Pump,Air Cooled - HPU | 1015833
36-A2 | 36-A2 San Bernardino Courthouse - Annex | 36-A2-D3041-230-RFN01 | FAN, RETURN (RFN01) | Temtrol | T00050700700 | WFRDHRE140 | OM00026537 |  | CENTRAL ROOF | BX120 (3) | 24X24X2 (32), 12X24X2 (8) | NA | 15 | 480 | 17.7 | Electric | 3 | NA | NA | \Classifications\Building System Class\D30-HVAC Systems\D3040 - Distribution SYS\Supply/Exhaust/Return fans- FAN | 1015834
36-A2 | 36-A2 San Bernardino Courthouse - Annex | 36-A2-D5011-240-TRN01 | ELECTRICAL, TRANSFORMER #1 (TRN01) | MGM TRANSFORMER CO | 82-17733 | 5T1441 | OM00030045 |  | ELECTRICAL ROOM NEAR SNACK BAR | NA | NA | NA | NA | Other | 300 | Electric | 3 | na | na | \Classifications\Building System Class\D50-Electrical SYS\D5010 - Elec Service & Dist\Transformer - TRN | 1015835
36-A2 | 36-A2 San Bernardino Courthouse - Annex | 36-A2-D5011-240-TRN02 | ELECTRICAL, TRANSFORMER #2 (TRN02) | OLSUN ELECTRIC CORP | 32870-134906 | NA | OM00030034 |  | ELECTRICAL ROOM NEAR SNACK BAR | NA | NA | NA | NA | Other | 902.1 | Electric | 3 | NA | NA | \Classifications\Building System Class\D50-Electrical SYS\D5010 - Elec Service & Dist\Transformer - TRN | 1015836
36-A2 | 36-A2 San Bernardino Courthouse - Annex | 36-A2-D5011-240-TRN03 | ELECTRICAL, TRANSFORMER #3 (TRN03) | OLSUN ELECTRIC CORP | 466152134907 | NA | OM00030046 |  | ELECTRICAL ROOM NEAR SNACK BAR | NA | NA | NA | NA | Other | 2083 | Electric | 1 | NA | NA | \Classifications\Building System Class\D50-Electrical SYS\D5010 - Elec Service & Dist\Transformer - TRN | 1015837
36-A2 | 36-A2 San Bernardino Courthouse - Annex | 36-A2-D5011-240-TRN04 | ELECTRICAL, TRANSFORMER #4 (TRN04) | OLSUN ELECTRIC CORP | A66151-134905 | NA | OM00030047 |  | ELECTRICAL ROOM NEAR SNACK BAR | NA | NA | NA | NA | Other | 722 | Electric | 3 | NA | NA | \Classifications\Building System Class\D50-Electrical SYS\D5010 - Elec Service & Dist\Transformer - TRN | 1015838
36-A2 | 36-A2 San Bernardino Courthouse - Annex | 36-A2-G2049-300-HSC01 | HARDSCAPE | NA | NA | NA | OM00036589 |  | GROUNDS | NA | NA | NA | NA | NA | NA | NA |  | NA | NA | \Classifications\Building System Class\G20-Other Systems\G2040 - Site Development\Hardscape - HSC | 1015843
36-A2 | 36-A2 San Bernardino Courthouse - Annex | 36-A2-D2023-100-CTY05 | BACKFLOW PREVENTER #4 | WILKINS ZURN | 3245237 | 975XL2 | OM00030044 |  | E SIDE OF BUILDING NEAR 364 N MT VIEW | NA | NA | NA | NA | NA | NA | NA |  | NA | NA | \Classifications\Building System Class\D20-Plumbing\D2020 - Domestic Water\Backflow Preventer - BFP | 1015853
36-A2 | 36-A2 San Bernardino Courthouse - Annex | 36-A2-D3042-220-EFN01 | Exhaust Fan (Main Electrical Rm) EFN01 | Cook | 138S986372020006201 | 195 SON 195 SON-B | OM00030033 |  | Main Electrical Room | NA | NA | NA | 1.5 | 115 | 13.1/9.5 | Electric | 1 | NA | NA | \Classifications\Building System Class\D30-HVAC Systems\D3040 - Distribution SYS\Supply/Exhaust/Return fans- FAN | 1019178
36-C1 | 36-C1 Fontana Courthouse | 36-C1-D3041-110-AHU03 | AHU#3- Multi-Zone unit with 8 zones | Temtrol | U100526-003-00 | WF-BZ32 | OM00033991 | NA | Inside mechanical room 2nd floor EAST END | DNA | (6) (5) 12x24x2 24x24x2 | NA | 10 | 230/460 | 23.9/12 | Electric | 3 | NA | NA | \Classifications\Building System Class\D30-HVAC Systems\D3040 - Distribution SYS\Air Handling Unit - AHU | EQ-1002810
36-C1 | 36-C1 Fontana Courthouse | 36-C1-D3041-110-AHU04 | AHU#4 | Temtrol | U100526-004-00 | WF-BZ20 | OM00033992 | NA | Inside mechanical room 2nd floor N.E. CORNER OF BUILDING | (18) 16x20x2 | 16x20x2 (18) | NA | 15.00 | 230/460 | 36/18 | Electric | 3 | NA | NA | \Classifications\Building System Class\D30-HVAC Systems\D3040 - Distribution SYS\Air Handling Unit - AHU | EQ-1002811
36-C1 | 36-C1 Fontana Courthouse | 36-C1-D3050-210-PKU01 | PACKAGE UNIT 1 | Carrier | 1909U08931 | 48A5M027F1V611EE | OM00028216 | NA | ROOF W. SIDE | C27 BX50 | BX50 (2) | R-410A | 10 | 230/460 | 25.2/12.6 | Natural gas and electric | 3 | NA | NA | \Classifications\Building System Class\D30-HVAC Systems\D3050 - Package SYS\Package Unit - PKU | EQ-1002813
36-C1 | 36-C1 Fontana Courthouse | 36-C1-D3050-210-PKU02 | PACKAGE UNIT 2 | CARRIER | 1909U08929 | 48A5M027F1V611EE | OM00028217 | NA | ROOF W. SIDE | (2) BX50 | (10) 20X24X2 | R-410A | 10 | 460 | 12.6 | Natural gas and electric | 3 | 350,000 | 283,500 | \Classifications\Building System Class\D30-HVAC Systems\D3050 - Package SYS\Package Unit - PKU | EQ-1002814
36-C1 | 36-C1 Fontana Courthouse | 36-C1-D3042-220-EFN01 | EXHAUST FAN 1 | Dayton | NA | 3C665 | OM00000441 |  | SOUTH EAST ROOF | 3L240G (1) | NA | NA | 1/3 | 115/208-230 | 5.8/3.1-2.9 | Electric | 1 ph | DNA | NA | \Classifications\Building System Class\D30-HVAC Systems\D3040 - Distribution SYS\Supply/Exhaust/Return fans- FAN | EQ-1002815
36-C1 | 36-C1 Fontana Courthouse | 36-C1-D3042-220-EFN02 | EXHAUST FAN 2 | Jenn Air | NA | 121-1GBSU | OM00000443 |  | Judges chaimbers 2nd floor CENTRAL ROOF | A35 (1) | DNA | NA | 1/4 | 115 | 4.8 | Electric | 1 ph | NA | NA | \Classifications\Building System Class\D30-HVAC Systems\D3040 - Distribution SYS\Supply/Exhaust/Return fans- FAN | EQ-1002816
36-C1 | 36-C1 Fontana Courthouse | 36-C1-D3042-220-EFN03 | EXHAUST FAN 3 | Jenn Air | NA | 121-1GBSU | OM00000442 |  | CENTRAL ROOF Empl. And public restrooms | A35 (1) | NA | NA | '1/4 | 115 | 4.8 | Electric | 1 | NA | NA | \Classifications\Building System Class\D30-HVAC Systems\D3040 - Distribution SYS\Supply/Exhaust/Return fans- FAN | EQ-1002817
36-C1 | 36-C1 Fontana Courthouse | 36-C1-D2023-310-HWP01 | Circulating hot water pump | Bell Gossett | 10324 | SLC-30B | OM00033994 | NA | Inside mechanical room 2nd floor N.E. CORNER OF THE BUILDING | NA | NA | NA | DNA | 115 | 74 | Electric | 1 | NA | NA | \Classifications\Building System Class\D20-Plumbing\D2020 - Domestic Water\Domestic Hot Water Circulating Pump - HWP | EQ-1002818
36-C1 | 36-C1 Fontana Courthouse | 36-C1-D4031-100-FEX20 | FIRE EXTINGUISHER (20) | ABC | Multiple | Multiple | OM00033983 |  | All | NA | NA | NA | NA | NA | NA | NA | NA | NA |  | \Classifications\Building System Class\D40-Fire Protection SYS\D4030 - FIRE SPEC\Fire Extinguisher - FEX | EQ-1005956
36-C1 | 36-C1 Fontana Courthouse | 36-C1-B2010-100-BLD01 | Building Structure | NA | NA | NA | OM00033982 | NA | All | DNA | NA | NA | 1/3 | 240 | DNA | Electric | 2 | NA | NA | \Classifications\Building System Class\B20-General Building Exterior\B2010 - Exterior Walls\Building - BLD | EQ-1007321
36-C1 | 36-C1 Fontana Courthouse | 36-C1-B3010-100-RUF01 | Roofing Systems | NA | NA | NA | OM00033984 |  | NA | NA | NA | NA | NA | NA | NA | NA | NA | NA | NA | \Classifications\Building System Class\B30-Roofing\B3010 - Roof Types\Roof - RUF | EQ-1007498
36-C1 | 36-C1 Fontana Courthouse | 36-C1-D1010-100-ELE01 | ELEVATOR 1 | Fujitec | 3734A1H | MHYDSA25 | OM00028226 | State ID# 157073 | ELEVATOR ROOM | NA | NA | NA | NA | 460/120 | 44 /6.44 | Electric | 3 | NA | NA | \Classifications\Building System Class\D10-Conveyance Systems\D1010 - Elevator\Elevator,Electric,Pass/Freight - ELE | 1011641
36-C1 | 36-C1 Fontana Courthouse | 36-C1-D1010-100-ELE02 | ELEVATOR 2 | FUJITECH | 4512A | MHYDS-A25 | OM00014762 | State ID# 143215 | 2ND FLOOR STAFF HALLWAY | NA | NA | NA | 30 | 480/120 | 44/15 | ELECTRIC | 3 | NA | NA | \Classifications\Building System Class\D10-Conveyance Systems\D1010 - Elevator\Elevator,Electric,Pass/Freight - ELE | 1011642
36-C1 | 36-C1 Fontana Courthouse | 36-C1-D2023-100-CTY01 | BACKFLOW, FIRE SYSTEM 10" | WILKINS | P4486 | 450DA 10" | OM00028221 | F71166-P4486 | S. SIDE OF BUILDING | NA | NA | NA | NA | NA | NA | Other | NA | NA | NA | \Classifications\Building System Class\D20-Plumbing\D2020 - Domestic Water\Backflow Preventer - BFP | 1011721
36-C1 | 36-C1 Fontana Courthouse | 36-C1-D2023-100-CTY02 | BACK FLOW DOMESTIC | WILKINS | 3059311 | 950XL 3/4" | OM00001523 | F71166-3059311 | EXTERIOR WEST SIDE, West Parkway | NA | NA | NA | NA | NA | NA | Other | NA | NA | NA | \Classifications\Building System Class\D20-Plumbing\D2020 - Domestic Water\Backflow Preventer - BFP | 1011722
36-C1 | 36-C1 Fontana Courthouse | 36-C1-C1020-110-FRD01 | WON DOOR FRD01 | MCKEON | NA | NA | OM00033995 |  | NEAR DEPARTMENT F-6 | NA | NA | NA | NA | DNA | DNA | Electric | DNA | NA | NA | \Classifications\Building System Class\C10-General Building Interior\C1020 - Fire Doors\Fire Doors - FRD | 1014314
36-C1 | 36-C1 Fontana Courthouse | 36-C1-C1020-110-FRD02 | WON DOOR FRD02 | MCKEON | NA | NA | OM00033997 |  | 2ND FLOOR LOBBY | NA | NA | NA | NA | NA | NA | Electric | NA | NA | NA | \Classifications\Building System Class\C10-General Building Interior\C1020 - Fire Doors\Fire Doors - FRD | 1014315
36-C1 | 36-C1 Fontana Courthouse | 36-C1-C1020-110-FRD03 | WON DOOR FRD03 | MCKEON | NA | NA | OM00033998 |  | PUBLIC LOBBY | NA | NA | NA | NA | DNA | DNA | Electric | DNA | NA | NA | \Classifications\Building System Class\C10-General Building Interior\C1020 - Fire Doors\Fire Doors - FRD | 1014316
36-C1 | 36-C1 Fontana Courthouse | 36-C1-C1020-110-FRD04 | WON DOOR FRD04 | MCKEON | NA | NA | OM00034000 |  | 1ST FLOOR SUCURE HALLWAY | NA | NA | NA | DNA | DNA | DNA | Electric | DNA | NA | NA | \Classifications\Building System Class\C10-General Building Interior\C1020 - Fire Doors\Fire Doors - FRD | 1014317
36-C1 | 36-C1 Fontana Courthouse | 36-C1-D2023-310-HWP02 | DOMESTIC HOT WATER RECIRCULATING PUMP 2 | BELL & GOSSETT | 106197 | MRP58JV-758 | OM00033996 |  | 2ND FLOOR CENTRAL STAFF HALLWAY | NA | NA | NA | DNA | 115 | 1.7 | Electric | 1 | NA | NA | \Classifications\Building System Class\D20-Plumbing\D2020 - Domestic Water\Domestic Hot Water Circulating Pump - HWP | 1014318
36-C1 | 36-C1 Fontana Courthouse | 36-C1-D2030-150-MWL01 | MAIN BRANCH WASTE SYSTEM | NA | NA | NA | OM00033986 |  | NA | NA | NA | NA | NA | NA | NA | NA | NA | NA | NA | \Classifications\Building System Class\D20-Plumbing\D2030 - Sani Waste\Main/Branch Waste System - MWL | 1014319
36-C1 | 36-C1 Fontana Courthouse | 36-C1-D3041-160-FDP01 | FIRE DAMPERS | NA | NA | NA | OM00034002 |  | ALL | NA | NA | NA | NA | DNA | DNA | Electric | DNA | NA | NA | \Classifications\Building System Class\D30-HVAC Systems\D3040 - Distribution SYS\Fire Dampers - FDP | 1014320
36-C1 | 36-C1 Fontana Courthouse | 36-C1-D3050-250-ACU06 | AIR CONDITIONING, SPLIT SYSTEM #6 | TRANE | 10452HM24F | 4TWB3024A1000BA | OM00016496 |  | SOUTH ROOF | DNA | DNA | R-410A | 1/8 | 230 | 12 | Electric | 1 | NA | NA | \Classifications\Building System Class\D30-HVAC Systems\D3050 - Package SYS\Air Conditioning,Split System - ACU | 1014321
36-C1 | 36-C1 Fontana Courthouse | 36-C1-D3050-250-ACU01 | AIR CONDITIONING SPLIT SYSTEM 1 | Mitsubishi Electric | NA | MU17TN | OM00016493 |  | ROOF EAST END | NA | WASHABLE | R-22 | DNA | 208/230 | 15 | Electric | 1 | NA | NA | \Classifications\Building System Class\D30-HVAC Systems\D3050 - Package SYS\Air Conditioning,Split System - ACU | 1014322
36-C1 | 36-C1 Fontana Courthouse | 36-C1-D3050-250-ACU02 | AIR CONDITIONING SPLIT SYSTEM 2 | FUJITSU | DDN016940 | AOU24CL | OM00016495 |  | SOUTHEND ROOF | NA | REUSABLE | R-410A | DNA | 208/230 | 10.1 | Electric | 1 | NA | NA | \Classifications\Building System Class\D30-HVAC Systems\D3050 - Package SYS\Air Conditioning,Split System - ACU | 1014323
36-C1 | 36-C1 Fontana Courthouse | 36-C1-D3050-250-ACU05 | AIR CONDITIONING SPLIT SYSTEM 5 | CARRIER | 1009X90627 | 38HDF018-3 | OM00028207 |  | ROOF W. SIDE | NA | WASHABLE | R-410A | DNA | 208/230 | 12.1 | Electric | 1 | NA | NA | \Classifications\Building System Class\D30-HVAC Systems\D3050 - Package SYS\Air Conditioning,Split System - ACU | 1014325
36-C1 | 36-C1 Fontana Courthouse | 36-C1-D4010-150-FMS01 | FIRE STAND PIPE FMS01 | CEASE FIRE | NA | 593X | OM00033999 |  | PUBLIC LOBBY | NA | NA | NA | NA | NA | NA | NA | NA | NA | NA | \Classifications\Building System Class\D40-Fire Protection SYS\D4010 - Sprinkler SYS\Fire Systems, stand pipes - FMS | 1014327
36-C1 | 36-C1 Fontana Courthouse | 36-C1-D5092-250-EML96 | LIGHTING, EMERGENCY (49) & EXIT (47 BATTERY POWERED) | NA | NA | NA | OM00033985 |  | ALL | NA | NA | NA | NA | DNA | DNA | Electric | DNA | NA | NA | \Classifications\Building System Class\D50-Electrical SYS\D5090 - Elec SYS\Emergency And Exit Lighting - EML | 1014328
36-C1 | 36-C1 Fontana Courthouse | 36-C1-G2050-200-LSC01 | LANDSCAPING | NA | NA | NA | OM00033989 |  | JANITORIAL CLOSET | NA | NA | NA | NA | NA | NA | NA | NA | NA | NA | \Classifications\Building System Class\G20-Other Systems\G2050 - Landscaping\Landscaping - LSC | 1014329
36-C1 | 36-C1 Fontana Courthouse | 36-C1-D5092-250-ELT01 | EXTERIOR LIGHTING | NA | NA | NA | OM00033987 |  | OUTSIDE | NA | NA | NA | NA | NA | NA | Electric | NA | NA | NA | \Classifications\Building System Class\D50-Electrical SYS\D5090 - Elec SYS\Exterior Lighting - ELT | 1014330
36-C1 | 36-C1 Fontana Courthouse | 36-C1-G2049-300-HSC01 | HARDSCAPE | NA | NA | NA | OM00033988 |  | OUTSIDE | NA | NA | NA | NA | NA | NA | NA | NA | NA | NA | \Classifications\Building System Class\G20-Other Systems\G2040 - Site Development\Hardscape - HSC | 1014331
36-C1 | 36-C1 Fontana Courthouse | 36-C1-D2022-260-HWG02 | DOMESTIC WATER HEATER 2 | RHEEM | URLN1109500837 | G60-50N-1 | OM00028219 |  | SOUTH EXHIBIT ROOM | NA | NA | NA | NA | NA | NA | Gas | DNA | 50000 | DNA | \Classifications\Building System Class\D20-Plumbing\D2020 - Domestic Water\Domestic Water Heater, Gas - HWG | 1014337
36-C1 | 36-C1 Fontana Courthouse | 36-C1-D5037-710-FAP01 | FIRE ALARM PANEL | Honeywell Corp | NA | NFS-320 | OM00028223 |  | 1ST FLOOR SERVER ROOM | NA | NA | NA | DNA | DNA | DNA | Electric | DNA | NA | NA | \Classifications\Building System Class\D50-Electrical SYS\D5030 - Comm & Security\Fire Alarm Panel - FAP | 1015435
36-C1 | 36-C1 Fontana Courthouse | 36-C1-D2022-260-HWG03 | WATER HEATER #3, DOMESTIC, GAS | GENERAL ELECTRIC | BEUNM281210024 | SG60T12YXS10 | OM00028926 |  | INSIDE MECHANICAL ROOM 2ND FLOOR | NA | NA | NA | NA | NA | NA | Gas | NA | NA | 45000 | \Classifications\Building System Class\D20-Plumbing\D2020 - Domestic Water\Domestic Water Heater, Gas - HWG | 1015564
36-C1 | 36-C1 Fontana Courthouse | 36-C1-D2023-310-HWP03 | CIRCULATION PUMP, JUDGES/JURY CHAMBERS | BELL & GOSSETT | 1BL012 | PL30 | OM00036840 |  | MECHANICAL ROOM ON ROOF | NA | NA | NA | NA | 110 | 1.4 | Electric | 1 | NA | NA | \Classifications\Building System Class\D20-Plumbing\D2020 - Domestic Water\Domestic Hot Water Circulating Pump - HWP | 1015664
36-C1 | 36-C1 Fontana Courthouse | 36-C1-D3050-250-ACU07 | AIR CONDITIONING, SPLIT SYSTEM #7 | CARRIER | 1009X90644 | 38HDF018-3 | OM00028209 |  | ROOF WEST SIDE | NA | DNA | R-410A | NA | DNA | DNA | Electric | DNA | NA | NA | \Classifications\Building System Class\D30-HVAC Systems\D3050 - Package SYS\Air Conditioning,Split System - ACU | 1015665
36-C1 | 36-C1 Fontana Courthouse | 36-C1-D3050-250-ACU08 | Carrier 1.5 ton split system ACU08 | Carrier | 1613V00252 | 38GVC018---3 | OM00017451 |  | South West, CAFM/ 2nd floor mechanical room | NA | Washable | R-410A | 1/12 | 208/230 | 25 | Electric | 1 | NA | NA | \Classifications\Building System Class\D30-HVAC Systems\D3050 - Package SYS\Air Conditioning,Split System - ACU | 1019063
36-C1 | 36-C1 Fontana Courthouse | 36-C1-D3050-310-HPU02 | Heat Pump Packing Unit (HPU02) | Bryant | 1000G40893 | 655AEX036000AACF | OM00017452 |  | Old Entrance Roof | NA | 16x20x1 pleated | R-22 | NA | 460 | DNA | Electric | 3 | NA | NA | \Classifications\Building System Class\D30-HVAC Systems\D3050 - Package SYS\Heat Pump,Air Cooled - HPU | 1019527
36-C1 | 36-C1 Fontana Courthouse | 36-C1-D3042-220-EFN05 | EXHAUST FAN 5 (Women's Restroom, Flr 2) | Marathon | NA | HQD48S17D1310BK | OM00028213 |  | Floor 2, Women's Restroom | AX-31 | NA | NA | 1/4 | 115 | 5.0 | Electric | 1 | NA | NA | \Classifications\Building System Class\D30-HVAC Systems\D3040 - Distribution SYS\Supply/Exhaust/Return fans- FAN | 1019760
36-C1 | 36-C1 Fontana Courthouse | 36-C1-D3042-220-EFN04 | EXHAUST FAN 4 (Men's Restroom, Flr 1) | Marathon | NA | HQD48S17D1310BK | OM00028211 |  | Floor 1, Men's Restroom | AX-31 | NA | NA | 1/4 | 115 | 5.0 | Electric | 1 | NA | NA | \Classifications\Building System Class\D30-HVAC Systems\D3040 - Distribution SYS\Supply/Exhaust/Return fans- FAN | 1019763
36-C1 | 36-C1 Fontana Courthouse | 36-C1-D3042-220-EFN06 | EXHAUST FAN 6 (Men's Restroom, Flr 2) | Marathon | NA | HQD48S17D1310BK | OM00028214 |  | Floor 2 | AX-31 | NA | NA | 1/4 | 115 | 5.0 | Electric | 1 | NA | NA | \Classifications\Building System Class\D30-HVAC Systems\D3040 - Distribution SYS\Supply/Exhaust/Return fans- FAN | 1019764
36-C1 | 36-C1 Fontana Courthouse | 36-C1-D3042-220-EFN07 | EXHAUST FAN 6 (Women's Restroom, Flr 1) | Marathon | NA | HQD48S17D1310BK | OM00028212 |  | Women's Restroom, Floor 1 | AX-31 | NA | NA | 1/4 | 115 | 5.0 | Electric | 1 | NA | NA | \Classifications\Building System Class\D30-HVAC Systems\D3040 - Distribution SYS\Supply/Exhaust/Return fans- FAN | 1019970
36-C3 | 36-C3 Fontana Jury Assembly Building | 36-C3-D2022-260-HWG02 | HOT WATER HEATER GAS HWG02 | A.O. SMITH | 1005T004179 | GNR 40 100 | OM00028235 |  | BEHIND MEN'S RESTROOM IN JURY ASSEMBLY | NA | NA | NA | NA | NA | DNA | Gas | DNA | 40,000 | DNA | \Classifications\Building System Class\D20-Plumbing\D2020 - Domestic Water\Domestic Water Heater, Gas - HWG | 1014332
36-C3 | 36-C3 Fontana Jury Assembly Building | 36-C3-D3042-220-EFN01 | EXHAUST FAN 1 | Loren Cook Company | 138SD11438-00 | 0000701 | OM00028236 |  | JURY ASSEMBLY | 4L400 (1) | NA | NA | 1/4 | 115 | 5 | Electric | 1 | NA | NA | \Classifications\Building System Class\D30-HVAC Systems\D3040 - Distribution SYS\Supply/Exhaust/Return fans- FAN | 1014333
36-C3 | 36-C3 Fontana Jury Assembly Building | 36-C3-D3042-220-EFN02 | EXHAUST FAN 2 | Loren Cook Company | 138SD11438-00 | 0000701 | OM00028237 |  | JURY ASSEMBLY ROOF | 4L370 (1) | NA | NA | 1/4 | 115 | 5 | Electric | 1 | NA | NA | \Classifications\Building System Class\D30-HVAC Systems\D3040 - Distribution SYS\Supply/Exhaust/Return fans- FAN | 1014334
36-C3 | 36-C3 Fontana Jury Assembly Building | 36-C3-D3050-210-PKU01 | PACKAGE UNIT, UNIT TAG "U1" | International Comfort Products | G101750632 | RGS150LDB0AGAA | OM00028238 |  | JURY ASSEMBLY ROOF | A54 (1) | (4) 20X20X2 | R-410A | DNA | 460 | 10.6 | Electric and natural gas | 3 | 12000 | 180000 | \Classifications\Building System Class\D30-HVAC Systems\D3050 - Package SYS\Package Unit - PKU | 1014335
36-C3 | 36-C3 Fontana Jury Assembly Building | 36-C3-D3050-210-PKU02 | PACKAGE UNIT, UNIT TAG "U2" | INTERNATIONAL COMFORT PRODUCTS | G101750633 | RGS150LDBA0AGAA | OM00028239 |  | ROOF OF JURY ASSEMBLY BUILDING | AX54 (1) | (4) 20X20X2 | R-410A | DNA | 460 | 9.7 | Electric and natural gas | 3 | 180000 | 148000 | \Classifications\Building System Class\D30-HVAC Systems\D3050 - Package SYS\Package Unit - PKU | 1014336
36-C3 | 36-C3 Fontana Jury Assembly Building | 36-C3-B3010-100-RUF01 | ROOFING SYSTEM | NA | NA | NA | OM00036601 |  | NA | NA | NA | NA | NA | NA | NA | NA | DNA | NA | NA | \Classifications\Building System Class\B30-Roofing\B3010 - Roof Types\Roof - RUF | 1015298
36-C3 | 36-C3 Fontana Jury Assembly Building | 36-C3-D4031-100-FEX02 | FIRE EXTINGUISHERS (2) | NA | NA | NA | OM00036602 |  | THROUGHOUT BUILDING | NA | NA | NA | NA | NA | NA | NA | NA | NA | NA | \Classifications\Building System Class\D40-Fire Protection SYS\D4030 - FIRE SPEC\Fire Extinguisher - FEX | 1015299
36-C3 | 36-C3 Fontana Jury Assembly Building | 36-C3-D5092-250-EML11 | LIGHTING, EMERGENCY (9) & EXIT (2 BATTERY) | NA | NA | NA | OM00036603 |  | THROUGHOUT BUILDING | NA | NA | NA | NA | DNA | DNA | Electric | DNA | NA | NA | \Classifications\Building System Class\D50-Electrical SYS\D5090 - Elec SYS\Emergency And Exit Lighting - EML | 1015300
36-C3 | 36-C3 Fontana Jury Assembly Building | 36-C3-D5092-250-ELT01 | EXTERIOR LIGHTING | NA | NA | NA | OM00036604 |  | EXTERIOR OF BUILDING | NA | NA | NA | NA | DNA | DNA | Electric | DNA | NA | NA | \Classifications\Building System Class\D50-Electrical SYS\D5090 - Elec SYS\Exterior Lighting - ELT | 1015301
36-C3 | 36-C3 Fontana Jury Assembly Building | 36-C3-D5037-710-FAP01 | FIRE ALARM PANEL | Honeywell | NA | NFW-50 | OM00036104 |  | NORTH END EXTERIOR-LECTRICAL ROOM | NA | NA | NA | DNA | 120 | DNA | Electric | 1 | NA | NA | \Classifications\Building System Class\D50-Electrical SYS\D5030 - Comm & Security\Fire Alarm Panel - FAP | 1015350
36-C3 | 36-C3 Fontana Jury Assembly Building | 36-C3-B2010-100-BLD01 | BUILDING | NA | NA | NA | OM00036314 |  | ENTIRE BUILDING | NA | NA | NA | NA | NA | NA | NA | NA | NA | NA | \Classifications\Building System Class\B20-General Building Exterior\B2010 - Exterior Walls\Building - BLD | 1015666
36-C3 | 36-C3 Fontana Jury Assembly Building | 36-C3-G2050-200-LSC01 | LANDSCAPING | NA | NA | NA | OM00036315 |  | OUTSIDE OF BUILDING | NA | NA | NA | NA | NA | NA | NA | NA | NA | NA | \Classifications\Building System Class\G20-Other Systems\G2050 - Landscaping\Landscaping - LSC | 1015667
36-C3 | 36-C3 Fontana Jury Assembly Building | 36-C3-G2049-300-HSC01 | HARDSCAPE | NA | NA | NA | OM00036316 |  | OUTSIDE OF BUILDING | NA | NA | NA | NA | NA | NA | NA | NA | NA | NA | \Classifications\Building System Class\G20-Other Systems\G2040 - Site Development\Hardscape - HSC | 1015668
36-C3 | 36-C3 Fontana Jury Assembly Building | 36-C3-D5011-240-TRN01 | ELECTRICAL, TRANSFORMER #1 | EATON | J10B00693 | V48M28T75EE | OM00028230 |  | ELECTRICAL ROOM | NA | NA | NA | NA | 480 | NA | Electric | 3 | NA | NA | \Classifications\Building System Class\D50-Electrical SYS\D5010 - Elec Service & Dist\Transformer - TRN | 1015669
36-F1 | 36-F1 Rancho Cucamonga Courthouse | 36-F1-D3041-110-AHU01 | Air handeler # 1 | Temtrol | U103356-001-00 | FC-DH287 | OM00030117 |  | Server room basement | DNA | 20x24x2 (3) | na | 2hp | 460volts | 3Amps | Electric | 3 | na | na | \Classifications\Building System Class\D30-HVAC Systems\D3040 - Distribution SYS\Air Handling Unit - AHU | EQ-1002355
36-F1 | 36-F1 Rancho Cucamonga Courthouse | 36-F1-D3041-110-AHU02 | Air handeler # 2 | Temtrol | U103356-002-00 | FC-DH287 | OM00030118 |  | Server room basement | DNA | 20x24x2 (3) | NA | 2hpout | 460volts | 3 Amps | Electric | 3 | NA | NA | \Classifications\Building System Class\D30-HVAC Systems\D3040 - Distribution SYS\Air Handling Unit - AHU | EQ-1002356
36-F1 | 36-F1 Rancho Cucamonga Courthouse | 36-F1-D3031-130-CLR01 | Air cooled chiler #1 | Carrier | 3502F77039 | 30RAN025-E-411-KJ | OM00030119 |  | Out side by loading D. | na | na | R-22 | DNA | 230volts | 92.9 | Electric | 3 | na | na | \Classifications\Building System Class\D30-HVAC Systems\D3030 - Cooling SYS\Chiller, Water Cooled - CLR | EQ-1002357
36-F1 | 36-F1 Rancho Cucamonga Courthouse | 36-F1-D3031-130-CLR02 | Air cooled chiler #2 | Carrier | 2790F2400 | 30GT-015-601 | OM00030120 |  | Out side by loading D. | na | na | R-22 | DNA | 230 volts | DNA | Electric | 3 | na | na | \Classifications\Building System Class\D30-HVAC Systems\D3030 - Cooling SYS\Chiller, Water Cooled - CLR | EQ-1002358
36-F1 | 36-F1 Rancho Cucamonga Courthouse | 36-F1-D1010-100-ELE01 | Elevator, passenger #6 | SCHINDLER HOUGHTON | 18639-A-6 | NA | OM00030115 | State ID# 081846 | Jail cells | NA | NA | NA | 25.00 | 240 | 90 | Electric | 3 | NA | NA | \Classifications\Building System Class\D10-Conveyance Systems\D1010 - Elevator\Elevator,Electric,Pass/Freight - ELE | EQ-1002363
36-F1 | 36-F1 Rancho Cucamonga Courthouse | 36-F1-D1010-100-ELE02 | Elevator #7 | ThyssenKrupp Elevator | Contract #: BEE406 | TAC32T | OM00028927 | State ID# 081847 | Basement Jail cells | NA | NA | NA | 25 | 240 | 90 | NA | 3 | NA | NA | \Classifications\Building System Class\D10-Conveyance Systems\D1010 - Elevator\Elevator,Electric,Pass/Freight - ELE | EQ-1002364
36-F1 | 36-F1 Rancho Cucamonga Courthouse | 36-F1-D1010-100-ELE03 | Custody Elevator #8 | SCHINDLER HOUGHTON | 18641-A-8 | NA | OM00030116 | State ID# 081848 | Jail cells | NA | NA | NA | 25 | 240 | 90 | Electric | 3 | NA | NA | \Classifications\Building System Class\D10-Conveyance Systems\D1010 - Elevator\Elevator,Electric,Pass/Freight - ELE | EQ-1002365
36-F1 | 36-F1 Rancho Cucamonga Courthouse | 36-F1-D4094-450-SFM01 | Halon System | FENWAL | NA | 2210 | OM00000440 |  | Server room basement | na | na | NA | na | 120 | 1.5 | Electric | 1 | na | na | \Classifications\Building System Class\D40-Fire Protection SYS\D4090 - Other Fire Protection Systems\Fire Suppression, Gaseous - SFM | EQ-1002366
36-F1 | 36-F1 Rancho Cucamonga Courthouse | 36-F1-B2034-400-DOH01 | ROLLUP SECURITY DOOR #1 (8 FT) | Cookson Co. | NA | ABC-C33 | OM00033974 |  | 1ST FLOOR PUBLIC/SECURED LOBBY | NA | NA | NA | NA | 208/230 | 3.9 | Electric | NA | NA | NA | \Classifications\Building System Class\B20-General Building Exterior\B2030 - Exterior Doors\Door,Overhead-Shutter,Manual,Elec,Roll-up - DOH | EQ-1002563
36-F1 | 36-F1 Rancho Cucamonga Courthouse | 36-F1-D4031-100-FEX37 | ABC FIRE EXTINGUISHER (37) | NA | NA | NA | OM00033980 |  | All | NA | NA | NA | NA | NA | NA | NA | NA | NA | NA | \Classifications\Building System Class\D40-Fire Protection SYS\D4030 - FIRE SPEC\Fire Extinguisher - FEX | 1009234
36-F1 | 36-F1 Rancho Cucamonga Courthouse | 36-F1-D1010-100-ELE04 | Elevator, Judges#5 ELE04 | SCHINDLER HOUGHTON | NA | 12F609Y655G1 | OM00028925 | State ID# 081855 | BASEMENT | NA | NA | NA | 40 | 460/230 | 104/52 | Electric | 3 | NA | NA | \Classifications\Building System Class\D10-Conveyance Systems\D1010 - Elevator\Elevator,Electric,Pass/Freight - ELE | 1011536
36-F1 | 36-F1 Rancho Cucamonga Courthouse | 36-F1-B2034-400-DOH02 | ROLLUP SECURITY DOOR #2 (8 FT) | Cookson | NA | NA | OM00033973 |  | 1ST FLOOR PUBLIC/SECURED LOBBY | NA | NA | NA | DNA | DNA | NA | Electric | 1 | NA | NA | \Classifications\Building System Class\B20-General Building Exterior\B2030 - Exterior Doors\Door,Overhead-Shutter,Manual,Elec,Roll-up - DOH | 1015291
36-F1 | 36-F1 Rancho Cucamonga Courthouse | 36-F1-B2034-400-DOH03 | ROLLUP SECURITY DOOR #3 (8 FT) | NA | NA | NA | OM00033975 |  | 1ST FLOOR PUBLIC/SECURED LOBBY | NA | NA | NA | DNA | DNA | NA | Electric | 1 | NA | NA | \Classifications\Building System Class\B20-General Building Exterior\B2030 - Exterior Doors\Door,Overhead-Shutter,Manual,Elec,Roll-up - DOH | 1015292
36-F1 | 36-F1 Rancho Cucamonga Courthouse | 36-F1-B2034-400-DOH04 | ROLLUP SECURITY DOOR #4 (8 FT) | Cookson | NA | NA | OM00033976 |  | 1ST FLOOR PUBLIC/SECURED LOBBY | NA | NA | NA | DNA | DNA | NA | Electric | 1 | NA | NA | \Classifications\Building System Class\B20-General Building Exterior\B2030 - Exterior Doors\Door,Overhead-Shutter,Manual,Elec,Roll-up - DOH | 1015293
36-F1 | 36-F1 Rancho Cucamonga Courthouse | 36-F1-B2034-400-DOH05 | ROLLUP SECURITY DOOR #5 (6 FT) | Cookson | NA | NA | OM00033977 |  | 1ST FLOOR PUBLIC/SECURED LOBBY | NA | NA | NA | DNA | DNA | NA | Electric | 1 | NA | NA | \Classifications\Building System Class\B20-General Building Exterior\B2030 - Exterior Doors\Door,Overhead-Shutter,Manual,Elec,Roll-up - DOH | 1015294
36-F1 | 36-F1 Rancho Cucamonga Courthouse | 36-F1-B2034-400-DOH06 | ROLLUP SECURITY DOOR #6 (8 FT) | Cookson | NA | NA | OM00033978 |  | 1ST FLOOR PUBLIC/SECURED LOBBY | NA | NA | NA | DNA | DNA | NA | Electric | 1 | NA | NA | \Classifications\Building System Class\B20-General Building Exterior\B2030 - Exterior Doors\Door,Overhead-Shutter,Manual,Elec,Roll-up - DOH | 1015295
36-F1 | 36-F1 Rancho Cucamonga Courthouse | 36-F1-B2034-400-DOH07 | ROLLUP SECURITY DOOR #7 (6 FT) | Cookson | NA | NA | OM00033979 |  | 1ST FLOOR PUBLIC/SECURED LOBBY | NA | NA | NA | DNA | DNA | NA | Electric | 1 | NA | NA | \Classifications\Building System Class\B20-General Building Exterior\B2030 - Exterior Doors\Door,Overhead-Shutter,Manual,Elec,Roll-up - DOH | 1015296
36-F1 | 36-F1 Rancho Cucamonga Courthouse | 36-F1-D1013-310-WCL01 | Modified LIFT, WHEELCHAIR LIFT #1 (WCL01) | CHENEY | NA | VPL SERIES 2000 | OM00028928 | NEED RISK RVW | 3RD FLOOR R-11 COURTROOM | NA | NA | NA | NA | DNA | DNA | Electric | DNA | NA | NA | \Classifications\Building System Class\D10-Conveyance Systems\D1010 - Elevator\Wheelchair Lift - WCL | 1015801
36-F1 | 36-F1 Rancho Cucamonga Courthouse | 36-F1-B2010-100-CTY01 | Building | NA | NA | NA | OM00037895 |  |  | NA | NA | NA | NA | NA | NA | NA | NA | NA | NA | \Classifications\Building System Class\B20-General Building Exterior\B2010 - Exterior Walls\Building - BLD | 1016551
36-F1 | 36-F1 Rancho Cucamonga Courthouse | 36-F1-D2023-100-BFP01 | Backflow Preventer (Next to Chillers) | Wilkins Zurn | 2782925 | 975XL | OM00002573 |  | Next to Chillers | NA | NA | NA | NA | NA | NA | NA | NA | NA | NA | \Classifications\Building System Class\D20-Plumbing\D2020 - Domestic Water\Backflow Preventer - BFP | 1019226
36-F1 | 36-F1 Rancho Cucamonga Courthouse | 36-F1-D3040-120-FCU01 | Fan Coil Unit (Rm R-1) | First Co | U02B101143 | 24CDXQ-HO | OM00017450 |  | Secured Hallway | NA | NA | DNA | 1/5 | 120 | 3 | Electric | 1 | NA | NA | \Classifications\Building System Class\D30-HVAC Systems\D3040 - Distribution SYS\Fan Coil Unit - FCU | 1019227
36-F1 | 36-F1 Rancho Cucamonga Courthouse | 36-F1-B2034-400-DOH08 | Overhead Rollup Door (Main Lobby) | Cookson Door Company | NA | NA | OM00036103 |  | Main Lobby | NA | NA | NA | DNA | DNA | DNA | Electric | DNA | NA | NA | \Classifications\Building System Class\B20-General Building Exterior\B2030 - Exterior Doors\Door,Overhead-Shutter,Manual,Elec,Roll-up - DOH | 1019228
36-F1 | 36-F1 Rancho Cucamonga Courthouse | 36-F1-B2034-400-DOH09 | Overhead Rollup Door | Lift Master | 5012N1634 | GH7543L4 | OM00028936 |  | Custody West Sally Port Exit | NA | NA | NA | 3/4 | 208-230/460 | 3.0/1.5 | Electric | 3 | NA | NA | \Classifications\Building System Class\B20-General Building Exterior\B2030 - Exterior Doors\Door,Overhead-Shutter,Manual,Elec,Roll-up - DOH | 1019229
36-F1 | 36-F1 Rancho Cucamonga Courthouse | 36-F1-B2034-400-DOH10 | Overhead Rollup Door | NA | NA | NA | OM00002575 |  | Custody East Sally Port Exit | NA | NA | NA | 3/4 | 208-230/460 | 3.0/1.5 | Electric | 3 | NA | NA | \Classifications\Building System Class\B20-General Building Exterior\B2030 - Exterior Doors\Door,Overhead-Shutter,Manual,Elec,Roll-up - DOH | 1019230
36-F1 | 36-F1 Rancho Cucamonga Courthouse | 36-F1-D3031-100-PCH01 | Chiller Water Pump #1 | Taco Pump | NA | CI1509 | OM00033971 |  | Next to Chillers | NA | NA | NA | 5 | 208-230/460 | 15/6.6 | Electric | 3 | NA | NA | \Classifications\Building System Class\D30-HVAC Systems\D3030 - Cooling SYS\Chilled Water Pump - PCH | 1019231
36-F1 | 36-F1 Rancho Cucamonga Courthouse | 36-F1-D3031-100-PCH02 | Chiller Water Pump #2 | Taco Pump | NA | CI1509 | OM00036105 |  | Next to Chillers | NA | NA | NA | NA | 208-230/460 | 15/6.6 | Electric | 3 | NA | NA | \Classifications\Building System Class\D30-HVAC Systems\D3030 - Cooling SYS\Chilled Water Pump - PCH | 1019232
36-J1 | 36-J1 Barstow Courthouse | 36-J1-D5010-200-ESD01 | MAIN SWITCH GEAR | RSE SIERRA | 35NB35T481 | JMM3212T | OM00001549 | DNA | MECHANICAL ROOM | NA | NA | NA | NA | 277/480 | 1000 | Electric | 3 | NA | NA | \Classifications\Building System Class\D50-Electrical SYS\D5010 - Elec Service & Dist\Electical Service and Distribution - ESD | EQ-1002193
36-J1 | 36-J1 Barstow Courthouse | 36-J1-D5092-210-CTY01 | EMERGENCY GENERATOR - (County Maintained/Managed) | ON ELECTRIC GEN SET | 375933306 | 300EK-15R/1047G | OM00001550 | DNA | JURY PARKING LOT | NA | NA | NA | NA | DNA | DNA | PROPANE | DNA | NA | na | \Classifications\Building System Class\D50-Electrical SYS\D5090 - Elec SYS\Emergency Generator - GEN | EQ-1002194
36-J1 | 36-J1 Barstow Courthouse | 36-J1-D5010-234-CTY01 | TRANSFER SWITCH ATS (County Maintained) | ASGA | 71200-Y | 940315046C | OM00001551 | DNA | MECHANICAL ROOM WEST SIDE OF BUILDING | na | na | na | na | 120/208 | DC 10-5 | na | 1 | na | na | \Classifications\Building System Class\D50-Electrical SYS\D5010 - Elec Service & Dist\Automatic Transfer Switch - ATS | EQ-1002195
36-J1 | 36-J1 Barstow Courthouse | 36-J1-D3021-130-BLR01 | BOILER | LOCHINVAR | F07H00198234 | CHN2071 | OM00001553 | DNA | MECHANICAL ROOM | na | 16X16X1 | na | DNA | 120 | 14.8 | Gas | 1 | 1,999,999 | 1738800 | \Classifications\Building System Class\D30-HVAC Systems\D3020 - Heat SYS\Boiler,Hot Water,Oil/Gas/Comb. - BLR | EQ-1002197
36-J1 | 36-J1 Barstow Courthouse | 36-J1-D3041-110-AHU01 | AIR HANDLER UNIT #1 | Carrier | 761398082 | 39EB39 | OM00001556 | na | MECHANICAL ROOM | (3) B79 | (28) 16X25X2 | na | 20 | 230-460 | 23.9 | Electric | 3 | na | na | \Classifications\Building System Class\D30-HVAC Systems\D3040 - Distribution SYS\Air Handling Unit - AHU | EQ-1002198
36-J1 | 36-J1 Barstow Courthouse | 36-J1-D3068-100-BAS01 | BAS | SIEMENS | 545-1428 | SYSTEM 600 APOGEE | OM00001558 | na | MECHANICAL ROOM WEST SIDE OF BUILDING | na | na | na | na | 115 | DNA | na | 1 | na | na | \Classifications\Building System Class\D30-HVAC Systems\D3060 - Control & Inst Air\Building Automation System - BAS | EQ-1002199
36-J1 | 36-J1 Barstow Courthouse | 36-J1-D3041-110-AHU02 | AIR HANDLER UNIT #2 | CARRIER | 7613 | 28CW1824DA1102 | OM00001559 | na | MECHANICAL ROOM | (3) B75 | (28) 16X24X2 | na | 25 | 208-230/460 | 28.7 | Electric | 3 | na | na | \Classifications\Building System Class\D30-HVAC Systems\D3040 - Distribution SYS\Air Handling Unit - AHU | EQ-1002200
36-J1 | 36-J1 Barstow Courthouse | 36-J1-D3042-220-EFN01 | Exhaust Fan #4 (Penthouse) | Brad & McClung Pace | 762760802 | U18B | OM00001562 | na | MECHANICAL ROOM BY AHU2 | 4L420 (2) | na | na | 2.00 | 208-230/460 | 5.9-5.7/2.8 | Electric | 3 | na | na | \Classifications\Building System Class\D30-HVAC Systems\D3040 - Distribution SYS\Supply/Exhaust/Return fans- FAN | EQ-1002203
36-J1 | 36-J1 Barstow Courthouse | 36-J1-D3042-220-EFN02 | Exhaust Fan #3 (Penthouse) | Brad & McClung Pace | 762760801 | U12B | OM00001563 | na | MECHANICAL ROOM BY AHU2 | (2) 4L310 | na | na | 1/2 | 208-230/460 | 1.8-2.2/1.1 | Electric | 3 | na | na | \Classifications\Building System Class\D30-HVAC Systems\D3040 - Distribution SYS\Supply/Exhaust/Return fans- FAN | EQ-1002204
36-J1 | 36-J1 Barstow Courthouse | 36-J1-D3031-100-PCH01 | CHILLED WATER PUMP #1 | Bell & Gossett | 720045 | M2BB | OM00001565 | na | MECHANICAL ROOM | na | na | na | 5 | 230/460 | 13.6/6.8 | Electric | 3 | na | na | \Classifications\Building System Class\D30-HVAC Systems\D3030 - Cooling SYS\Chilled Water Pump - PCH | EQ-1002206
36-J1 | 36-J1 Barstow Courthouse | 36-J1-D3031-100-PCH02 | CHILLED WATER PUMP #2 | Armstrong Pump Inc | C44180 | 5X4X84030 | OM00001566 | na | MECHANICAL ROOM | na | na | na | 10.00 | 208-230/460 | 29.5-27.2/13.6 | Electric | 3 | na | na | \Classifications\Building System Class\D30-HVAC Systems\D3030 - Cooling SYS\Chilled Water Pump - PCH | EQ-1002207
36-J1 | 36-J1 Barstow Courthouse | 36-J1-D3031-100-PCH03 | CHILLED WATER PUMP #3 | Armstrong Pump Inc | C44179 | 5X4X84030 | OM00001567 | na | MECHANICAL ROOM | na | na | na | 10 | 208-230/460 | 29.5-27.2/13.6 | na | 3 | na | na | \Classifications\Building System Class\D30-HVAC Systems\D3030 - Cooling SYS\Chilled Water Pump - PCH | EQ-1002208
36-J1 | 36-J1 Barstow Courthouse | 36-J1-D3050-210-PKU03 | PACKAGE UNIT #3 | CARRIER | 1589057795 | 48N | OM00001570 | na | ROOF SOUTH SIDE | DNA | 14X25X1 | R-22 | DNA | 208-230 | DNA | Electric and natural gas | 3 | na | na | \Classifications\Building System Class\D30-HVAC Systems\D3050 - Package SYS\Package Unit - PKU | EQ-1002211
36-J1 | 36-J1 Barstow Courthouse | 36-J1-D1010-100-ELE01 | ELEVATOR | MOTION CONTROL | 3232557 | HMC-1000 | OM00001573 | State ID# 061879 | MECHANICAL ROOM | NA | NA | NA | 25 | 480 | 43 | Other | 3 | NA | NA | \Classifications\Building System Class\D10-Conveyance Systems\D1010 - Elevator\Elevator,Electric,Pass/Freight - ELE | EQ-1002213
36-J1 | 36-J1 Barstow Courthouse | 36-J1-D5092-250-EML18 | EMERGENCY LIGHTS (18) | NA | NA | NA | OM00030247 |  | ON 1 FLOORS | na | na | na | na | DNA | DNA | na | na | na | na | \Classifications\Building System Class\D50-Electrical SYS\D5090 - Elec SYS\Emergency And Exit Lighting - EML | EQ-1002214
36-J1 | 36-J1 Barstow Courthouse | 36-J1-D4031-100-FEX15 | FIRE EXTINGUISHER (15) | NA | NA | NA | OM00030248 |  | na | na | na | na | na | na | na | na | na | na | na | \Classifications\Building System Class\D40-Fire Protection SYS\D4030 - FIRE SPEC\Fire Extinguisher - FEX | EQ-1002216
36-J1 | 36-J1 Barstow Courthouse | 36-J1-B2010-100-BLD01 | Building Structure | NA | NA | NA | OM00030245 | NA | All | NA | NA | NA | NA | NA | NA | NA | NA | NA | NA | \Classifications\Building System Class\B20-General Building Exterior\B2010 - Exterior Walls\Building - BLD | EQ-1007324
36-J1 | 36-J1 Barstow Courthouse | 36-J1-B3010-100-RUF01 | Roofing Systems | NA | NA | NA | OM00030246 |  | ROOF | NA | NA | NA | NA | NA | NA | NA | NA | NA | NA | \Classifications\Building System Class\B30-Roofing\B3010 - Roof Types\Roof - RUF | EQ-1007501
36-J1 | 36-J1 Barstow Courthouse | 36-J1-D2017-100-SHW01 | EYE WASH STATION | SAS | DNA | DNA | OM00030243 |  | Next to Chillers | NA | NA | NA | NA | NA | NA | NA | NA | NA | NA | \Classifications\Building System Class\D20-Plumbing\D2010 - Plumb Fix\Showers - SHW | 1014338
36-J1 | 36-J1 Barstow Courthouse | 36-J1-D2030-150-MWL01 | MAIN BRANCH WASTE | DNA | DNA | DNA | OM00030252 |  | DNA | NA | NA | NA | NA | NA | NA | NA | NA | NA | NA | \Classifications\Building System Class\D20-Plumbing\D2030 - Sani Waste\Main/Branch Waste System - MWL | 1014340
36-J1 | 36-J1 Barstow Courthouse | 36-J1-D2090-230-WIP01 | WATER TREATMENT | Lakewood Instruments LLC | SI1140P | RD15X1KVC1S | OM00030242 |  | ROOF CENTER ROOF | NA | NA | NA | DNA | 120 | 0.35 | Electric | 1 | NA | NA | \Classifications\Building System Class\D20-Plumbing\D2090 - Other Plumbing SYS\Water Treatment Inhibitor Pump - WIP | 1014341
36-J1 | 36-J1 Barstow Courthouse | 36-J1-D3041-160-FDP01 | FIRE DAMPERS | DNA | DNA | DNA | OM00030251 |  | NA | NA | NA | NA | NA | DNA | DNA | Electric | DNA | NA | NA | \Classifications\Building System Class\D30-HVAC Systems\D3040 - Distribution SYS\Fire Dampers - FDP | 1014342
36-J1 | 36-J1 Barstow Courthouse | 36-J1-G2050-200-LSC01 | LANDSCAPING | NA | NA | NA | OM00030250 |  | OUTSIDE | NA | NA | NA | NA | NA | NA | NA | NA | NA | NA | \Classifications\Building System Class\G20-Other Systems\G2050 - Landscaping\Landscaping - LSC | 1014346
36-J1 | 36-J1 Barstow Courthouse | 36-J1-G2049-300-HSC01 | HARDSCAPE | NA | NA | NA | OM00030249 |  | OUTSIDE | NA | NA | NA | NA | NA | NA | NA | NA | NA | NA | \Classifications\Building System Class\G20-Other Systems\G2040 - Site Development\Hardscape - HSC | 1014347
36-J1 | 36-J1 Barstow Courthouse | 36-J1-D3050-250-ACU01 | A/C, SPLIT SYSTEM (ROOF) | Fujitsu | GEN006909 | AOU30LX1 | OM00036344 |  | EAST SIDE OF THE ROOF | NA | DNA | R-410A | NA | 208/230 | 14.2 | Electric | 1 | DNA | 30800 | \Classifications\Building System Class\D30-HVAC Systems\D3050 - Package SYS\Air Conditioning,Split System - ACU | 1016485
36-J1 | 36-J1 Barstow Courthouse | 36-J1-D2023-100-BFP05 | BACKFLOW (BOILER MAKE UP) | WILKINS ZURN | A422498 | 375RP | OM00002605 |  | LOWER MECHANICAL ROOM ABOVE DOOR | NA | NA | NA | NA | NA | NA | NA | NA | NA | NA | \Classifications\Building System Class\D20-Plumbing\D2020 - Domestic Water\Backflow Preventer - BFP | 1016504
36-J1 | 36-J1 Barstow Courthouse | 36-J1-D5010-110-MCC01 | Motor Control Center (AHU Rm) MCC01 | Research Services & Engineering | 618205 | DNA | OM00040990 |  | Air Handler Room | NA | NA | NA | NA | DNA | DNA | Electric | DNA | NA | NA | \Classifications\Building System Class\D50-Electrical SYS\D5010 - Elec Service & Dist\Chiller Room Electrical Panel - MCC | 1019160
36-J1 | 36-J1 Barstow Courthouse | 36-J1-D2030-410-PMS01 | Sewage Ejector Pump (Mech Boiler Rm) PMS01 | JWC Environmental | 2001013010 | TOVC611291145TC | OM00040994 |  | Basement, Mechanical Boiler Room,Lower Level | NA | NA | NA | 5 | 208-230/460 | 5-13.2/6.6 | Electric | NA | NA | NA | \Classifications\Building System Class\D20-Plumbing\D2030 - Sani Waste\Sewage Ejector Pump - PMS | 1019161
36-J1 | 36-J1 Barstow Courthouse | 36-J1-D3020-100-HET01 | Expansion Tank for the Chiller Water Loop "Penthouse" | Roy E Hanson Jr MFG Co | 156401 | DNA | OM00040991 |  | Penthouse, Air Handler Room | NA | NA | NA | NA | NA | NA | NA | NA |  | NA | \Classifications\Building System Class\D30-HVAC Systems\D3020 - Heat SYS\Heater Water Expansion Tank - HET | 1019162
36-J1 | 36-J1 Barstow Courthouse | 36-J1-D2022-260-HWG02 | Hot Water Heater, Gas (Mech Boiler Rm) HWG02 | AO Smith | 1418M001247 | BTL199200 | OM00040992 |  | Lower Level | NA | NA | NA | NA | 120 | 5 | Gas | DNA | NA | NA | \Classifications\Building System Class\D20-Plumbing\D2020 - Domestic Water\Domestic Water Heater, Gas - HWG | 1019261
36-J1 | 36-J1 Barstow Courthouse | 36-J1-D2023-310-HWP03 | Hot Water Circulation Pump Domestic - Return | Grundfos Pumps | DNA | UP_2696_BF | OM00040993 |  | Lower level, Mechanical Boiler Room | NA | NA | NA | DNA | 115 | 1.70 | Electric | 1 | NA | NA | \Classifications\Building System Class\D20-Plumbing\D2020 - Domestic Water\Domestic Hot Water Circulating Pump - HWP | 1019275
36-J1 | 36-J1 Barstow Courthouse | 36-J1-D3044-125-PHW01 | Pump, Hot Water PHW01 | Taco Pump Company | DNA | CI1206 | OM00040995 |  | Lower level, Mechanical Boiler Room | NA | NA | NA | 5 | 208-230/460 | 13-12.2/6.1 | Electric | 3 | NA | NA | \Classifications\Building System Class\D30-HVAC Systems\D3040 - Distribution SYS\Hot Water Pump - PHW | 1019276
36-J1 | 36-J1 Barstow Courthouse | 36-J1-D3031-140-CLR04 | Chiller #1 (CLR04) | Qualntech | 1155M74472904 | QTC3100THE46XFBBCTXBXXBLXCXX | OM00040744 |  | CHILLER PAD | NA | NA | R410A | NA | 460 | 235 | Electric | 3 | NA | NA | \Classifications\Building System Class\D30-HVAC Systems\D3030 - Cooling SYS\Chiller, Air Cooled - CLR | 1022846
36-J1 | 36-J1 Barstow Courthouse | 36-J1-D3031-140-CLR05 | Chiller #2 (CLR05) | Qualntech | 1155M74472905 | QTC3100THE46XFBBCTXBXXBLXCXX | OM00040745 |  | CHILLER PAD | NA | NA | R410A | NA | 460 | 235 | Electric | 3 | NA | NA | \Classifications\Building System Class\D30-HVAC Systems\D3030 - Cooling SYS\Chiller, Air Cooled - CLR | 1022847
36-L1 | 36-L1 Victorville Courthouse-Dept. N-1 | 36-L1-D5092-250-EML81 | EMERGENCY LIGHTS (81) | LITHONIA | NA | NA | OM00030264 |  | THROUGHTOUT THE COURT HOUSE | na | na | na | na | 120-277 | na | na | na | na | na | \Classifications\Building System Class\D50-Electrical SYS\D5090 - Elec SYS\Emergency And Exit Lighting - EML | EQ-1002150
36-L1 | 36-L1 Victorville Courthouse-Dept. N-1 | 36-L1-D4031-100-FEX03 | Portable, Hand Held, Fire Extinguisher | KIDDIE |  |  | OM00030266 |  | THROUGHTOUT | NA | NA | NA | NA | NA | NA | NA | NA | NA | NA | \Classifications\Building System Class\D40-Fire Protection SYS\D4030 - FIRE SPEC\Fire Extinguisher - FEX | EQ-1005281
36-L1 | 36-L1 Victorville Courthouse-Dept. N-1 | 36-L1-B2010-100-BLD01 | Building Structure | NA | NA | NA | OM00030265 |  | All | NA | NA | NA | NA | NA | NA | NA | NA | NA | NA | \Classifications\Building System Class\B20-General Building Exterior\B2010 - Exterior Walls\Building - BLD | EQ-1007325
36-L1 | 36-L1 Victorville Courthouse-Dept. N-1 | 36-L1-B3010-100-CTY01 | Roofing Systems | DNA | DNA | DNA | OM00036606 | DNA | NA | NA | NA | NA | NA | NA | NA | NA | NA | NA | NA | \Classifications\Building System Class\B30-Roofing\B3010 - Roof Types\Roof - RUF | EQ-1007502
36-L1 | 36-L1 Victorville Courthouse-Dept. N-1 | 36-L1-C1020-110-FRD01 | FIRE CURTAIN (MANUAL) | Atlas Roll Lite Corp. | NA | ROLL LITE | OM00030256 |  | TRAFFIC WINDOW | NA | NA | NA | NA | 120 | 11 | Electric | 1 | NA | NA | \Classifications\Building System Class\C10-General Building Interior\C1020 - Fire Doors\Fire Doors - FRD | 1014348
36-L1 | 36-L1 Victorville Courthouse-Dept. N-1 | 36-L1-C1020-110-FRD02 | FIRE CURTAIN MANUAL #2 | Atlas Roll Lite Corp. | NA | ROLL LITE | OM00030257 |  | E TRAFFIC WINDOW | NA | NA | NA | NA | 120 | 21 | Electric | 1 | NA | NA | \Classifications\Building System Class\C10-General Building Interior\C1020 - Fire Doors\Fire Doors - FRD | 1014349
36-L1 | 36-L1 Victorville Courthouse-Dept. N-1 | 36-L1-C1020-110-FRD04 | FIRE CURTAIN MANUAL FRD04 | Atlas Roll Lite Corp. | NA | ROLL LITE | OM00030259 |  | E TRAFFIC WINDOW | NA | NA | NA | NA | 120 | 11 | Electric | 1 | NA | NA | \Classifications\Building System Class\C10-General Building Interior\C1020 - Fire Doors\Fire Doors - FRD | 1014351
36-L1 | 36-L1 Victorville Courthouse-Dept. N-1 | 36-L1-B2034-400-DOH01 | Overhead Manual Roll-Up Windos ( #5) | Atlas Roll Lite Corp. | NA | Roll_Lite_124824X1A | OM00030260 |  | TRAFFIC WINDOW | NA | NA | NA | NA | NA | NA | DNA | NA | NA | NA | \Classifications\Building System Class\B20-General Building Exterior\B2030 - Exterior Doors\Door,Overhead-Shutter,Manual,Elec,Roll-up - DOH | 1014352
36-L1 | 36-L1 Victorville Courthouse-Dept. N-1 | 36-L1-B2034-400-DOH02 | Overhead Manual Roll-Up Windos (#6) | Atlas Roll Lite Corp. | NA | Roll_Lite_124824X1A | OM00030261 |  | TRAFFIC WINDOW | NA | NA | NA | NA | NA | NA | DNA | NA | NA | NA | \Classifications\Building System Class\B20-General Building Exterior\B2030 - Exterior Doors\Door,Overhead-Shutter,Manual,Elec,Roll-up - DOH | 1014353
36-L1 | 36-L1 Victorville Courthouse-Dept. N-1 | 36-L1-B2034-400-DOH03 | Overhead Manual Roll-Up Windos (#7) | Atlas Roll Lite Corp. | NA | Roll_Lite_124824X1A | OM00030262 |  | TRAFFIC WINDOW | NA | NA | NA | NA | NA | NA | DNA | NA | NA | NA | \Classifications\Building System Class\B20-General Building Exterior\B2030 - Exterior Doors\Door,Overhead-Shutter,Manual,Elec,Roll-up - DOH | 1014354
36-L1 | 36-L1 Victorville Courthouse-Dept. N-1 | 36-L1-B2034-400-DOH04 | Overhead Manual Roll-Up Windos (#8) | Atlas Roll Lite Corp. | NA | Roll_Lite_124824X1A | OM00030263 |  | TRAFFIC WINDOW | NA | NA | NA | NA | NA | NA | DNA | NA | NA | NA | \Classifications\Building System Class\B20-General Building Exterior\B2030 - Exterior Doors\Door,Overhead-Shutter,Manual,Elec,Roll-up - DOH | 1014355
36-L1 | 36-L1 Victorville Courthouse-Dept. N-1 | 36-L1-D1013-310-WCL01 | WHEEL CHAIR LIFT WCL01 | NA | NA | NA | OM00030255 | NEED RISK RVW | EAST SIDE OF BUILDING | NA | NA | NA | NA | DNA | DNA | Electric | DNA | NA | NA | \Classifications\Building System Class\D10-Conveyance Systems\D1010 - Elevator\Wheelchair Lift - WCL | 1014356
36-L1 | 36-L1 Victorville Courthouse-Dept. N-1 | 36-L1-C1020-110-FRD05 | FIRE CURTAIN MANUAL #3 (FRD05) | Lawrence | 119862 | CLFP | OM00002612 |  | Dept. N-1, E Traffic Window | NA | NA | NA | DNA | DNA | DNA | Electric | DNA | NA | NA | \Classifications\Building System Class\C10-General Building Interior\C1020 - Fire Doors\Fire Doors - FRD | 1020512
36-N1 | 36-N1 790 S. Gifford | 36-N1-D5092-250-EML03 | emergency lights (3) | Graybar | NA | Unknown | OM00030184 |  | Hallways / EXITS | NA | NA | NA | NA | 110 | NA | Electric | 1 | NA | NA | \Classifications\Building System Class\D50-Electrical SYS\D5090 - Elec SYS\Emergency And Exit Lighting - EML | EQ-1002800
36-N1 | 36-N1 790 S. Gifford | 36-N1-D3050-310-HPU01 | HEAT PUMP HPU01 | Rheem | 5581F239814852 | RJKA-A060CL | OM00030188 | NA | Roof - N E CORNER | B50 | (2) 16X25X1 | R-22 | DNA | 208/230 | 34 | Electric | 1 | NA | NA | \Classifications\Building System Class\D30-HVAC Systems\D3050 - Package SYS\Heat Pump,Air Cooled - HPU | EQ-1002803
36-N1 | 36-N1 790 S. Gifford | 36-N1-B2034-400-DOH02 | ROLL UP DOOR | VORTEX | NA | NA | OM00030186 |  | NORTH SIDE OF BUILDING | NA | NA | NA | NA | NA | NA | NA | NA | NA | NA | \Classifications\Building System Class\B20-General Building Exterior\B2030 - Exterior Doors\Door,Overhead-Shutter,Manual,Elec,Roll-up - DOH | 1014357
36-N1 | 36-N1 790 S. Gifford | 36-N1-D2022-260-HWG01 | WATER HEATER HWG01 | AMERICAN WATER GROUP | 687412014 | PVGIM2KH | OM00030187 |  | ROOF ACCESS ROOM ATTIC | NA | NA | NA | NA | 120 | DNA | Gas | 1 | DNA | DNA | \Classifications\Building System Class\D20-Plumbing\D2020 - Domestic Water\Domestic Water Heater, Gas - HWG | 1014358
36-N1 | 36-N1 790 S. Gifford | 36-N1-D4031-100-FEX04 | FIRE EXTINGUISHER (4) | NA | NA | NA | OM00036607 |  | THROUGHOUT BUILDING | NA | NA | NA | NA | NA | NA | NA | NA | NA | NA | \Classifications\Building System Class\D40-Fire Protection SYS\D4030 - FIRE SPEC\Fire Extinguisher - FEX | 1015302
36-N1 | 36-N1 790 S. Gifford | 36-N1-B2010-100-CTY01 | Building - Leased Bldg | NA | NA | NA | OM00037896 | [12 empty] | \Classifications\Building System Class\B20-General Building Exterior\B2010 - Exterior Walls\Building - BLD | 1016552
36-N1 | 36-N1 790 S. Gifford | 36-N1-B2034-400-DOH03 | Roll Up Door (DOH03) | DNA | DNA | DNA | OM00002621 |  | North East Side of the building | NA | NA | NA | NA | NA | NA | NA | NA | NA | NA | \Classifications\Building System Class\B20-General Building Exterior\B2030 - Exterior Doors\Door,Overhead-Shutter,Manual,Elec,Roll-up - DOH | 1019888
36-N3 | 36-N3 776 S. Gifford | 36-N3-B2010-100-BLD01 | BUILDING STRUCTURE | NA | NA | NA | OM00030206 |  | All | NA | NA | NA | NA | NA | NA | NA | NA | NA | NA | \Classifications\Building System Class\B20-General Building Exterior\B2010 - Exterior Walls\Building - BLD | 1014359
36-N3 | 36-N3 776 S. Gifford | 36-N3-D4031-100-FEX02 | FIRE EXTINGUISHER (2) | NA | Multiple | NA | OM00030207 |  | 1ST FLOOR | NA | NA | NA | NA | NA | NA | NA | NA | NA | NA | \Classifications\Building System Class\D40-Fire Protection SYS\D4030 - FIRE SPEC\Fire Extinguisher - FEX | 1014360
36-N3 | 36-N3 776 S. Gifford | 36-N3-D5092-250-EML01 | EMERGENCY LIGHTS | NA | NA | NA | OM00030208 |  | NA | NA | NA | NA | NA | DNA | DNA | Electric | DNA | NA | NA | \Classifications\Building System Class\D50-Electrical SYS\D5090 - Elec SYS\Emergency And Exit Lighting - EML | 1014361
36-N3 | 36-N3 776 S. Gifford | 36-N3-B2034-400-DOH01 | Roll Up Door (DOH01) | DNA | DNA | DNA | OM00002620 |  | West Side of the Building | NA | NA | NA | NA | NA | NA | NA | NA | NA | NA | \Classifications\Building System Class\B20-General Building Exterior\B2030 - Exterior Doors\Door,Overhead-Shutter,Manual,Elec,Roll-up - DOH | 1019890
36-N4 | 36-N4 766 S. Gifford | 36-N4-B2010-100-BLD01 | BUILDING STRUCTURE | NA | NA | NA | OM00030203 |  | ALL | NA | NA | NA | NA | NA | NA | NA | NA | NA | NA | \Classifications\Building System Class\B20-General Building Exterior\B2010 - Exterior Walls\Building - BLD | 1014362
36-N4 | 36-N4 766 S. Gifford | 36-N4-B2034-400-DOH01 | MANUAL ROLL UP DOOR | DNA | DNA | DNA | OM00030210 |  | Parking Lot | NA | NA | NA | NA | NA | NA | NA | NA | NA | NA | \Classifications\Building System Class\B20-General Building Exterior\B2030 - Exterior Doors\Door,Overhead-Shutter,Manual,Elec,Roll-up - DOH | 1014363
36-N4 | 36-N4 766 S. Gifford | 36-N4-D4031-100-FEX01 | FIRE EXTINGUSTER (1) | NA | NA | NA | OM00030204 |  | 1ST FLOOR | NA | NA | NA | NA | NA | NA | NA | NA | NA | NA | \Classifications\Building System Class\D40-Fire Protection SYS\D4030 - FIRE SPEC\Fire Extinguisher - FEX | 1014364
36-N4 | 36-N4 766 S. Gifford | 36-N4-D5092-250-EML01 | EMERGENCY LIGHTS | NA | NA | NA | OM00030205 |  | NA | NA | NA | NA | NA | DNA | DNA | Electric | DNA | NA | NA | \Classifications\Building System Class\D50-Electrical SYS\D5090 - Elec SYS\Emergency And Exit Lighting - EML | 1014365
36-N5 | 36-N5 780 S. Gifford | 36-N5-B2010-100-BLD01 | BUILDING STRUCTURE | NA | NA | NA | OM00030189 |  | ALL | NA | NA | NA | NA | NA | NA | NA | NA | NA | NA | \Classifications\Building System Class\B20-General Building Exterior\B2010 - Exterior Walls\Building - BLD | 1014366
36-N5 | 36-N5 780 S. Gifford | 36-N5-B2034-400-DOH01 | ROLL UP DOOR DOH01 | VORTEX | DNA | DNA | OM00030193 |  | SOUTH FACING WALL | NA | NA | NA | NA | NA | NA | NA | NA | NA | NA | \Classifications\Building System Class\B20-General Building Exterior\B2030 - Exterior Doors\Door,Overhead-Shutter,Manual,Elec,Roll-up - DOH | 1014367
36-N5 | 36-N5 780 S. Gifford | 36-N5-B2034-400-DOH02 | ROLL UP DOOR DOH02 | VORTEX | DNA | DNA | OM00030192 |  | SOUTH FACING WALL | NA | NA | NA | NA | NA | NA | NA | NA | NA | NA | \Classifications\Building System Class\B20-General Building Exterior\B2030 - Exterior Doors\Door,Overhead-Shutter,Manual,Elec,Roll-up - DOH | 1014368
36-N5 | 36-N5 780 S. Gifford | 36-N5-B2034-400-DOH03 | VORTEX DOH03 | VORTEX | DNA | DNA | OM00030196 |  | EAST FACING WALL | NA | NA | NA | NA | NA | NA | NA | NA | NA | NA | \Classifications\Building System Class\B20-General Building Exterior\B2030 - Exterior Doors\Door,Overhead-Shutter,Manual,Elec,Roll-up - DOH | 1014369
36-N5 | 36-N5 780 S. Gifford | 36-N5-B3010-100-RUF01 | ROOF | DNA | DNA | DNA | OM00030194 |  | ROOF | NA | NA | NA | NA | NA | NA | NA | NA | NA | NA | \Classifications\Building System Class\B30-Roofing\B3010 - Roof Types\Roof - RUF | 1014370
36-N5 | 36-N5 780 S. Gifford | 36-N5-D2022-260-HWG01 | DOMESTIC HOT WATER HEATER HWG01 | G.E. | GE 1204610229 | GE 10P06SAG | OM00030195 |  | LOFT | NA | NA | NA | NA | 115 | DNA | Gas | 1 | DNA | DNA | \Classifications\Building System Class\D20-Plumbing\D2020 - Domestic Water\Domestic Water Heater, Gas - HWG | 1014371
36-N5 | 36-N5 780 S. Gifford | 36-N5-D4031-100-FEX04 | FIRE EXTINGUSTERS (4) | NA | Multiple | NA | OM00030190 |  | 1ST FLOOR | NA | NA | NA | NA | NA | NA | NA | NA | NA | NA | \Classifications\Building System Class\D40-Fire Protection SYS\D4030 - FIRE SPEC\Fire Extinguisher - FEX | 1014372
36-N5 | 36-N5 780 S. Gifford | 36-N5-D5092-250-EML02 | EMERGENCY LIGHTS (2) | NA | NA | NA | OM00030191 |  | NA | NA | NA | NA | NA | DNA | DNA | Electric | DNA | NA | NA | \Classifications\Building System Class\D50-Electrical SYS\D5090 - Elec SYS\Emergency And Exit Lighting - EML | 1014373
36-N6 | 36-N6 Distribution Center | 36-N6-D2018-100-DKF01 | drinking fountain | Elkay | 20674342 | EBFSA-8-1A | OM00002656 | NA | warehouse | NA | NA | R-134A | NA | 115 | 4.5 | NA | 1 | NA | NA | \Classifications\Building System Class\D20-Plumbing\D2010 - Plumb Fix\Drink Fountain (Refr Indvl Wtrcooler) - DKF | EQ-1002801
36-N6 | 36-N6 Distribution Center | 36-N6-D2018-100-DKF02 | drinking fountain | Elkay | 950112756 | EBFSA-8-1A | OM00002657 | NA | main hallway | NA | NA | R-134A | NA | 115 | 4.5 | NA | 1 | NA | NA | \Classifications\Building System Class\D20-Plumbing\D2010 - Plumb Fix\Drink Fountain (Refr Indvl Wtrcooler) - DKF | EQ-1002802
36-N6 | 36-N6 Distribution Center | 36-N6-D3042-220-EFN01 | Exhaust fan EFN01 | Dayton | UNKOWN | 6K069B | OM00002655 | NA | Roof | AP40 | NA | NA | 0.5 | 115/208 | 8.5 | Electric | 1 | NA | NA | \Classifications\Building System Class\D30-HVAC Systems\D3040 - Distribution SYS\Supply/Exhaust/Return fans- FAN | EQ-1002804
36-N6 | 36-N6 Distribution Center | 36-N6-D2022-260-HWG01 | water heater | American Water Group | H9523301687 | LDCE32-30-045D | OM00002654 | DNA | roof access room attic | NA | NA | NA | NA | 277 | DNA | NA | 3 | NA | NA | \Classifications\Building System Class\D20-Plumbing\D2020 - Domestic Water\Domestic Water Heater, Gas - HWG | EQ-1002805
36-N6 | 36-N6 Distribution Center | 36-N6-D4031-100-FEX08 | Fire Extinguisher | Amerex | NA | Unknown | OM00030183 |  | 1ST FLOOR | NA | NA | NA | NA | NA | NA | NA | NA | NA | NA | \Classifications\Building System Class\D40-Fire Protection SYS\D4030 - FIRE SPEC\Fire Extinguisher - FEX | EQ-1002806
36-N6 | 36-N6 Distribution Center | 36-N6-B2034-400-DOH01 | roll up door | Vortex | DNA | Unknown | OM00030185 | NA | North wall | NA | NA | NA | NA | NA | NA | NA | NA | NA | NA | \Classifications\Building System Class\B20-General Building Exterior\B2030 - Exterior Doors\Door,Overhead-Shutter,Manual,Elec,Roll-up - DOH | EQ-1002807
36-N6 | 36-N6 Distribution Center | 36-N6-D2023-100-CTY01 | backflow device - BFP01 (Landlord Responsibility) | UNKNOWN |  | DNA | OM00002651 |  | OUTSIDE - (Landlord Responsibility - NO PMs Issued for this asset | NA | NA | NA | NA | NA | NA | NA | NA | NA | NA | \Classifications\Building System Class\D20-Plumbing\D2020 - Domestic Water\Backflow Preventer - BFP | EQ-1002808
36-N6 | 36-N6 Distribution Center | 36-N6-D5010-200-ESD01 | Main Disc Elect Panel | Square D | Series E2 | SSB-366NP | OM00002658 | NA | Electrical/Telephone | NA | NA | NA | NA | 110/480 | 600 | Electric | 3 | NA | NA | \Classifications\Building System Class\D50-Electrical SYS\D5010 - Elec Service & Dist\Electical Service and Distribution - ESD | EQ-1002809
36-N6 | 36-N6 Distribution Center | 36-N6-B2010-100-BLD01 | Building Structure | NA | NA | NA | OM00030181 |  | All | NA | NA | NA | NA | NA | NA | NA | NA | NA | NA | \Classifications\Building System Class\B20-General Building Exterior\B2010 - Exterior Walls\Building - BLD | EQ-1007326
36-N6 | 36-N6 Distribution Center | 36-N6-B3010-100-RUF01 | Roofing Systems | NA | NA | NA | OM00030182 |  | Roof | NA | NA | NA | NA | NA | NA | NA | NA | NA | NA | \Classifications\Building System Class\B30-Roofing\B3010 - Roof Types\Roof - RUF | EQ-1007503
36-N6 | 36-N6 Distribution Center | 36-N6-B2034-400-DOH02 | ROLL UP DOOR DOH02 | COMMERCIAL DOOR | DNA | DNA | OM00030185 |  | NORTH FACING WALL | NA | NA | NA | NA | NA | NA | NA | NA | NA | NA | \Classifications\Building System Class\B20-General Building Exterior\B2030 - Exterior Doors\Door,Overhead-Shutter,Manual,Elec,Roll-up - DOH | 1014374
36-N6 | 36-N6 Distribution Center | 36-N6-D3050-310-HPU01 | HEAT PUMP #01 | TRANE | 7451001762 | WSC120A4R0A26000000000000 | OM00030201 |  | ROOF E SIDE | A35 (1) | (4) 20X25X2 | R-22 | DNA | 460 | 26.4 | Electric | 3 | NA | NA | \Classifications\Building System Class\D30-HVAC Systems\D3050 - Package SYS\Heat Pump,Air Cooled - HPU | 1014376
36-N6 | 36-N6 Distribution Center | 36-N6-D5092-250-EML18 | EMERGENCY LIGHTS (18) | NA | NA | NA | OM00030200 |  | NA | NA | NA | NA | NA | DNA | DNA | Electric | DNA | NA | NA | \Classifications\Building System Class\D50-Electrical SYS\D5090 - Elec SYS\Emergency And Exit Lighting - EML | 1014378
36-P1 | 36-P1 Juvenile Dependency Courthouse | 36-P1-D3050-210-PKU01 | PACKAGE UNIT PKU01 | TRANE | 408100592L | YHCO48A4RLA1BO2 | OM00002173 |  | S.SIDE OF ROOF | AX26 | 2 each 20X25X2 | R-22 | NA | 460 | 11.8 | Electric and natural gas | 3 | na | na | \Classifications\Building System Class\D30-HVAC Systems\D3050 - Package SYS\Package Unit - PKU | EQ-1002285
36-P1 | 36-P1 Juvenile Dependency Courthouse | 36-P1-D3050-210-PKU02 | PACKAGE UNIT PKU02 | TRANE | 40810169OL | YHCO36A4RLA19020 | OM00002174 |  | S. SIDE OF ROOF | AX26 | 2 each 20X25X2 | R-22 | NA | 460 | 10.3 | Electric and natural gas | 3 | NA | NA | \Classifications\Building System Class\D30-HVAC Systems\D3050 - Package SYS\Package Unit - PKU | EQ-1002286
36-P1 | 36-P1 Juvenile Dependency Courthouse | 36-P1-D3050-210-PKU03 | PACKAGE UNIT PKU03 | TRANE | 408100643L | YHCO48A4RLA1BO20 | OM00002176 |  | S. SIDE OF ROOF | AX26 | 2 each 20X25X2 | R-22 | NA | 460 | 11.8 | Electric and natural gas | 3 | NA | NA | \Classifications\Building System Class\D30-HVAC Systems\D3050 - Package SYS\Package Unit - PKU | EQ-1002287
36-P1 | 36-P1 Juvenile Dependency Courthouse | 36-P1-D3050-210-PKU04 | PACKAGE UNIT PKU04 | TRANE | 408101525L | YHCO36A4RLA19020 | OM00002177 |  | S. SIDE OF ROOF | AX26 | 2 each 20X25X2 | R-22 | NA | 460 | 10.3 | Electric and natural gas | 3 | NA | NA | \Classifications\Building System Class\D30-HVAC Systems\D3050 - Package SYS\Package Unit - PKU | EQ-1002288
36-P1 | 36-P1 Juvenile Dependency Courthouse | 36-P1-D3050-210-PKU05 | PACKAGE UNIT PKU05 | TRANE | 408100549L | YHCO48A4RLA1B020 | OM00002179 |  | S. SIDE OF ROOF | AX26 | 2 each 20X25X2 | R-22 | NA | 460 | 11.8 | Electric and natural gas | 3 | NA | NA | \Classifications\Building System Class\D30-HVAC Systems\D3050 - Package SYS\Package Unit - PKU | EQ-1002289
36-P1 | 36-P1 Juvenile Dependency Courthouse | 36-P1-D3050-210-PKU06 | PACKAGE UNIT PKU06 | TRANE | 408101236L | YHCO36A4RLA19020 | OM00002181 |  | S. SIDE OF ROOF | NA | 2 each 20X25X2 | R-22 | NA | 460 | 10.3 | Electric and natural gas | 3 | NA | NA | \Classifications\Building System Class\D30-HVAC Systems\D3050 - Package SYS\Package Unit - PKU | EQ-1002290
36-P1 | 36-P1 Juvenile Dependency Courthouse | 36-P1-D3050-210-PKU07 | PACKAGE UNIT PKU07 | TRANE | 408101236L | YHCO36A4RLA19020 | OM00002182 |  | SOUTH ROOF | AX26 | 2 each 20X25X2 | R-22 | 1 | 460 | 11.8 | Electric and natural gas | 3 | na | na | \Classifications\Building System Class\D30-HVAC Systems\D3050 - Package SYS\Package Unit - PKU | EQ-1002291
36-P1 | 36-P1 Juvenile Dependency Courthouse | 36-P1-D3050-210-PKU08 | PACKAGE UNIT PKU08 | TRANE | 40810117OL | YHCO36A4RLA19020 | OM00002183 |  | S.Roof | AX26 | 2 each 20X25X2 | R-22 | 1 | 460 | 10.3 | Electric and natural gas | 3 | na | na | \Classifications\Building System Class\D30-HVAC Systems\D3050 - Package SYS\Package Unit - PKU | EQ-1002292
36-P1 | 36-P1 Juvenile Dependency Courthouse | 36-P1-D3050-210-PKU09 | PACKAGE UNIT PKU09 | TRANE | 408100620L | YHCO48A4RLA1B02 | OM00002186 |  | S. ROOF | A26 | 2 each 20X25X2 | R-22 | 1 | 460 | 11.8 | Electric and natural gas | 3 | 60000 | 6800 | \Classifications\Building System Class\D30-HVAC Systems\D3050 - Package SYS\Package Unit - PKU | EQ-1002293
36-P1 | 36-P1 Juvenile Dependency Courthouse | 36-P1-D3050-210-PKU10 | PACKAGE UNIT PKU10 | TRANE | 408101026L | YHCO36A4RLA19020 | OM00002187 |  | SOUTH ROOF | AX26 | 2 each 20X25X2 | R-22 | 1 | 460 | 10.3 | Electric and natural gas | 3 | na | na | \Classifications\Building System Class\D30-HVAC Systems\D3050 - Package SYS\Package Unit - PKU | EQ-1002294
36-P1 | 36-P1 Juvenile Dependency Courthouse | 36-P1-D3050-210-PKU12 | PACKAGE UNIT PKU12 | TRANE | 407100673D | YCH211C4LOCA | OM00002191 |  | WEST ROOF | AX26 | 20X30X2 | R-22 | 5 | 460 | 44 | Electric and natural gas | 3 | na | na | \Classifications\Building System Class\D30-HVAC Systems\D3050 - Package SYS\Package Unit - PKU | EQ-1002296
36-P1 | 36-P1 Juvenile Dependency Courthouse | 36-P1-D3050-210-PKU13 | PACKAGE UNIT PKU13 | TRANE | 408100558L | YHCO60A4RLA0000 | OM00002298 |  | NORTH ROOF | B90 | 20X30X2 (2) | R-22 | NA | 460 | 13.4 | Electric and natural gas | 3 | 60000 | 48000 | \Classifications\Building System Class\D30-HVAC Systems\D3050 - Package SYS\Package Unit - PKU | EQ-1002297
36-P1 | 36-P1 Juvenile Dependency Courthouse | 36-P1-D3050-210-PKU14 | PACKAGE UNIT PKU14 | TRANE | 408100419L | YHCO60A4RLA1E020 | OM00002299 |  | NORTH ROOF | AX26 | 2 each 19 5/8 X 29 5/8X 1 3/4 | R-22 | NA | 460 | 13.4 | Electric and natural gas | 3 | 60000 | 48000 | \Classifications\Building System Class\D30-HVAC Systems\D3050 - Package SYS\Package Unit - PKU | EQ-1002298
36-P1 | 36-P1 Juvenile Dependency Courthouse | 36-P1-D3050-210-PKU15 | PACKAGE UNIT PKU15 | TRANE | 408100487L | YHCO36A4RLA19020 | OM00002300 |  | NORTH ROOF | AX26 | 20X30X2 (2) | R-22 | NA | 460 | 10.3 | Electric and natural gas | 3 | 60000 | 48000 | \Classifications\Building System Class\D30-HVAC Systems\D3050 - Package SYS\Package Unit - PKU | EQ-1002299
36-P1 | 36-P1 Juvenile Dependency Courthouse | 36-P1-D3050-210-PKU16 | PACKAGE UNIT PKU16 | TRANE | 408100599L | YHCO60A4RLA1E020 | OM00002301 |  | NORTH ROOF | AX26 | 2 each 20X30X2 | R-22 | NA | 460 | 13.4 | Electric and natural gas | 3 | 60000 | 48000 | \Classifications\Building System Class\D30-HVAC Systems\D3050 - Package SYS\Package Unit - PKU | EQ-1002300
36-P1 | 36-P1 Juvenile Dependency Courthouse | 36-P1-D3050-210-PKU17 | PACKAGE UNIT PKU17 | TRANE | 408100407L | YHCO36A4RLA19020 | OM00002302 |  | ROOF E. SIDE | AX26 | 2 each 20X25X2 | R-22 | na | 460 | 10.3 | Electric and natural gas | 3 | 60000 | 48000 | \Classifications\Building System Class\D30-HVAC Systems\D3050 - Package SYS\Package Unit - PKU | EQ-1002301
36-P1 | 36-P1 Juvenile Dependency Courthouse | 36-P1-D3050-210-PKU18 | PACKAGE UNIT PKU18 | TRANE | 408100464L | YHCO92A4RLA1ACO | OM00002303 |  | ROOF E. SIDE | AX26 | 20X25X2 (4) | R-22 | NA | 460 | 19.4 | Electric and natural gas | 3 | 120000 | 96000 | \Classifications\Building System Class\D30-HVAC Systems\D3050 - Package SYS\Package Unit - PKU | EQ-1002302
36-P1 | 36-P1 Juvenile Dependency Courthouse | 36-P1-D3050-210-PKU19 | PACKAGE UNIT PKU19 | TRANE | 408100497L | YHCO60A4RLA1E020 | OM00002304 |  | E. SIDE OF ROOF | AX37 | 20X30X2 (2) | R-22 | NA | 460 | 13.4 | Electric and natural gas | 3 | 60000 | 48000 | \Classifications\Building System Class\D30-HVAC Systems\D3050 - Package SYS\Package Unit - PKU | EQ-1002303
36-P1 | 36-P1 Juvenile Dependency Courthouse | 36-P1-D3050-250-ACU21 | Air Conditioning Split System (NE Roof) | DATA AIRE | 2004 -0559-A | DRCU- 0312-2 | OM00002297 |  | N.E. CORNER | AP38 | WASHABLE | R-22 | NA | 208 | 17 | Electric | 1 | NA | NA | \Classifications\Building System Class\D30-HVAC Systems\D3050 - Package SYS\Air Conditioning,Split System - ACU | EQ-1002305
36-P1 | 36-P1 Juvenile Dependency Courthouse | 36-P1-D3042-220-EFN02 | EXHAUST FAN FAN02 | COOK | 138S766450-02/00213.05 | 60ACEB | OM00002185 |  | SOUTH ROOF | 4L-170 | na | na | na | 115 | 1.5 | ELECTRIC | 1 | na | na | \Classifications\Building System Class\D30-HVAC Systems\D3040 - Distribution SYS\Supply/Exhaust/Return fans- FAN | EQ-1002306
36-P1 | 36-P1 Juvenile Dependency Courthouse | 36-P1-D3042-220-EFN03 | EXHAUST FAN FAN03 | COOK | 138S766450-02/0021304 | 60ACB | OM00002178 |  | S. SIDE OF ROOF | 4L-170 | na | na | 1/6 | 115 | 3.5 | ELECTRIC | 1 | na | na | \Classifications\Building System Class\D30-HVAC Systems\D3040 - Distribution SYS\Supply/Exhaust/Return fans- FAN | EQ-1002307
36-P1 | 36-P1 Juvenile Dependency Courthouse | 36-P1-D3042-220-EFN04 | EXHAUST FAN FAN04 | COOK | 138S7127690100153071102 | 60ACEB | OM00002175 |  | S.E. CORNER | 4L170 | na | na | 1/6 | 115 | 3.5 | ELECTRIC | 1 | na | na | \Classifications\Building System Class\D30-HVAC Systems\D3040 - Distribution SYS\Supply/Exhaust/Return fans- FAN | EQ-1002308
36-P1 | 36-P1 Juvenile Dependency Courthouse | 36-P1-D3042-220-EFN05 | EXHAUST FAN FAN05 | COOK | 146S974963-0040000701 | 165ACE | OM00002188 |  | na | 4L-220 | na | na | 0.5 | 115 | 1.5 | ELECTRIC | 1 | na | na | \Classifications\Building System Class\D30-HVAC Systems\D3040 - Distribution SYS\Supply/Exhaust/Return fans- FAN | EQ-1002309
36-P1 | 36-P1 Juvenile Dependency Courthouse | 36-P1-D3042-220-EFN06 | EXHAUST FAN FAN06 | COOK | 138S771271-00/0000701 | 80CPV | OM00002184 |  | na | A31 | na | na | na | 115 | 1.5 | ELECTRIC | SINGLE | na | na | \Classifications\Building System Class\D30-HVAC Systems\D3040 - Distribution SYS\Supply/Exhaust/Return fans- FAN | EQ-1002310
36-P1 | 36-P1 Juvenile Dependency Courthouse | 36-P1-D3042-220-EFN07 | EXHAUST FAN FAN07 | COOK | 138S771271-00/0002101 | 120CPV | OM00002193 |  | na | 4L340 | na | na | na | 115 | 1.5 | ELECTRIC | SINGLE | na | na | \Classifications\Building System Class\D30-HVAC Systems\D3040 - Distribution SYS\Supply/Exhaust/Return fans- FAN | EQ-1002311
36-P1 | 36-P1 Juvenile Dependency Courthouse | 36-P1-D3042-220-EFN09 | EXHAUST FAN FAN09 | COOK | 138S768605-00/0004624 | 120ACEB | OM00002296 |  | na | A22 | na | na | na | 115 | 1.5 | ELECTRIC | SINGLE | na | na | \Classifications\Building System Class\D30-HVAC Systems\D3040 - Distribution SYS\Supply/Exhaust/Return fans- FAN | EQ-1002313
36-P1 | 36-P1 Juvenile Dependency Courthouse | 36-P1-D3042-220-EFN10 | EXHAUST FAN FAN10 | COOK | 138S771271-00/003501 | 245CPV | OM00002192 |  | na | A58 | na | na | na | 460 | 4.1 | ELECTRIC | 3 | na | na | \Classifications\Building System Class\D30-HVAC Systems\D3040 - Distribution SYS\Supply/Exhaust/Return fans- FAN | EQ-1002314
36-P1 | 36-P1 Juvenile Dependency Courthouse | 36-P1-D2022-260-HWG01 | WATER HEATER HWG01 | GE | MCO4OO15743 | ANSIZ2L10.3CSA4.3-2001 | OM00002293 |  | Floor 1 JANITORS CLOSET | na | na | na | na | 120 | 5 | Natural gas | na | na | na | \Classifications\Building System Class\D20-Plumbing\D2020 - Domestic Water\Domestic Water Heater, Gas - HWG | EQ-1002317
36-P1 | 36-P1 Juvenile Dependency Courthouse | 36-P1-D2018-100-DKF01 | DRINKING FOUNTAIN DKF01 | HAWES | LM10334-1 | na | OM00002641 |  | na | na | na | na | na | na | na | na | na | na | na | \Classifications\Building System Class\D20-Plumbing\D2010 - Plumb Fix\Drink Fountain (Refr Indvl Wtrcooler) - DKF | EQ-1002320
36-P1 | 36-P1 Juvenile Dependency Courthouse | 36-P1-G2023-150-PEG01 | AUTOMATIC GATE OPENER PEG01 | DKS DOOR KING | NA | 9150-081 | OM00030114 |  | SECURED JUDGES PARKING | NA | NA | NA | NA | 115 | 14 | Electric | 1 | NA | NA | \Classifications\Building System Class\G20-Other Systems\G2020 - Parking Lots\Secured Parking Gate - PEG | EQ-1002321
36-P1 | 36-P1 Juvenile Dependency Courthouse | 36-P1-G2023-150-PEG02 | Rolling Security Door #2 | DKS DOOR KING | 4-06-58 | 9150-082 | OM00033963 |  | S Side of Building | NA | NA | NA | 1 | 115 | 14 | ELECTRIC | 1 | NA | NA | \Classifications\Building System Class\G20-Other Systems\G2020 - Parking Lots\Secured Parking Gate - PEG | EQ-1002322
36-P1 | 36-P1 Juvenile Dependency Courthouse | 36-P1-D5037-710-FAP01 | FIRE ALARM PANEL | FIRE-LITE ALARMS | NA | MS9600 | OM00002314 |  | FLOOR 1, DATA ROOM NORTH | NA | NA | NA | NA | 115 | NA | Electric | 1 | NA | NA | \Classifications\Building System Class\D50-Electrical SYS\D5030 - Comm & Security\Fire Alarm Panel - FAP | EQ-1002323
36-P1 | 36-P1 Juvenile Dependency Courthouse | 36-P1-D4031-100-FEX07 | Portable, Hand Held, Fire Extinguisher | NA | NA | NA | OM00033966 |  | DATA ROOM/OFFICE | NA | NA | NA | NA | NA | NA | NA | NA | NA | NA | \Classifications\Building System Class\D40-Fire Protection SYS\D4030 - FIRE SPEC\Fire Extinguisher - FEX | EQ-1004656
36-P1 | 36-P1 Juvenile Dependency Courthouse | 36-P1-B2010-100-BLD01 | Building Structure | NA | NA | na | OM00033964 |  | All | NA | NA | NA | NA | NA | NA | NA | NA | NA | NA | \Classifications\Building System Class\B20-General Building Exterior\B2010 - Exterior Walls\Building - BLD | EQ-1007327
36-P1 | 36-P1 Juvenile Dependency Courthouse | 36-P1-B3010-100-RUF01 | Roofing Systems | NA | NA | NA | OM00033965 |  | NA | NA | NA | NA | NA | NA | NA | NA | NA | NA | NA | \Classifications\Building System Class\B30-Roofing\B3010 - Roof Types\Roof - RUF | EQ-1007504
36-P1 | 36-P1 Juvenile Dependency Courthouse | 36-P1-D4010-150-FMS01 | Fire Stand Pipe | NA | NA | NA | OM00030109 |  | Janitors Closet | NA | NA | NA | NA | NA | NA | NA | NA | NA | NA | \Classifications\Building System Class\D40-Fire Protection SYS\D4010 - Sprinkler SYS\Fire Systems, stand pipes - FMS | 1009233
36-P1 | 36-P1 Juvenile Dependency Courthouse | 36-P1-D2023-310-HWP02 | HOT WATER CIRCULATION PUMP HWP02 | GRUNDFOS | 59896127 | NA | OM00030113 |  | JANITOR CLOSET | NA | NA | NA | NA | 115 | DNA | Electric | 1 | NA | NA | \Classifications\Building System Class\D20-Plumbing\D2020 - Domestic Water\Domestic Hot Water Circulating Pump - HWP | 1014379
36-P1 | 36-P1 Juvenile Dependency Courthouse | 36-P1-D3044-125-PHW02 | BOILER HOT WATER RECIRCULATION PUMP PHW02 | GRUNDFOS | NA | 59896615 P1 | OM00033962 |  | W. END JANITOR CLOSET NEAR LOBBY | NA | NA | NA | NA | 115 | .95 | Electric | 1 | NA | NA | \Classifications\Building System Class\D30-HVAC Systems\D3040 - Distribution SYS\Hot Water Pump - PHW | 1014380
36-P1 | 36-P1 Juvenile Dependency Courthouse | 36-P1-D3041-160-FDP01 | FIRE DAMPERS | NA | NA | NA | OM00033970 |  | NEAR A/C #18 | NA | NA | NA | NA | DNA | DNA | Electric | DNA | NA | NA | \Classifications\Building System Class\D30-HVAC Systems\D3040 - Distribution SYS\Fire Dampers - FDP | 1014381
36-P1 | 36-P1 Juvenile Dependency Courthouse | 36-P1-D2023-100-CTY01 | BACKFLOW PREVENTOR (FIRE LINE) 8"" | AMES | 257070303 | 300055 | OM00030072 |  | S. SIDE OF BUILDING | NA | NA | NA | NA | NA | NA | NA | NA | NA | NA | \Classifications\Building System Class\D20-Plumbing\D2020 - Domestic Water\Backflow Preventer - BFP | 1014383
36-P1 | 36-P1 Juvenile Dependency Courthouse | 36-P1-D2023-100-CTY02 | DOMESTIC WATER BACKFLOW PREVENTOR 8"" | FEBCO | 4924 | 825 TYPE YD | OM00026521 |  | S. SIDE OF BUILDING | NA | NA | NA | NA | NA | NA | NA | NA | NA | NA | \Classifications\Building System Class\D20-Plumbing\D2020 - Domestic Water\Backflow Preventer - BFP | 1014384
36-P1 | 36-P1 Juvenile Dependency Courthouse | 36-P1-D2023-100-CTY03 | BACKFLOW DOMESTIC WATER | WILKINS ZURN | 1855143 | 975XL | OM00030112 |  | EAST SIDE PARKING | NA | NA | NA | NA | NA | NA | NA | NA | NA | NA | \Classifications\Building System Class\D20-Plumbing\D2020 - Domestic Water\Backflow Preventer - BFP | 1014385
36-P1 | 36-P1 Juvenile Dependency Courthouse | 36-P1-D5010-200-ESD01 | MAIN SWITCH BOARD | SIEMENS | NA | NA | OM00030110 |  | ELECTRICAL ROOM | NA | NA | NA | NA | 480/272 | 1200 | Electric | 3 | NA | NA | \Classifications\Building System Class\D50-Electrical SYS\D5010 - Elec Service & Dist\Electical Service and Distribution - ESD | 1014387
36-P1 | 36-P1 Juvenile Dependency Courthouse | 36-P1-D5011-240-TRN01 | PRIMARY TRANSFORMER | SIEMENS | M031 | SERIES H | OM00030071 |  | CENTRAL BUILDING | NA | NA | NA | NA | 480/208/120 | 225 | Electric | 3 | NA | NA | \Classifications\Building System Class\D50-Electrical SYS\D5010 - Elec Service & Dist\Transformer - TRN | 1014388
36-P1 | 36-P1 Juvenile Dependency Courthouse | 36-P1-D5092-250-EML33 | EMERGENCY LIGHTING BATTERY BANK | MCPHILBEN | NA | MS SERIES | OM00030070 |  | DATA ROOM, CENTRAL BUILDING | NA | NA | NA | NA | 120 | DNA | Electric | 1 | NA | NA | \Classifications\Building System Class\D50-Electrical SYS\D5090 - Elec SYS\Emergency And Exit Lighting - EML | 1014389
36-P1 | 36-P1 Juvenile Dependency Courthouse | 36-P1-G2050-200-LSC01 | LANDSCAPING | NA | NA | NA | OM00033968 |  | OUTSIDE | NA | NA | NA | NA | NA | NA | NA | NA | NA | NA | \Classifications\Building System Class\G20-Other Systems\G2050 - Landscaping\Landscaping - LSC | 1014390
36-P1 | 36-P1 Juvenile Dependency Courthouse | 36-P1-D5092-250-ELT64 | EXTERIOR LIGHTS | NA | NA | NA | OM00033967 |  | BUILDING EXTERIOR | NA | NA | NA | NA | DNA | DNA | Electric | 1 | NA | NA | \Classifications\Building System Class\D50-Electrical SYS\D5090 - Elec SYS\Exterior Lighting - ELT | 1014391
36-P1 | 36-P1 Juvenile Dependency Courthouse | 36-P1-G2049-300-HSC01 | HARDSCAPE | NA | NA | NA | OM00033969 |  | OUTSIDE | NA | NA | NA | NA | NA | NA | NA | NA | NA | NA | \Classifications\Building System Class\G20-Other Systems\G2040 - Site Development\Hardscape - HSC | 1014392
36-P1 | 36-P1 Juvenile Dependency Courthouse | 36-P1-C1020-110-FRD01 | FIRE CURTAIN, MANUAL (CLERKS AREA) | LIFT MASTER | 4364730100001 | MJ5011R | OM00026523 |  | Floor 1 Clerk Area | NA | NA | NA | NA | 110 | DNA | Electric | 1 | NA | NA | \Classifications\Building System Class\C10-General Building Interior\C1020 - Fire Doors\Fire Doors - FRD | 1016483
36-P1 | 36-P1 Juvenile Dependency Courthouse | 36-P1-D2022-260-HWG03 | WATER HEATER #2 | AO SMITH | 1204T481615 | GNR-40-200 | OM00026522 |  | WEST END JANITOR CLOSET | NA | NA | NA | NA | NA | NA | Gas | NA | NA | NA | \Classifications\Building System Class\D20-Plumbing\D2020 - Domestic Water\Domestic Water Heater, Gas - HWG | 1016484
36-P1 | 36-P1 Juvenile Dependency Courthouse | 36-P1-D2023-100-CTY05 | BACKFLOW IRRIGATION (CTY05) 2" | Wilkins Zurn | A781794 | 375XL | OM00002245 |  | EAST SIDE PARKING | NA | NA | NA | NA | NA | NA | NA | NA | NA | NA | \Classifications\Building System Class\D20-Plumbing\D2020 - Domestic Water\Backflow Preventer - BFP | 1021326
36-P1 | 36-P1 Juvenile Dependency Courthouse | 36-P1-D2023-310-HWP03 | BOOSTER PUMP (HWP05) | Grundfos | 0004/0003 | A91124387P115450004-0003 | OM00002246 |  | EAST SIDE PARKING | NA | NA | NA | 5.0 | 460-480 | 7.0 | Electric | 3 | NA | NA | \Classifications\Building System Class\D20-Plumbing\D2020 - Domestic Water\Domestic Hot Water Circulating Pump - HWP | 1021327
36-P1 | 36-P1 Juvenile Dependency Courthouse | 36-P1-D3042-240-SEF01 | Exhaust Fan (Direct Drive) SEF01 | Greenheck | 14701839 | B-095-DGEX-QD | OM00002248 |  | Roof, North Roof | NA | NA | NA | 1/8 | 115 | 2.6 | Electric | 1 | NA | NA | \Classifications\Building System Class\D30-HVAC Systems\D3040 - Distribution SYS\Supply/Exhaust/Return fans- FAN | 1021648
36-P1 | 36-P1 Juvenile Dependency Courthouse | 36-P1-D3050-210-PKU20 | PACKAGE UNIT PKU20 | TRANE | 182414477L | YSCO48G4RLB01 | OM00040746 |  | West Roof | AX26 | 2 each 20X25X2 | R-22 | 1 | DNA | DNA | Electric and Gas | DNA | 60000 | NA | \Classifications\Building System Class\D30-HVAC Systems\D3050 - Package SYS\Package Unit - PKU | 1022666
36-R1 | 36-R1 San Bernardino Justice Center | 36-R1-D3041-110-AHU01 | Air Handler Unit #1 (PH1) (Outside Chiller Rm) | TRANE | M13A00005 | TCPA1D161C4M3022S0 | OM00040050 |  | FLOOR 12 PENTHOUSE OUTSIDE CHILLER RM | NA | NA | NA | 20 | 240/480 | 56-54/27 | Electric | 3 | NA | NA | \Classifications\Building System Class\D30-HVAC Systems\D3040 - Distribution SYS\Air Handling Unit - AHU | 1016944
36-R1 | 36-R1 San Bernardino Justice Center | 36-R1-D3041-110-AHU04 | Air Handler Unit #4 (PH4) (In Ceiling) | TRANE | K12M18166A | LPCAA14F4K0EL00000000 | OM00040049 |  | FLOOR 12 PENTHOUSE | NA | NA | NA | 5 | 240/480 | 14-13.2/6.6 | Electric | 3 | NA | NA | \Classifications\Building System Class\D30-HVAC Systems\D3040 - Distribution SYS\Air Handling Unit - AHU | 1016947
36-R1 | 36-R1 San Bernardino Justice Center | 36-R1-D3041-110-AHU05 | AIR HANDLER UNIT #B1-1 | HUNTAIR FANWALL TECHNOLOGY | 13521-01 | CSU-40K | OM00040232 |  | BASEMENT MECHANICAL ROOM | NA | NA | NA | 10 | 240/480 | 22.4/11.2 | Electric | 3 | NA | NA | \Classifications\Building System Class\D30-HVAC Systems\D3040 - Distribution SYS\Air Handling Unit - AHU | 1016948
36-R1 | 36-R1 San Bernardino Justice Center | 36-R1-D3041-110-AHU07 | AIR HANDLER UNIT #B1-3 (RM B010) | TRANE | K12M18168A | LPCAA17F4K0EL0000001AAA | OM00040266 |  | BASEMENT SECURED PARKING RM B010 | NA | NA | NA | 5 | 480 | 8.25-15 | Electric | 3 | NA | NA | \Classifications\Building System Class\D30-HVAC Systems\D3040 - Distribution SYS\Air Handling Unit - AHU | 1016950
36-R1 | 36-R1 San Bernardino Justice Center | 36-R1-D5010-234-ATS01 | AUTOMATIC TRANSFER SWITCH (BASEMENT ELECTRICAL RM) | GE ZENITH | NA | NA | OM00040219 |  | BASEMENT ELECTRICAL ROOM 070A & 070B | NA | NA | NA | NA | NA | DNA | Electric | DNA | NA | NA | \Classifications\Building System Class\D50-Electrical SYS\D5010 - Elec Service & Dist\Automatic Transfer Switch - ATS | 1016952
36-R1 | 36-R1 San Bernardino Justice Center | 36-R1-D5010-234-ATS02 | AUTOMATIC TRANSFER SWITCH (BASEMENT ELECTRICAL RM) | GE ZENITH | NA | NA | OM00040220 |  | BASEMENT ELECTRICAL ROOM 070A & 070B | NA | NA | NA | NA | NA | DNA | Electric | DNA | NA | NA | \Classifications\Building System Class\D50-Electrical SYS\D5010 - Elec Service & Dist\Automatic Transfer Switch - ATS | 1016953
36-R1 | 36-R1 San Bernardino Justice Center | 36-R1-D5010-234-ATS03 | AUTOMATIC TRANSFER SWITCH (BASEMENT ELECTRICAL RM) | GE ZENITH | NA | NA | OM00040221 |  | BASEMENT ELECTRICAL ROOM 070A & 070B | NA | NA | NA | NA | NA | DNA | Electric | DNA | NA | NA | \Classifications\Building System Class\D50-Electrical SYS\D5010 - Elec Service & Dist\Automatic Transfer Switch - ATS | 1016954
36-R1 | 36-R1 San Bernardino Justice Center | 36-R1-D5010-234-ATS04 | AUTOMATIC TRANSFER SWITCH (BASEMENT ELECTRICAL RM) | GE ZENITH | NA | NA | OM00040222 |  | BASEMENT ELECTRICAL ROOM 070A & 070B | NA | NA | NA | NA | NA | DNA | Electric | DNA | NA | NA | \Classifications\Building System Class\D50-Electrical SYS\D5010 - Elec Service & Dist\Automatic Transfer Switch - ATS | 1016955
36-R1 | 36-R1 San Bernardino Justice Center | 36-R1-D5010-234-ATS10 | AUTOMATIC TRANSFER SWITCH (NEAR PENTHOUSE NEAR S. STAIRWELL) | GE ZENITH | 1652421-2 | Z20F3S1AD70XGSXXX | OM00040090 |  | FLOOR 12 PENTHOUSE NEAR SOUTH STAIRWELL | NA | NA | NA | NA | DNA | DNA | Electric | DNA | NA | NA | \Classifications\Building System Class\D50-Electrical SYS\D5010 - Elec Service & Dist\Automatic Transfer Switch - ATS | 1016961
36-R1 | 36-R1 San Bernardino Justice Center | 36-R1-D5010-234-ATS11 | AUTOMATIC TRANSFER SWITCH (NEAR PENTHOUSE NEAR S. STAIRWELL) | GE ZENITH | 1652422-1 | Z20K3S1AD70XGS4XXX | OM00040089 |  | FLOOR 12 PENTHOUSE NEAR SOUTH STAIRWELL | NA | NA | NA | NA | DNA | DNA | Electric | DNA | NA | NA | \Classifications\Building System Class\D50-Electrical SYS\D5010 - Elec Service & Dist\Automatic Transfer Switch - ATS | 1016962
36-R1 | 36-R1 San Bernardino Justice Center | 36-R1-D2023-100-BFP01 | BACKFLOW PREVENTER (2.5") (ROOF COOLING TWRS) | WATTS | 01481 | LF009RP | OM00040743 |  | FLOOR 12 PENTHOUSE OUTSIDE BY COOLING TOWERS | NA | NA | NA | NA | NA | NA | NA | NA | NA | NA | \Classifications\Building System Class\D20-Plumbing\D2020 - Domestic Water\Backflow Preventer - BFP | 1016963
36-R1 | 36-R1 San Bernardino Justice Center | 36-R1-B2010-100-BLD01 | BUILDING STRUCTURE | NA | NA | NA | OM00040285 |  | ENTIRE BUILDING | NA | NA | NA | NA | NA | NA | NA | NA | NA | NA | \Classifications\Building System Class\B20-General Building Exterior\B2010 - Exterior Walls\Building - BLD | 1016966
36-R1 | 36-R1 San Bernardino Justice Center | 36-R1-D3021-130-BLR04 | BOILER, HOT WATER #4 (GAS) | Aerco International, Inc. | G-12-2412 | BMK 1.5 | OM00040032 |  | FLOOR 12 PENTHOUSE BOILER RM 1290A | NA | NA | NA | NA | NA | NA | Natural gas | NA | 1,500,000 | 1290 MBH | \Classifications\Building System Class\D30-HVAC Systems\D3020 - Heat SYS\Boiler,Hot Water,Oil/Gas/Comb. - BLR | 1016970
36-R1 | 36-R1 San Bernardino Justice Center | 36-R1-D5092-250-EML01 | LIGHTING, EMERGENCY & EXIT | NA | NA | NA | OM00040288 |  | THROUGHOUT BUILDING | NA | NA | NA | NA | NA | DNA | Electric | DNA | NA | NA | \Classifications\Building System Class\D50-Electrical SYS\D5090 - Elec SYS\Emergency And Exit Lighting - EML | 1016983
36-R1 | 36-R1 San Bernardino Justice Center | 36-R1-D3041-110-AHU02 | Air Handler Unit #2 (PH2) (Outside Boiler Rm) | TRANE | M13A00006 | TCPA1D161C4M3022S0 | OM00040051 |  | FLOOR 12 PENTHOUSE OUTSIDE BOILER RM | NA | NA | NA | 20 | 240/480 | 56-54/27 | Electric | 3 | NA | NA | \Classifications\Building System Class\D30-HVAC Systems\D3040 - Distribution SYS\Air Handling Unit - AHU | 1016945
36-R1 | 36-R1 San Bernardino Justice Center | 36-R1-D3041-110-AHU03 | Air Handler Unit #3 (PH3) (Outside Chiller Rm) | TRANE | K12M18170A | CSAA030UAC00 | OM00040046 |  | FLOOR 12 PENTHOUSE BETWEEN CHILLER RM & BOILER RM | NA | NA | NA | 7.5 | 240/480 | 20.4-19.4/9.7 | Electric | 3 | NA | NA | \Classifications\Building System Class\D30-HVAC Systems\D3040 - Distribution SYS\Air Handling Unit - AHU | 1016946
36-R1 | 36-R1 San Bernardino Justice Center | 36-R1-D3041-110-AHU06 | AIR HANDLER UNIT #B1-2 (CHILLED WATER) | TRANE | K12M18167A | LPCAA06F4K0EN | OM00040272 |  | BASEMENT ELECTRICAL ROOM | 8AX40 (1) OR 5012 | 20X25X2 (2) | NA | 117.75 | 480 | 1.75-15 | Electric | 3 | NA | NA | \Classifications\Building System Class\D30-HVAC Systems\D3040 - Distribution SYS\Air Handling Unit - AHU | 1016949
36-R1 | 36-R1 San Bernardino Justice Center | 36-R1-D3041-110-AHU08 | AIR HANDLER UNIT #B1-4 (RM B010) | TRANE | K12M18169A | LPCAA17F4K0EL0000001AAA | OM00040265 |  | BASEMENT SECURED PARKING RM B010 | NA | NA | NA | 5 | 480 | 8.25-15 | Electric | 3 | NA | NA | \Classifications\Building System Class\D30-HVAC Systems\D3040 - Distribution SYS\Air Handling Unit - AHU | 1016951
36-R1 | 36-R1 San Bernardino Justice Center | 36-R1-D5010-234-ATS05 | AUTOMATIC TRANSFER SWITCH (PENTHOUSE) | GE ZENITH | NA | ZENITH ZTE | OM00040080 |  | FLOOR 12 PENTHOUSE OUTSIDE CHILLER RM | NA | NA | NA | NA | DNA | DNA | Electric | DNA | NA | NA | \Classifications\Building System Class\D50-Electrical SYS\D5010 - Elec Service & Dist\Automatic Transfer Switch - ATS | 1016956
36-R1 | 36-R1 San Bernardino Justice Center | 36-R1-D5010-234-ATS06 | Electrical Switchboard (Main Electrical Rm) | EATON | NA | NA | OM00040079 |  | FLOOR 12 PENTHOUSE BOILER RM 1290A | NA | NA | NA | NA | DNA | DNA | Electric | DNA | NA | NA | \Classifications\Building System Class\D50-Electrical SYS\D5010 - Elec Service & Dist\Automatic Transfer Switch - ATS | 1016957
36-R1 | 36-R1 San Bernardino Justice Center | 36-R1-D5010-234-ATS07 | AUTOMATIC TRANSFER SWITCH (PENTHOUSE RM 1290A) | GE ZENITH | NA | NA | OM00040078 |  | FLOOR 12 PENTHOUSE BOILER RM 1290A | NA | NA | NA | NA | DNA | DNA | Electric | DNA | NA | NA | \Classifications\Building System Class\D50-Electrical SYS\D5010 - Elec Service & Dist\Automatic Transfer Switch - ATS | 1016958
36-R1 | 36-R1 San Bernardino Justice Center | 36-R1-D5010-234-ATS08 | AUTOMATIC TRANSFER SWITCH (PENTHOUSE RM 1256A) | GE ZENITH | NA | ZENITH ZTE | OM00040068 |  | FLOOR 12 PENTHOUSE BOILER RM 1256A | NA | NA | NA | NA | NA | DNA | Electric | DNA | NA | NA | \Classifications\Building System Class\D50-Electrical SYS\D5010 - Elec Service & Dist\Automatic Transfer Switch - ATS | 1016959
36-R1 | 36-R1 San Bernardino Justice Center | 36-R1-D5010-234-ATS09 | AUTOMATIC TRANSFER SWITCH (NEAR PENTHOUSE RM 1256A) | GE ZENITH | NA | NA | OM00040066 |  | FLOOR 12 PENTHOUSE NEAR ROOM 1256A | NA | NA | NA | NA | NA | DNA | Electric | DNA | NA | NA | \Classifications\Building System Class\D50-Electrical SYS\D5010 - Elec Service & Dist\Automatic Transfer Switch - ATS | 1016960
36-R1 | 36-R1 San Bernardino Justice Center | 36-R1-D2023-100-BFP02 | BACKFLOW PREVENTER (3/4") (RM 1255B) | WATTS | 15369 | LF009M3QT | OM00040063 |  | FLOOR 12 PENTHOUSE RM 1255B | NA | NA | NA | NA | NA | NA | NA | NA | NA | NA | \Classifications\Building System Class\D20-Plumbing\D2020 - Domestic Water\Backflow Preventer - BFP | 1016964
36-R1 | 36-R1 San Bernardino Justice Center | 36-R1-D2023-100-BFP03 | BACKFLOW PREVENTER (3/4") (RM 1290A) | WATTS | 11453 | LF009M3QT | OM00040057 |  | FLOOR 12 PENTHOUSE RM 1290A | NA | NA | NA | NA | NA | NA | NA | NA | NA | NA | \Classifications\Building System Class\D20-Plumbing\D2020 - Domestic Water\Backflow Preventer - BFP | 1016965
36-R1 | 36-R1 San Bernardino Justice Center | 36-R1-D3021-130-BLR01 | BOILER, HOT WATER #1 (GAS) | Aerco International, Inc. | G-12-2413 | BMK 1.5 | OM00040029 |  | FLOOR 12 PENTHOUSE BOILER RM 1290A | NA | NA | NA | NA | NA | NA | Natural gas | NA | 1,500,000 | 1290 MBH | \Classifications\Building System Class\D30-HVAC Systems\D3020 - Heat SYS\Boiler,Hot Water,Oil/Gas/Comb. - BLR | 1016967
36-R1 | 36-R1 San Bernardino Justice Center | 36-R1-D3021-130-BLR02 | BOILER, HOT WATER #2 (GAS) | Aerco International, Inc. | G-12-2411 | BMK 1.5 | OM00040030 |  | FLOOR 12 PENTHOUSE BOILER RM 1290A | NA | NA | NA | NA | NA | NA | Natural gas | NA | 1,500,000 | 1290 MBH | \Classifications\Building System Class\D30-HVAC Systems\D3020 - Heat SYS\Boiler,Hot Water,Oil/Gas/Comb. - BLR | 1016968
36-R1 | 36-R1 San Bernardino Justice Center | 36-R1-D3021-130-BLR03 | BOILER, HOT WATER #3 (GAS) | Aerco International, Inc. | G-12-2414 | BMK 1.5 | OM00040031 |  | FLOOR 12 PENTHOUSE BOILER RM 1290A | NA | NA | NA | NA | NA | NA | Natural gas | NA | 1,500,000 | 1290 MBH | \Classifications\Building System Class\D30-HVAC Systems\D3020 - Heat SYS\Boiler,Hot Water,Oil/Gas/Comb. - BLR | 1016969
36-R1 | 36-R1 San Bernardino Justice Center | 36-R1-D3031-130-CLR01 | CHILLER, WATER COOLED #1 (RM 1255) | TRANE | L13B00786 | CVHE450 | OM00040017 |  | FLOOR 12 PENTHOUSE CHILLER RM 1255 | NA | NA | R-123 | NA | 480 | 272 | Electric | 3 | NA | NA | \Classifications\Building System Class\D30-HVAC Systems\D3030 - Cooling SYS\Chiller, Water Cooled - CLR | 1016971
36-R1 | 36-R1 San Bernardino Justice Center | 36-R1-D3031-130-CLR02 | CHILLER, WATER COOLED #2 (RM 1255) | TRANE | L13B00800 | CVHE450 | OM00040018 |  | FLOOR 12 PENTHOUSE CHILLER RM 1255 | NA | NA | R-123 | NA | 480 | 272 | Electric | 3 | NA | NA | \Classifications\Building System Class\D30-HVAC Systems\D3030 - Cooling SYS\Chiller, Water Cooled - CLR | 1016972
36-R1 | 36-R1 San Bernardino Justice Center | 36-R1-D3031-130-CLR03 | CHILLER, WATER COOLED #3 (RM 1255) | TRANE | L13B00801 | CVHE450 | OM00040019 |  | FLOOR 12 PENTHOUSE CHILLER RM 1255 | NA | NA | R-123 | NA | 480 | 272 | Electric | 3 | NA | NA | \Classifications\Building System Class\D30-HVAC Systems\D3030 - Cooling SYS\Chiller, Water Cooled - CLR | 1016973
36-R1 | 36-R1 San Bernardino Justice Center | 36-R1-D3030-310-CTF01 | COOLING TOWER SAND FILTER | CLAUDE LAVAL CORP | 1217758 | 3089K424W | OM00040023 |  | FLOOR 12 PENTHOUSE CHILLER RM 1255 | NA | NA | NA | 7.5 | 240-480 | 26.2-11.6 | Electric | 3 | NA | NA | \Classifications\Building System Class\D30-HVAC Systems\D3030 - Cooling SYS\Cooling Tower Filter - CTF | 1016974
36-R1 | 36-R1 San Bernardino Justice Center | 36-R1-D3030-110-CTW01 | COOLING TOWER #1 | BALTIMORE AIRCIL COMPANY | U1350400020-101 | PT2-1212A-3N2/W0S | OM00040020 |  | FLOOR 12 PENTHOUSE ROOF | 17X4115 B-162 | NA | NA | 25 | 240-480 | 59-29.3 | Electric | 3 | NA | NA | \Classifications\Building System Class\D30-HVAC Systems\D3030 - Cooling SYS\Cooling Tower - CTW | 1016976
36-R1 | 36-R1 San Bernardino Justice Center | 36-R1-D3030-110-CTW02 | COOLING TOWER #2 | BALTIMORE AIRCIL COMPANY | U1350400020-102 | PT2-1212A-3N2/W0S | OM00040021 |  | FLOOR 12 PENTHOUSE ROOF | 17X4115 B-162 | NA | NA | 25 | 240-480 | 59-29.3 | Electric | 3 | NA | NA | \Classifications\Building System Class\D30-HVAC Systems\D3030 - Cooling SYS\Cooling Tower - CTW | 1016975
36-R1 | 36-R1 San Bernardino Justice Center | 36-R1-D3060-100-RDS02 | Leak Detection System (Natural Gas) | MSA SAFETY COMPANY | F13-4355065-010-001 | A-GASGASRDXL :8-1-1-0 | OM00040056 |  | FLOOR 12 PENTHOUSE BOILER ROOM 1290A | NA | NA | NA | NA | NA | NA | NA | NA | NA | NA | \Classifications\Building System Class\D30-HVAC Systems\D3060 - Control & Inst Air\Refrigerant Leak Detection System - RDS | 1016977
36-R1 | 36-R1 San Bernardino Justice Center | 36-R1-B2034-400-DOH01 | DOOR OVERHEAD ROLL-UP (SECURED PARKING) | COOKSON ROLLING DOORS | SGH0-07543ESL-C00053 | SGH7543ESL | OM00040213 |  | BASEMENT SECURED PARKING | NA | NA | NA | .75 | 480 | 0.8 | Electric | DNA | NA | NA | \Classifications\Building System Class\B20-General Building Exterior\B2030 - Exterior Doors\Door,Overhead-Shutter,Manual,Elec,Roll-up - DOH | 1016978
36-R1 | 36-R1 San Bernardino Justice Center | 36-R1-B2034-400-DOH02 | DOOR OVERHEAD ROLL-UP (RM 94A) | COOKSON ROLLING DOORS | SGH0-07543ESR-C00197 | SGH7543ESR | OM00040212 |  | BASEMENT TRASH COLLECTION RM 94A | NA | NA | NA | .75 | 480 | 0.8 | Electric | DNA | NA | NA | \Classifications\Building System Class\B20-General Building Exterior\B2030 - Exterior Doors\Door,Overhead-Shutter,Manual,Elec,Roll-up - DOH | 1016980
36-R1 | 36-R1 San Bernardino Justice Center | 36-R1-B2034-400-DOH03 | DOOR OVERHEAD ROLL-UP (RM 78A) | COOKSON ROLLING DOORS | SGH0-07543ESL-C00054 | SHG7543E | OM00040211 |  | BASEMENT LOADING/RECEIVING ROOM 78A | NA | NA | NA | .75 | 480 | 0.5 | Electric | DNA | NA | NA | \Classifications\Building System Class\B20-General Building Exterior\B2030 - Exterior Doors\Door,Overhead-Shutter,Manual,Elec,Roll-up - DOH | 1016979
36-R1 | 36-R1 San Bernardino Justice Center | 36-R1-B2034-400-DOH04 | DOOR OVERHEAD ROLL-UP (SALLY PORT SOUTH) | COOKSON ROLLING DOORS | SGH0-07543ESL-C0057 | SGH7543ESL | OM00040214 |  | BASEMENT SALLY PORT EAST SIDE | NA | NA | NA | .75 | 480 | 0.8 | Electric | DNA | NA | NA | \Classifications\Building System Class\B20-General Building Exterior\B2030 - Exterior Doors\Door,Overhead-Shutter,Manual,Elec,Roll-up - DOH | 1016982
36-R1 | 36-R1 San Bernardino Justice Center | 36-R1-B2034-400-DOH05 | DOOR OVERHEAD ROLL-UP (SALLY PORT NORTH) | COOKSON ROLLING DOORS | SGH0-07543ESR-C00189 | SGH7543ESR | OM00040215 |  | BASEMENT SALLY PORT WEST SIDE | NA | NA | NA | .75 | 480 | 0.8 | Electric | DNA | NA | NA | \Classifications\Building System Class\B20-General Building Exterior\B2030 - Exterior Doors\Door,Overhead-Shutter,Manual,Elec,Roll-up - DOH | 1016981
36-R1 | 36-R1 San Bernardino Justice Center | 36-R1-D3042-220-EFN02 | EXHAUST FAN B1-1 (RM B010) | COOK | 1385E4-290-00/0004201 | 80SQN | OM00040275 |  | BASEMENT SECURED PARKING RM B010 | NA | NA | NA | .25 | 110 | 5 | Electric | 1 | NA | NA | \Classifications\Building System Class\D30-HVAC Systems\D3040 - Distribution SYS\Supply/Exhaust/Return fans- FAN | 1016984
36-R1 | 36-R1 San Bernardino Justice Center | 36-R1-D3042-220-EFN04 | EXHAUST FAN B1-4 (RM B068A) | COOK | 138SE47290-00/0005301 | 70SQN | OM00040260 |  | BASEMENT MAIL PROCESSING ROOM 068A | NA | NA | NA | 0.33 | 110/240 | 6/3.2-3 | Electric | 1 | NA | NA | \Classifications\Building System Class\D30-HVAC Systems\D3040 - Distribution SYS\Supply/Exhaust/Return fans- FAN | 1016985
36-R1 | 36-R1 San Bernardino Justice Center | 36-R1-D3042-220-EFN03 | EXHAUST FAN B1-2 (RM B99A) | COOK | 138SE47290-00/0004202 | 80SQN | OM00040263 |  | BASEMENT STORAGE ROOM 99A | NA | NA | NA | .25 | 110 | 5 | Electric | 1 | NA | NA | \Classifications\Building System Class\D30-HVAC Systems\D3040 - Distribution SYS\Supply/Exhaust/Return fans- FAN | 1016986
36-R1 | 36-R1 San Bernardino Justice Center | 36-R1-D3042-220-EFN10 | EXHAUST FAN P-2 (ATRIUM ROOF) | COOK | 138SE47290-01/0000702 | 300TI | OM00040277 |  | 3RD FLOOR ATRIUM ROOF | NA | NA | NA | 5 | 480 | 13.0/6.5 | Electric | 3 | NA | NA | \Classifications\Building System Class\D30-HVAC Systems\D3040 - Distribution SYS\Supply/Exhaust/Return fans- FAN | 1016992
36-R1 | 36-R1 San Bernardino Justice Center | 36-R1-D3042-220-EFN11 | EXHAUST FAN P-3 (ATRIUM ROOF) | COOK | 138SE47290-01/0000703 | 300TI | OM00040278 |  | 3RD FLOOR ATRIUM ROOF | NA | NA | NA | 5 | 480 | 13.0/6.5 | Electric | 3 | NA | NA | \Classifications\Building System Class\D30-HVAC Systems\D3040 - Distribution SYS\Supply/Exhaust/Return fans- FAN | 1016994
36-R1 | 36-R1 San Bernardino Justice Center | 36-R1-D3042-220-EFN15 | EXHAUST FAN P-7 (ATRIUM ROOF) | COOK | 138SE47290-01/0000707 | 300TI | OM00040282 |  | 3RD FLOOR ATRIUM ROOF | NA | NA | NA | 5 | 480 | 13.0/6.5 | Electric | 3 | NA | NA | \Classifications\Building System Class\D30-HVAC Systems\D3040 - Distribution SYS\Supply/Exhaust/Return fans- FAN | 1016998
36-R1 | 36-R1 San Bernardino Justice Center | 36-R1-D3042-220-EFN16 | EXHAUST FAN P-8 (ATRIUM ROOF) | COOK | 138SE47290-01/0000708 | 300TI | OM00040283 |  | 3RD FLOOR ATRIUM ROOF | NA | NA | NA | 5 | 480 | 13.0/6.5 | Electric | 3 | NA | NA | \Classifications\Building System Class\D30-HVAC Systems\D3040 - Distribution SYS\Supply/Exhaust/Return fans- FAN | 1016997
36-R1 | 36-R1 San Bernardino Justice Center | 36-R1-D3042-220-EFN17 | EXHAUST FAN 11-1 (RM 1174A) | COOK | 138SE47290-00/0003502 | 120SQN | OM00040101 |  | 11TH FLOOR ABOVE FALSE CEILING IN RM 1174A | NA | NA | NA | NA | DNA | DNA | Electric | DNA | NA | NA | \Classifications\Building System Class\D30-HVAC Systems\D3040 - Distribution SYS\Supply/Exhaust/Return fans- FAN | 1016999
36-R1 | 36-R1 San Bernardino Justice Center | 36-R1-D3042-220-EFN19 | EXHAUST FAN #2 (PENTHOUSE) | COOK | 138SE47290-01/0002602 | 300XMPH | OM00040053 |  | NORTH SIDE EXIT OF ROOF | NA | NA | NA | 2 | 480 | 5.95-5.80/2.90 | Electric | 3 | NA | NA | \Classifications\Building System Class\D30-HVAC Systems\D3040 - Distribution SYS\Supply/Exhaust/Return fans- FAN | 1017001
36-R1 | 36-R1 San Bernardino Justice Center | 36-R1-D3042-220-EFN22 | EXHAUST FAN #5 (PENTHOUSE) | COOK | 138SE47290-00/0001801 | 100SQN100SQN-B | OM00040052 |  | FLOOR 12 PENTHOUSE BETWEEN CHILLER RM & BOILER RM | NA | NA | NA | .75 | 240/480 | 2.6-1.3 | Electric | 3 | NA | NA | \Classifications\Building System Class\D30-HVAC Systems\D3040 - Distribution SYS\Supply/Exhaust/Return fans- FAN | 1017004
36-R1 | 36-R1 San Bernardino Justice Center | 36-R1-D3042-220-EFN23 | RELIEF EXHAUST FAN #1 (PENTHOUSE) | COOK | 138SE47290-01/0008601 | 365QMX | OM00040095 |  | FLOOR 12 PENTHOUSE OUTSIDE CHILLER RM | NA | NA | NA | 25 | 480 | 29.9 | Electric | 3 | NA | NA | \Classifications\Building System Class\D30-HVAC Systems\D3040 - Distribution SYS\Supply/Exhaust/Return fans- FAN | 1017005
36-R1 | 36-R1 San Bernardino Justice Center | 36-R1-D1010-100-ELE02 | ELEVATOR #2 | OTIS | 20133214 | AAA21310AD | OM00040037 | State ID# 160302 | FLOOR 12 PENTHOUSE ELEVATOR MACHINE ROOM 1236 | NA | NA | NA | 35 | 480 | 41 | Electric | DNA | NA | NA | \Classifications\Building System Class\D10-Conveyance Systems\D1010 - Elevator\Elevator,Electric,Pass/Freight - ELE | 1017012
36-R1 | 36-R1 San Bernardino Justice Center | 36-R1-D1010-100-ELE08 | ELEVATOR #8 | OTIS | 20133213 | AAA21310AD | OM00040043 | State ID# 160308 | FLOOR 12 PENTHOUSE ELEVATOR MACHINE ROOM 1236 | NA | NA | NA | 35 | 480 | 41 | Electric | DNA | NA | NA | \Classifications\Building System Class\D10-Conveyance Systems\D1010 - Elevator\Elevator,Electric,Pass/Freight - ELE | 1017018
36-R1 | 36-R1 San Bernardino Justice Center | 36-R1-D1010-100-ELE09 | ELEVATOR #9 | OTIS | 20133220 | AAA21310AD | OM00040044 | State ID# 160309 | FLOOR 12 PENTHOUSE ELEVATOR MACHINE ROOM 1236 | NA | NA | NA | 35 | 480 | 41 | Electric | DNA | NA | NA | \Classifications\Building System Class\D10-Conveyance Systems\D1010 - Elevator\Elevator,Electric,Pass/Freight - ELE | 1017020
36-R1 | 36-R1 San Bernardino Justice Center | 36-R1-D1010-100-ELE10 | ELEVATOR #10 | OTIS | 20133221 | AAA21310AD | OM00040045 | State ID# 160310 | FLOOR 12 PENTHOUSE ELEVATOR MACHINE ROOM 1236 | NA | NA | NA | 35 | 480 | 41 | Electric | DNA | NA | NA | \Classifications\Building System Class\D10-Conveyance Systems\D1010 - Elevator\Elevator,Electric,Pass/Freight - ELE | 1017019
36-R1 | 36-R1 San Bernardino Justice Center | 36-R1-D1010-100-ELE12 | Elevator #H1 | OTIS | 20133222 | AAA21310AD | OM00040067 | State ID# 160323 | FLOOR 12 PENTHOUSE FLOOR | NA | NA | NA | 38 | 480 | 33 | Electric | DNA | NA | NA | \Classifications\Building System Class\D10-Conveyance Systems\D1010 - Elevator\Elevator,Electric,Pass/Freight - ELE | 1017022
36-R1 | 36-R1 San Bernardino Justice Center | 36-R1-D3040-120-FCU08 | FAN COIL UNIT #B1-6 (BASEMENT) | TRANE | NA | NA | OM00040269 |  | HOLDING CONTROL ROOM ABOVE CEILING | NA | NA | NA | NA | NA | DNA | Electric | DNA | NA | NA | \Classifications\Building System Class\D30-HVAC Systems\D3040 - Distribution SYS\Fan Coil Unit - FCU | 1017032
36-R1 | 36-R1 San Bernardino Justice Center | 36-R1-D3040-120-FCU13 | FAN COIL UNIT #1-3 (OUTSIDE RM 108A) | TRANE | NA | NA | OM00040176 |  | 1ST FLOOR OUTSIDE RM 108A | NA | NA | NA | NA | NA | DNA | Electric | DNA | NA | NA | \Classifications\Building System Class\D30-HVAC Systems\D3040 - Distribution SYS\Fan Coil Unit - FCU | 1017037
36-R1 | 36-R1 San Bernardino Justice Center | 36-R1-D3040-120-FCU16 | FAN COIL UNIT #1-6 (RM 137A) | TRANE | NA | NA | OM00040173 |  | 1ST FLOOR RM 137A | NA | NA | NA | NA | NA | DNA | Electric | DNA | NA | NA | \Classifications\Building System Class\D30-HVAC Systems\D3040 - Distribution SYS\Fan Coil Unit - FCU | 1017040
36-R1 | 36-R1 San Bernardino Justice Center | 36-R1-D3040-120-FCU17 | FAN COIL UNIT #1-7 (RM 172A) | TRANE | NA | NA | OM00040175 |  | 1ST FLOOR RM 172A | NA | NA | NA | NA | NA | DNA | Electric | DNA | NA | NA | \Classifications\Building System Class\D30-HVAC Systems\D3040 - Distribution SYS\Fan Coil Unit - FCU | 1017041
36-R1 | 36-R1 San Bernardino Justice Center | 36-R1-D3040-120-FCU18 | FAN POWER BOX 1-1 (SECURITY CHECK POINT) | Titus Fan | NA | DTFS-D-10-R | OM00040178 |  | 1ST FLOOR SECURITY CHECK POINT | NA | NA | NA | 0.5 | 240 | 15-3.5 | Electric | 1 | NA | NA | \Classifications\Building System Class\D30-HVAC Systems\D3040 - Distribution SYS\Fan Coil Unit - FCU | 1017042
36-R1 | 36-R1 San Bernardino Justice Center | 36-R1-D3040-120-FCU23 | FAN COIL UNIT #2-4 (RM 237A) | TRANE | NA | NA | OM00040148 |  | 2ND FLOOR ELECTRICAL ROOM 237A | NA | NA | NA | NA | NA | DNA | Electric | DNA | NA | NA | \Classifications\Building System Class\D30-HVAC Systems\D3040 - Distribution SYS\Fan Coil Unit - FCU | 1017048
36-R1 | 36-R1 San Bernardino Justice Center | 36-R1-D3040-120-FCU24 | FAN COIL UNIT #3-1 (NEXT TO RM 327A) | TRANE | T13A00273 | BCHC054G2G0A3G03D000000B01 | OM00040144 |  | 3RD FLOOR OUTSIDE DATA ROOM 327A | NA | NA | NA | .75 | 480 | 1.9 | Electric | 3 | NA | NA | \Classifications\Building System Class\D30-HVAC Systems\D3040 - Distribution SYS\Fan Coil Unit - FCU | 1017047
36-R1 | 36-R1 San Bernardino Justice Center | 36-R1-D3040-120-FCU26 | FAN COIL UNIT #3-3 (OUTSIDE RM 399) | TRANE | T13A00274 | BCH054G2G0A3G03D000000B01 | OM00040143 |  | 3RD FLOOR ROOM 399 | NA | NA | NA | .75 | 480 | 15-1.9 | Electric | 3 | NA | NA | \Classifications\Building System Class\D30-HVAC Systems\D3040 - Distribution SYS\Fan Coil Unit - FCU | 1017049
36-R1 | 36-R1 San Bernardino Justice Center | 36-R1-D3040-120-FCU28 | FAN COIL UNIT #4-1 (RM 399) | TRANE | T12M56381 | BCHC054G2G0A3G03D000000B01 | OM00040138 |  | 4TH FLOOR INTERVIEW ROOM 462A | NA | NA | NA | .75 | 480 | 1.9 | Electric | 3 | NA | NA | \Classifications\Building System Class\D30-HVAC Systems\D3040 - Distribution SYS\Fan Coil Unit - FCU | 1017052
36-R1 | 36-R1 San Bernardino Justice Center | 36-R1-D3040-120-FCU30 | FAN COIL UNIT #4-3 (RM 437A) | TRANE | NA | D | OM00040139 |  | 4TH FLOOR ELECTRICAL ROOM 437A | NA | NA | NA | NA | NA | DNA | Electric | DNA | NA | NA | \Classifications\Building System Class\D30-HVAC Systems\D3040 - Distribution SYS\Fan Coil Unit - FCU | 1017054
36-R1 | 36-R1 San Bernardino Justice Center | 36-R1-D3040-120-FCU31 | FAN COIL UNIT #4-4 (RM 472A) | TRANE | NA | D | OM00040140 |  | 4TH FLOOR ELECTRICAL ROOM 472A | NA | NA | NA | NA | NA | DNA | Electric | DNA | NA | NA | \Classifications\Building System Class\D30-HVAC Systems\D3040 - Distribution SYS\Fan Coil Unit - FCU | 1017056
36-R1 | 36-R1 San Bernardino Justice Center | 36-R1-D3040-120-FCU40 | FAN COIL UNIT #7-3 (RM 737A) | TRANE | NA | NA | OM00040118 |  | 7TH FLOOR ELECTRICAL ROOM 799 | NA | NA | NA | NA | DNA | DNA | Electric | DNA | NA | NA | \Classifications\Building System Class\D30-HVAC Systems\D3040 - Distribution SYS\Fan Coil Unit - FCU | 1017063
36-R1 | 36-R1 San Bernardino Justice Center | 36-R1-D3040-120-FCU46 | FAN COIL UNIT #9-2 (OUTSIDE RM 999) | TRANE | T13A00280 | BCHC054G2G0A3G03D000000B01 | OM00040110 |  | 9TH FLOOR OUTSIDE ROOM 999 | NA | NA | NA | .75 | 480 | 15-1.9 | Electric | 3 | NA | NA | \Classifications\Building System Class\D30-HVAC Systems\D3040 - Distribution SYS\Fan Coil Unit - FCU | 1017068
36-R1 | 36-R1 San Bernardino Justice Center | 36-R1-D3042-220-EFN05 | EXHAUST FAN B1-5 (RM B094A) | COOK | 138SE47290-00/0006301 | 80SQN | OM00040261 |  | BASMENT TRASH COLLECTION ROOM 094A | NA | NA | NA | .25 | 110 | 5 | Electric | 1 | NA | NA | \Classifications\Building System Class\D30-HVAC Systems\D3040 - Distribution SYS\Supply/Exhaust/Return fans- FAN | 1016988
36-R1 | 36-R1 San Bernardino Justice Center | 36-R1-D3042-220-EFN06 | EXHAUST FAN B1-6 (RM B078A) | COOK | 138SE47290-00/0007301 | 80SQN | OM00040259 |  | BASEMENT LOADING/RECEIVING ROOM 78A | NA | NA | NA | .25 | 110 | 5 | Electric | 1 | NA | NA | \Classifications\Building System Class\D30-HVAC Systems\D3040 - Distribution SYS\Supply/Exhaust/Return fans- FAN | 1016987
36-R1 | 36-R1 San Bernardino Justice Center | 36-R1-D3042-220-EFN07 | EXHAUST FAN 2-1 (DIRECT DRIVE) (RM 208A) | COOK | 138SE47290-00/0002801 | 135SQN | OM00040169 |  | 2ND FLOOR ELECTRICAL ROOM 208A | NA | NA | NA | NA | NA | DNA | Electric | DNA | NA | NA | \Classifications\Building System Class\D30-HVAC Systems\D3040 - Distribution SYS\Supply/Exhaust/Return fans- FAN | 1016990
36-R1 | 36-R1 San Bernardino Justice Center | 36-R1-D3042-220-EFN08 | EXHAUST FAN 3-1 (RM 308A) | COOK | 138SE47290-00/003501 | 120SQN | OM00040162 |  | 3RD FLOOR ELECTRICAL ROOM 308A | NA | NA | NA | NA | NA | DNA | Electric | DNA | NA | NA | \Classifications\Building System Class\D30-HVAC Systems\D3040 - Distribution SYS\Supply/Exhaust/Return fans- FAN | 1016989
36-R1 | 36-R1 San Bernardino Justice Center | 36-R1-D3042-220-EFN09 | EXHAUST FAN P-1 (ATRIUM ROOF) | COOK | 138SE47290-01/0000701 | 300TI | OM00040276 |  | 3RD FLOOR ATRIUM ROOF | NA | NA | NA | 5 | 480 | 13.0/6.5 | Electric | 3 | NA | NA | \Classifications\Building System Class\D30-HVAC Systems\D3040 - Distribution SYS\Supply/Exhaust/Return fans- FAN | 1016991
36-R1 | 36-R1 San Bernardino Justice Center | 36-R1-D3042-220-EFN12 | EXHAUST FAN P-4 (ATRIUM ROOF) | COOK | 138SE47290-01/0000704 | 300TI | OM00040279 |  | 3RD FLOOR ATRIUM ROOF | NA | NA | NA | 5 | 480 | 13.0/6.5 | Electric | 3 | NA | NA | \Classifications\Building System Class\D30-HVAC Systems\D3040 - Distribution SYS\Supply/Exhaust/Return fans- FAN | 1016993
36-R1 | 36-R1 San Bernardino Justice Center | 36-R1-D3042-220-EFN13 | EXHAUST FAN P-5 (ATRIUM ROOF) | COOK | 138SE47290-01/0000705 | 300TI | OM00040280 |  | 3RD FLOOR ATRIUM ROOF | NA | NA | NA | 5 | 480 | 13.0/6.5 | Electric | 3 | NA | NA | \Classifications\Building System Class\D30-HVAC Systems\D3040 - Distribution SYS\Supply/Exhaust/Return fans- FAN | 1016995
36-R1 | 36-R1 San Bernardino Justice Center | 36-R1-D3042-220-EFN14 | EXHAUST FAN P-6 (ATRIUM ROOF) | COOK | 138SE47290-01/0000706 | 300TI | OM00040281 |  | 3RD FLOOR ATRIUM ROOF | NA | NA | NA | 5 | 480 | 13.0/6.5 | Electric | 3 | NA | NA | \Classifications\Building System Class\D30-HVAC Systems\D3040 - Distribution SYS\Supply/Exhaust/Return fans- FAN | 1016996
36-R1 | 36-R1 San Bernardino Justice Center | 36-R1-D3042-220-EFN18 | EXHAUST FAN #1 (PENTHOUSE) | COOK | 138SE47290-00/0015201 | 365SQI | OM00040312 |  | FLOOR 12 PENTHOUSE OUTSIDE CHILLER RM | NA | NA | NA | 10 | 240/480 | 24.3/12.2 | Electric | 3 | NA | NA | \Classifications\Building System Class\D30-HVAC Systems\D3040 - Distribution SYS\Supply/Exhaust/Return fans- FAN | 1017000
36-R1 | 36-R1 San Bernardino Justice Center | 36-R1-D3042-220-EFN20 | EXHAUST FAN #3 (RM P1255A) | COOK | 138SE47290-01/0003601 | 300XMPH | OM00040070 |  | FLOOR 12 PENTHOUSE ROOM 1255A | NA | NA | NA | 1 | 240/480 | 3.00-2.90/1.45 | Electric | 3 | NA | NA | \Classifications\Building System Class\D30-HVAC Systems\D3040 - Distribution SYS\Supply/Exhaust/Return fans- FAN | 1017002
36-R1 | 36-R1 San Bernardino Justice Center | 36-R1-D3042-220-EFN21 | EXHAUST FAN #4 (PENTHOUSE) | COOK | 138SE47290-00/0000701 | 365SQN365SQN-B | OM00040060 |  | FLOOR 12 PENTHOUSE OUTSIDE CHILLER RM | NA | NA | NA | 7.5 | 240/480 | 19.01-9.55 | Electric | 3 | NA | NA | \Classifications\Building System Class\D30-HVAC Systems\D3040 - Distribution SYS\Supply/Exhaust/Return fans- FAN | 1017003
36-R1 | 36-R1 San Bernardino Justice Center | 36-R1-D3042-220-EFN24 | RELIEF EXHAUST FAN #2 (PENTHOUSE) | COOK | 138SE47290-01/0010101 | 365QMX | OM00040094 |  | FLOOR 12 PENTHOUSE OUTSIDE CHILLER RM | NA | NA | NA | 45 | 480 | DNA | Electric | 3 | NA | NA | \Classifications\Building System Class\D30-HVAC Systems\D3040 - Distribution SYS\Supply/Exhaust/Return fans- FAN | 1017006
36-R1 | 36-R1 San Bernardino Justice Center | 36-R1-D3042-220-EFN25 | RELIEF EXHAUST FAN #3 (PENTHOUSE) | COOK | 138SE47290-01/0008602 | 365QMX | OM00040093 |  | FLOOR 12 PENTHOUSE OUTSIDE CHILLER RM | NA | NA | NA | NA | DNA | DNA | Electric | DNA | NA | NA | \Classifications\Building System Class\D30-HVAC Systems\D3040 - Distribution SYS\Supply/Exhaust/Return fans- FAN | 1017007
36-R1 | 36-R1 San Bernardino Justice Center | 36-R1-D3042-220-EFN26 | RELIEF EXHAUST FAN #4 (PENTHOUSE) | COOK | 138SEH7290-01/0010102 | 365QMX | OM00040072 |  | FLOOR 12 PENTHOUSE OUTSIDE CHILLER RM | NA | NA | NA | 25 | 480 | 30 | Electric | 3 | NA | NA | \Classifications\Building System Class\D30-HVAC Systems\D3040 - Distribution SYS\Supply/Exhaust/Return fans- FAN | 1017008
36-R1 | 36-R1 San Bernardino Justice Center | 36-R1-D3042-220-EFN27 | RELIEF EXHAUST FAN B1-1 (RM B010) | COOK | 138SE47290-001/0004 | 330QMX | OM00040267 |  | BASEMENT SECURED PARKING AREA RM 010 | NA | NA | NA | 10 | 480 | 26-24.4/12.20 | Electric | 3 | NA | NA | \Classifications\Building System Class\D30-HVAC Systems\D3040 - Distribution SYS\Supply/Exhaust/Return fans- FAN | 1017009
36-R1 | 36-R1 San Bernardino Justice Center | 36-R1-D3042-220-EFN28 | RELIEF EXHAUST FAN B1-2 (RM B010) | COOK | 138SE47290-01/0005601 | 330QMX | OM00040268 |  | BASEMENT SECURED PARKING AREA RM 010 | NA | NA | NA | 10 | 480 | 26-24.4/12.20 | Electric | 3 | NA | NA | \Classifications\Building System Class\D30-HVAC Systems\D3040 - Distribution SYS\Supply/Exhaust/Return fans- FAN | 1017010
36-R1 | 36-R1 San Bernardino Justice Center | 36-R1-D1010-100-ELE01 | ELEVATOR #1 | OTIS | 20133212 | AAA21310AD | OM00040036 | State ID# 160301 | FLOOR 12 PENTHOUSE ELEVATOR MACHINE ROOM 1236 | NA | NA | NA | 35 | 480 | 41 | Electric | DNA | NA | NA | \Classifications\Building System Class\D10-Conveyance Systems\D1010 - Elevator\Elevator,Electric,Pass/Freight - ELE | 1017011
36-R1 | 36-R1 San Bernardino Justice Center | 36-R1-D1010-100-ELE03 | ELEVATOR #3 | OTIS | 20133215 | AAA21310AD | OM00040038 | State ID# 160303 | FLOOR 12 PENTHOUSE ELEVATOR MACHINE ROOM 1236 | NA | NA | NA | 35 | 480 | 41 | Electric | DNA | NA | NA | \Classifications\Building System Class\D10-Conveyance Systems\D1010 - Elevator\Elevator,Electric,Pass/Freight - ELE | 1017014
36-R1 | 36-R1 San Bernardino Justice Center | 36-R1-D1010-100-ELE04 | ELEVATOR #4 | OTIS | 20133216 | AAA21310AD | OM00040039 | State ID# 160304 | FLOOR 12 PENTHOUSE ELEVATOR MACHINE ROOM 1236 | NA | NA | NA | 35 | 480 | 41 | Electric | DNA | NA | NA | \Classifications\Building System Class\D10-Conveyance Systems\D1010 - Elevator\Elevator,Electric,Pass/Freight - ELE | 1017013
36-R1 | 36-R1 San Bernardino Justice Center | 36-R1-D1010-100-ELE05 | ELEVATOR #5 | OTIS | 20133217 | AAA21310AD | OM00040040 | State ID# 160305 | FLOOR 12 PENTHOUSE ELEVATOR MACHINE ROOM 1236 | NA | NA | NA | 35 | 480 | 41 | Electric | DNA | NA | NA | \Classifications\Building System Class\D10-Conveyance Systems\D1010 - Elevator\Elevator,Electric,Pass/Freight - ELE | 1017015
36-R1 | 36-R1 San Bernardino Justice Center | 36-R1-D1010-100-ELE06 | ELEVATOR #6 | OTIS | 20133218 | AAA21310AD | OM00040041 | State ID# 160306 | FLOOR 12 PENTHOUSE ELEVATOR MACHINE ROOM 1236 | NA | NA | NA | 35 | 480 | 41 | Electric | DNA | NA | NA | \Classifications\Building System Class\D10-Conveyance Systems\D1010 - Elevator\Elevator,Electric,Pass/Freight - ELE | 1017016
36-R1 | 36-R1 San Bernardino Justice Center | 36-R1-D1010-100-ELE07 | ELEVATOR #7 | OTIS | 20133219 | AAA21310AD | OM00040042 | State ID# 160307 | FLOOR 12 PENTHOUSE ELEVATOR MACHINE ROOM 1236 | NA | NA | NA | 35 | 480 | 41 | Electric | DNA | NA | NA | \Classifications\Building System Class\D10-Conveyance Systems\D1010 - Elevator\Elevator,Electric,Pass/Freight - ELE | 1017017
36-R1 | 36-R1 San Bernardino Justice Center | 36-R1-D1010-100-ELE11 | Elevator #H2 | OTIS | 20133223 | AAA21310AD | OM00040076 | State ID# 160324 | FLOOR 12 PENTHOUSE ELEVATOR MACHINE ROOM 1236 | NA | NA | NA | 38 | 480 | 33 | Electric | DNA | NA | NA | \Classifications\Building System Class\D10-Conveyance Systems\D1010 - Elevator\Elevator,Electric,Pass/Freight - ELE | 1017021
36-R1 | 36-R1 San Bernardino Justice Center | 36-R1-D1010-100-ELE13 | Elevator #S1 | OTIS | 201312215 | AAA21310AD | OM00040065 | State ID# 160322 | FLOOR 12 PENTHOUSE FLOOR | NA | NA | NA | 38 | DNA | 33 | Electric | DNA | NA | NA | \Classifications\Building System Class\D10-Conveyance Systems\D1010 - Elevator\Elevator,Electric,Pass/Freight - ELE | 1017023
36-R1 | 36-R1 San Bernardino Justice Center | 36-R1-D5037-710-FAP01 | FIRE ALARM PANEL (RM 106A) | SIEMENS | NA | XLS- FIRE FINDER PMI-2 | OM00040230 |  | 1ST FLOOR FIRE COMMAND ROOM 106A | NA | NA | NA | NA | NA | DNA | Electric | DNA | NA | NA | \Classifications\Building System Class\D50-Electrical SYS\D5030 - Comm & Security\Fire Alarm Panel - FAP | 1017026
36-R1 | 36-R1 San Bernardino Justice Center | 36-R1-D3040-120-FCU01 | FAN COIL UNIT #1 (PENTHOUSE) | TRANE | T12M56367 | BCH024A2G013N01G000000 | OM00040048 |  | FLOOR 12 PENTHOUSE | NA | NA | NA | .33 | 110/240 | 5.8/3.1-2.9 | Electric | 1 | NA | NA | \Classifications\Building System Class\D30-HVAC Systems\D3040 - Distribution SYS\Fan Coil Unit - FCU | 1017025
36-R1 | 36-R1 San Bernardino Justice Center | 36-R1-D3040-120-FCU02 | FAN COIL UNIT #2 (RM 1260) | TRANE | T12M56368 | BCHC024A2G0A3N01G000000B01 | OM00040058 |  | FLOOR 12 PENTHOUSE ROOM 1260 | NA | NA | NA | .33 | 110/240 | 5.8/3.1-2.9 | Electric | 1 | NA | NA | \Classifications\Building System Class\D30-HVAC Systems\D3040 - Distribution SYS\Fan Coil Unit - FCU | 1017028
36-R1 | 36-R1 San Bernardino Justice Center | 36-R1-D3041-210-SFN01 | Supply Fan B1-1 (Rm 003A) | Cook Fan | 138SE47290000010601 | 100SQN | OM00040184 |  | Mechanical Room 003A | NA | NA | NA | .75 | 230/460 | 2.6/1.3 | Electric | 3 | NA | NA | \Classifications\Building System Class\D30-HVAC Systems\D3040 - Distribution SYS\Supply/Exhaust/Return fans- FAN | 1017027
36-R1 | 36-R1 San Bernardino Justice Center | 36-R1-D3040-120-FCU04 | FAN COIL UNIT #B1-2 (RM B070A) | TRANE | NA | NA | OM00040271 |  | EMERGENCY GENERATOR SWITCHGEAR ROOM 070A | NA | NA | NA | NA | NA | DNA | Electric | DNA | NA | NA | \Classifications\Building System Class\D30-HVAC Systems\D3040 - Distribution SYS\Fan Coil Unit - FCU | 1017029
36-R1 | 36-R1 San Bernardino Justice Center | 36-R1-D3040-120-FCU05 | FAN COIL UNIT #B1-3 (RM B080A) | TRANE | NA | NA | OM00040182 |  | BASMENT ELECTRICAL ROOM 80A | NA | NA | NA | NA | NA | DNA | Electric | DNA | NA | NA | \Classifications\Building System Class\D30-HVAC Systems\D3040 - Distribution SYS\Fan Coil Unit - FCU | 1017030
36-R1 | 36-R1 San Bernardino Justice Center | 36-R1-D3040-120-FCU06 | FAN COIL UNIT #B1-4 (BASEMENT) | TRANE | T12M56370 | BCHC054G2G0A3G03D000000B01 | OM00040270 |  | BASEMENT HALLWAY OUTSIDE CONTROL ROOM WEST SIDE | NA | NA | NA | .75 | 480 | 15-1.9 | Electric | 3 | NA | NA | \Classifications\Building System Class\D30-HVAC Systems\D3040 - Distribution SYS\Fan Coil Unit - FCU | 1017031
36-R1 | 36-R1 San Bernardino Justice Center | 36-R1-D3040-120-FCU09 | FAN COIL UNIT #B1-7 (RM B066.1A) | TRANE | NA | NA | OM00040273 |  | BASEMENT ACROSS FROM MAIL PROCESSING RM 066.1A | NA | NA | NA | NA | NA | DNA | Electric | DNA | NA | NA | \Classifications\Building System Class\D30-HVAC Systems\D3040 - Distribution SYS\Fan Coil Unit - FCU | 1017033
36-R1 | 36-R1 San Bernardino Justice Center | 36-R1-D3040-120-FCU10 | FAN COIL UNIT #B1-8 (RM B50) | TRANE | T12M56371 | BCHC054G2G0A3G03D000000B01 | OM00040183 |  | BASEMENT PUMP ROOM 50 | NA | NA | NA | .75 | 480 | 15-1.9 | Electric | 3 | NA | NA | \Classifications\Building System Class\D30-HVAC Systems\D3040 - Distribution SYS\Fan Coil Unit - FCU | 1017034
36-R1 | 36-R1 San Bernardino Justice Center | 36-R1-D3040-120-FCU11 | FAN COIL UNIT #1-1 (SECURITY AREA) | TRANE | T13K50140 | BCHC036G2G0A3M02F000000B01 | OM00040181 |  | 1ST FLOOR SECURITY AREA | NA | NA | NA | 0.5 | 480 | 15-1.5 | Electric | 3 | NA | NA | \Classifications\Building System Class\D30-HVAC Systems\D3040 - Distribution SYS\Fan Coil Unit - FCU | 1017035
36-R1 | 36-R1 San Bernardino Justice Center | 36-R1-D3040-120-FCU12 | FAN COIL UNIT #1-2 (OUTSIDE RM 108A) | TRANE | T12M56374 | BCHC054G2G0A4G03D000000B01 | OM00040177 |  | 1ST FLOOR OUTSIDE RM 108A | NA | NA | NA | 0.5 | 480 | 15-1.5 | Electric | 3 | NA | NA | \Classifications\Building System Class\D30-HVAC Systems\D3040 - Distribution SYS\Fan Coil Unit - FCU | 1017036
36-R1 | 36-R1 San Bernardino Justice Center | 36-R1-D3040-120-FCU14 | FAN COIL UNIT #1-4 (RM 161A) | TRANE | T12M56372 | BCHC054G2G0A3G03D000000B01 | OM00040180 |  | 1ST FLOOR OUTSIDE RM 161A | NA | NA | NA | .75 | 480 | 15-1.5 | Electric | 3 | NA | NA | \Classifications\Building System Class\D30-HVAC Systems\D3040 - Distribution SYS\Fan Coil Unit - FCU | 1017038
36-R1 | 36-R1 San Bernardino Justice Center | 36-R1-D3040-120-FCU15 | FAN COIL UNIT #1-5 (OUTSIDE RM 199) | TRANE | T12M56373 | BCHC054G2G0A3G03D000000B01 | OM00040174 |  | 1ST FLOOR OUTSIDE RM 199A | NA | NA | NA | .75 | 480 | 1500-1.9 | Electric | 3 | NA | NA | \Classifications\Building System Class\D30-HVAC Systems\D3040 - Distribution SYS\Fan Coil Unit - FCU | 1017039
36-R1 | 36-R1 San Bernardino Justice Center | 36-R1-D3040-120-FCU19 | FAN POWER BOX 1-2 (SECURITY CHECK POINT) | Titus Fan | NA | DTFS-D-10-R | OM00040179 |  | 1ST FLOOR SECURITY CHECK POINT | NA | NA | NA | 0.5 | 240 | 15-3.5 | Electric | 1 | NA | NA | \Classifications\Building System Class\D30-HVAC Systems\D3040 - Distribution SYS\Fan Coil Unit - FCU | 1017043
36-R1 | 36-R1 San Bernardino Justice Center | 36-R1-D3040-120-FCU20 | FAN COIL UNIT #2-1 (RM 262A) | TRANE | T13A00281 | BCHC054G2G0A3G04E000000B01 | OM00040146 |  | 2ND FLOOR INTERVIEW ROOM 262A | NA | NA | NA | 1 | 480 | 15-2.2 | Electric | 3 | NA | NA | \Classifications\Building System Class\D30-HVAC Systems\D3040 - Distribution SYS\Fan Coil Unit - FCU | 1017044
36-R1 | 36-R1 San Bernardino Justice Center | 36-R1-D3040-120-FCU21 | FAN COIL UNIT #2-2 (OUTSIDE RM 299) | TRANE | T13A00271 | BCHC054G2G0A3G03D000000B01 | OM00040147 |  | 2ND FLOOR HALLWAY OUTSIDE ROOM 299 | NA | NA | NA | .75 | 480 | 1500-1.9 | Electric | 3 | NA | NA | \Classifications\Building System Class\D30-HVAC Systems\D3040 - Distribution SYS\Fan Coil Unit - FCU | 1017046
36-R1 | 36-R1 San Bernardino Justice Center | 36-R1-D3040-120-FCU22 | FAN COIL UNIT #2-3 (NEAR RM 207) | TRANE | T13A00272 | BCHC054G2G0A3G03D000000B01 | OM00040145 |  | 2ND FLOOR NEXT TO RM 207 ON SOUTH SIDE | NA | NA | NA | .75 | 480 | 1.9 | Electric | 3 | NA | NA | \Classifications\Building System Class\D30-HVAC Systems\D3040 - Distribution SYS\Fan Coil Unit - FCU | 1017045
36-R1 | 36-R1 San Bernardino Justice Center | 36-R1-D3040-120-FCU25 | FAN COIL UNIT #3-2(RM 362A) | TRANE | t13a00282 | BCHC054G2G0A3G04E000000B01 | OM00040142 |  | 3RD FLOOR ROOM 362A | NA | NA | NA | 1 | 480 | 1.8 | Electric | 3 | NA | NA | \Classifications\Building System Class\D30-HVAC Systems\D3040 - Distribution SYS\Fan Coil Unit - FCU | 1017050
36-R1 | 36-R1 San Bernardino Justice Center | 36-R1-D3040-120-FCU42 | FAN COIL UNIT #8-1 (RM 862A) | TRANE | T13A00285 | BCH054G2G0A3G04E000000B01 | OM00040141 |  | 8TH FLOOR INTERVIEW ROOM 862A | NA | NA | NA | 1 | 480 | 15-2.2 | Electric | 3 | NA | NA | \Classifications\Building System Class\D30-HVAC Systems\D3040 - Distribution SYS\Fan Coil Unit - FCU | 1017051
36-R1 | 36-R1 San Bernardino Justice Center | 36-R1-D3040-120-FCU29 | FAN COIL UNIT #4-2 (OUTSIDE RM 499) | TRANE | T12M56381 | BCHC054G2G0A3G03D000000B01 | OM00040137 |  | 4TH FLOOR HALLWAY NEAR ROOM 499 | NA | NA | NA | .75 | 480 | 2.2 | Electric | 3 | NA | NA | \Classifications\Building System Class\D30-HVAC Systems\D3040 - Distribution SYS\Fan Coil Unit - FCU | 1017053
36-R1 | 36-R1 San Bernardino Justice Center | 36-R1-D3040-120-FCU32 | FAN COIL UNIT #5-1 (RM 562A) | TRANE | T13A00283 | BCHC054G2G0A3G04E000000B01 | OM00040132 |  | 5TH FLOOR INTERVIEW ROOM 562A | NA | NA | NA | 1 | 480 | 2.2 | Electric | 3 | NA | NA | \Classifications\Building System Class\D30-HVAC Systems\D3040 - Distribution SYS\Fan Coil Unit - FCU | 1017055
36-R1 | 36-R1 San Bernardino Justice Center | 36-R1-D3040-120-FCU33 | FAN COIL UNIT #5-2 (OUTSIDE RM 599) | TRANE | T13A00275 | BCHC054G2G0A3G03D000000B01 | OM00040131 |  | 5TH FLOOR HALLWAY NEAR ROOM 599 | NA | NA | NA | .75 | 480 | 1.9 | Electric | 3 | NA | NA | \Classifications\Building System Class\D30-HVAC Systems\D3040 - Distribution SYS\Fan Coil Unit - FCU | 1017058
36-R1 | 36-R1 San Bernardino Justice Center | 36-R1-D3040-120-FCU34 | FAN COIL UNIT #5-3 (RM 537A) | TRANE | NA | BCHC054G2G0A3G04E000000B01 | OM00040133 |  | 5TH FLOOR ELECTRICAL ROOM 537A | NA | NA | NA | NA | NA | DNA | Electric | DNA | NA | NA | \Classifications\Building System Class\D30-HVAC Systems\D3040 - Distribution SYS\Fan Coil Unit - FCU | 1017057
36-R1 | 36-R1 San Bernardino Justice Center | 36-R1-D3040-120-FCU35 | FAN COIL UNIT #6-1 (RM 662A) | TRANE | T13A00284 | BCHC054G2G0A3G04E000000B01 | OM00040126 |  | 6TH FLOOR ROOM 662A | NA | NA | NA | 1 | 480 | 15-2.2 | Electric | 3 | NA | NA | \Classifications\Building System Class\D30-HVAC Systems\D3040 - Distribution SYS\Fan Coil Unit - FCU | 1017060
36-R1 | 36-R1 San Bernardino Justice Center | 36-R1-D3040-120-FCU36 | FAN COIL UNIT #6-2 (RM 662A) | TRANE | T13A00276 | BCHC054G2G0A3G03D000000B01 | OM00040125 |  | 6TH FLOOR HALLWAY NEAR ROOM 699 | NA | NA | NA | .75 | 480 | 15-1.9 | Electric | 3 | NA | NA | \Classifications\Building System Class\D30-HVAC Systems\D3040 - Distribution SYS\Fan Coil Unit - FCU | 1017059
36-R1 | 36-R1 San Bernardino Justice Center | 36-R1-D3040-120-FCU37 | FAN COIL UNIT #6-3 (RM 637A) | TRANE | NA | NA | OM00040130 |  | 6TH FLOOR ELECTRICAL ROOM 637A | NA | NA | NA | NA | NA | DNA | Electric | DNA | NA | NA | \Classifications\Building System Class\D30-HVAC Systems\D3040 - Distribution SYS\Fan Coil Unit - FCU | 1017061
36-R1 | 36-R1 San Bernardino Justice Center | 36-R1-D3040-120-FCU39 | FAN COIL UNIT #7-2 (OUTSIDE RM 799) | TRANE | T13A00278 | BCHC054G2G0A3G03D000000B01 | OM00040124 |  | 7TH FLOOR OUTSIDE ROOM 799 | NA | NA | NA | .75 | 480 | 15-1.9 | Electric | 3 | NA | NA | \Classifications\Building System Class\D30-HVAC Systems\D3040 - Distribution SYS\Fan Coil Unit - FCU | 1017062
36-R1 | 36-R1 San Bernardino Justice Center | 36-R1-D3040-120-FCU41 | FAN COIL UNIT #7-4 (RM 772A) | TRANE | NA | NA | OM00040119 |  | 7TH FLOOR ELECTRICAL ROOM 772A | NA | NA | NA | NA | NA | DNA | Electric | DNA | NA | NA | \Classifications\Building System Class\D30-HVAC Systems\D3040 - Distribution SYS\Fan Coil Unit - FCU | 1017064
36-R1 | 36-R1 San Bernardino Justice Center | 36-R1-D3040-120-FCU43 | FAN COIL UNIT #8-2 (OUTSIDE RM 899) | TRANE | T13A00279 | BCHC054G2G0A3G03D000000B01 | OM00040117 |  | 8TH FLOOR OUTSDIE ROOM 899 | NA | NA | NA | .75 | 480 | 15-1.9 | Electric | 3 | NA | NA | \Classifications\Building System Class\D30-HVAC Systems\D3040 - Distribution SYS\Fan Coil Unit - FCU | 1017065
36-R1 | 36-R1 San Bernardino Justice Center | 36-R1-D3040-120-FCU44 | FAN COIL UNIT #8-3 (RM 837A) | TRANE | NA | NA | OM00040116 |  | 8TH FLOOR ELECTRICAL ROOM 837A | NA | NA | NA | NA | NA | DNA | Electric | DNA | NA | NA | \Classifications\Building System Class\D30-HVAC Systems\D3040 - Distribution SYS\Fan Coil Unit - FCU | 1017066
36-R1 | 36-R1 San Bernardino Justice Center | 36-R1-D3040-120-FCU45 | FAN COIL UNIT #9-1 (RM 962A) | TRANE | T13A00286 | BCHC054G2G0A3G04E000000B01 | OM00040114 |  | 9TH FLOOR INTERVIEW ROOM 962A | NA | NA | NA | 1 | 480 | 1500-2.2 | Electric | 3 | NA | NA | \Classifications\Building System Class\D30-HVAC Systems\D3040 - Distribution SYS\Fan Coil Unit - FCU | 1017067
36-R1 | 36-R1 San Bernardino Justice Center | 36-R1-D3040-120-FCU47 | FAN COIL UNIT #9-3 (RM 937A) | TRANE | NA | NA | OM00040115 |  | 9TH FLOOR ELECTRICAL ROOM 937A | NA | NA | NA | NA | NA | DNA | Electric | DNA | NA | NA | \Classifications\Building System Class\D30-HVAC Systems\D3040 - Distribution SYS\Fan Coil Unit - FCU | 1017070
36-R1 | 36-R1 San Bernardino Justice Center | 36-R1-D3040-120-FCU48 | FAN COIL UNIT #10-1 (RM 1062A) | TRANE | T12M56363 | BCHC054G2G0A3G03D000000B01 | OM00040100 |  | 10TH FLOOR INTERVIEW ROOM 1062A | NA | NA | NA | .75 | 480 | 15-1.9 | Electric | 3 | NA | NA | \Classifications\Building System Class\D30-HVAC Systems\D3040 - Distribution SYS\Fan Coil Unit - FCU | 1017069
36-R1 | 36-R1 San Bernardino Justice Center | 36-R1-D3040-120-FCU53 | FAN COIL UNIT #11-2 (OUTSIDE RM 1171A) | TRANE | T12M56366 | BCHC054G2G0A3G03D | OM00040096 |  | FLOOR 12 PENTHOUSE ABOVE RM 1153A IN HALLWAY | NA | NA | NA | .75 | 480 | 15-1.9 | Electric | 3 | NA | NA | \Classifications\Building System Class\D30-HVAC Systems\D3040 - Distribution SYS\Fan Coil Unit - FCU | 1017074
36-R1 | 36-R1 San Bernardino Justice Center | 36-R1-D4031-100-FEX01 | FIRE EXTINGUISHERS(182) | NA | NA | NA | OM00040284 |  | THROUGHOUT BUILDING | NA | NA | NA | NA | NA | NA | NA | NA | NA | NA | \Classifications\Building System Class\D40-Fire Protection SYS\D4030 - FIRE SPEC\Fire Extinguisher - FEX | 1017073
36-R1 | 36-R1 San Bernardino Justice Center | 36-R1-G3010-210-FWT01 | FIRE WATER STORAGE TANK | NA | NA | NA | OM00040274 |  | BASEMENT RM 002A | NA | NA | NA | NA | NA | NA | NA | NA | NA | NA | \Classifications\Building System Class\G30-Site Mechanical Utilities\G3010 - Water Supply\Fire Water Tank - FWT | 1017077
36-R1 | 36-R1 San Bernardino Justice Center | 36-R1-D5092-210-GEN01 | GENERATOR | STAMFORD | SX13AQ45714 | NA | OM00040231 | Permit # G35288 A/N 573725 | GROUNDS | NA | NA | NA | 2650 | 480 | 2273.4 | Diesel | DNA | NA | NA | \Classifications\Building System Class\D50-Electrical SYS\D5090 - Elec SYS\Emergency Generator - GEN | 1017078
36-R1 | 36-R1 San Bernardino Justice Center | 36-R1-D3020-100-HET01 | HEATER WATER EXPANSION TANK | BELL & GOSSETT | 253521 | B600 | OM00040033 |  | FLOOR 12 PENTHOUSE BOILER RM 1290A | NA | NA | NA | NA | NA | NA | NA | NA | NA | NA | \Classifications\Building System Class\D30-HVAC Systems\D3020 - Heat SYS\Heater Water Expansion Tank - HET | 1017079
36-R1 | 36-R1 San Bernardino Justice Center | 36-R1-G2049-300-HSC01 | HARDSCAPE | NA | NA | NA | OM00040286 |  | GROUNDS | NA | NA | NA | NA | NA | NA | NA | NA | NA | NA | \Classifications\Building System Class\G20-Other Systems\G2040 - Site Development\Hardscape - HSC | 1017081
36-R1 | 36-R1 San Bernardino Justice Center | 36-R1-D2022-100-HWE01 | WATER HEATER B1-1, DOMESTIC (ELECTRIC) | AO SMITH | 1311R000013 | DVE250A | OM00040204 |  | BASEMENT PUMP ROOM 50A | NA | NA | NA | NA | 480 | 72 | Electric | 3 | NA | NA | \Classifications\Building System Class\D20-Plumbing\D2020 - Domestic Water\Domestic Water Heater, Electric - HWE | 1017082
36-R1 | 36-R1 San Bernardino Justice Center | 36-R1-D2022-100-HWE02 | WATER HEATER B1-2, DOMESTIC (ELECTRIC) | AO SMITH | 1311R000014 | DVE250A | OM00040205 |  | BASEMENT PUMP ROOM 50A | NA | NA | NA | NA | 480 | 72 | Electric | 3 | NA | NA | \Classifications\Building System Class\D20-Plumbing\D2020 - Domestic Water\Domestic Water Heater, Electric - HWE | 1017083
36-R1 | 36-R1 San Bernardino Justice Center | 36-R1-G2050-200-LSC01 | LANDSCAPE | NA | NA | NA | OM00040287 |  | GROUNDS | NA | NA | NA | NA | NA | NA | NA | NA | NA | NA | \Classifications\Building System Class\G20-Other Systems\G2050 - Landscaping\Landscaping - LSC | 1017089
36-R1 | 36-R1 San Bernardino Justice Center | 36-R1-D5010-200-ESD04 | Electrical Switchboard (Main Electrical Rm) | EATON | G-396447 | MLA0005939 | OM00040192 |  | BASEMENT ELECTRICAL ROOM 80A | NA | NA | NA | NA | 240/480 | 4000 | Electric | 3 | NA | NA | \Classifications\Building System Class\D50-Electrical SYS\D5010 - Elec Service & Dist\Electical Service and Distribution - ESD | 1017101
36-R1 | 36-R1 San Bernardino Justice Center | 36-R1-D5010-200-ESD05 | Electrical Switchboard (Main Electrical Rm) | EATON | G-396567 | MLA0005939 | OM00040198 |  | BASEMENT ELECTRICAL ROOM 80A | NA | NA | NA | NA | 240/480 | 2000 | Electric | 3 | NA | NA | \Classifications\Building System Class\D50-Electrical SYS\D5010 - Elec Service & Dist\Electical Service and Distribution - ESD | 1017102
36-R1 | 36-R1 San Bernardino Justice Center | 36-R1-D3040-120-FCU51 | FAN COIL UNIT #10-4 (OUTSIDE RM 1099) | TRANE | NA | NA | OM00040106 |  | 10TH FLOOR ELECTRICAL ROOM 1072A | NA | 8.875X42.125X1 | NA | NA | NA | DNA | Electric | DNA | NA | NA | \Classifications\Building System Class\D30-HVAC Systems\D3040 - Distribution SYS\Fan Coil Unit - FCU | 1017071
36-R1 | 36-R1 San Bernardino Justice Center | 36-R1-D3040-120-FCU52 | FAN COIL UNIT #11-1 (OUTSIDE RM 1171A) | TRANE | T12M56365 | BCHC054G2G0A3G03D000000B01 | OM00040069 |  | FLOOR 12 PENTHOUSE RIGHT OF RM 1171A ABOVE CEILING | NA | NA | NA | .75 | 480 | 15-1.9 | Electric | 3 | NA | NA | \Classifications\Building System Class\D30-HVAC Systems\D3040 - Distribution SYS\Fan Coil Unit - FCU | 1017072
36-R1 | 36-R1 San Bernardino Justice Center | 36-R1-D4022-210-FSG01 | FIRE PUMP (ELECTRIC) | AC FIRE PUMP SYSTEMS | 13-066166-01-01/QKR681 | NA | OM00040229 |  | BASEMENT RM 002A | NA | NA | NA | 150 | 480 | 169 | Electric | 3 | NA | NA | \Classifications\Building System Class\D40-Fire Protection SYS\D4020 - Stand Pipe\Pump,Fire,Electric Motor Driven - FSG | 1017076
36-R1 | 36-R1 San Bernardino Justice Center | 36-R1-D3020-100-HET02 | HEATER WATER EXPANSION TANK | BELL & GOSSETT | 183459-01 | NA | OM00040054 |  | FLOOR 12 PENTHOUSE BOILER RM 1290A | NA | NA | NA | NA | NA | NA | NA | NA | NA | NA | \Classifications\Building System Class\D30-HVAC Systems\D3020 - Heat SYS\Heater Water Expansion Tank - HET | 1017080
36-R1 | 36-R1 San Bernardino Justice Center | 36-R1-D2023-310-HWP01 | DOMESTIC HOT WATER CIRCULATING PUMP #1 | BELL & GOSSETT | C159762-02L21 | HY012E19 | OM00040034 |  | FLOOR 12 PENTHOUSE BOILER ROOM 1290A | NA | NA | NA | 5 | 240/480 | 18-12.80-6.41 | Electric | 3 | NA | NA | \Classifications\Building System Class\D20-Plumbing\D2020 - Domestic Water\Domestic Hot Water Circulating Pump - HWP | 1017084
36-R1 | 36-R1 San Bernardino Justice Center | 36-R1-D2023-310-HWP02 | DOMESTIC HOT WATER CIRCULATING PUMP #2 | BELL & GOSSETT | C159762-01L21 | HY012E19 | OM00040035 |  | FLOOR 12 PENTHOUSE BOILER ROOM 1290A | NA | NA | NA | 5 | 240/480 | 18-12.80-6.41 | Electric | 3 | NA | NA | \Classifications\Building System Class\D20-Plumbing\D2020 - Domestic Water\Domestic Hot Water Circulating Pump - HWP | 1017085
36-R1 | 36-R1 San Bernardino Justice Center | 36-R1-D2023-310-HWP03 | DOMESTIC HOT WATER CIRCULATING PUMP (RM B50A) | GRUNDFUS PUMP | NA | 520549 | OM00040207 |  | BASEMENT PUMP ROOM 50A | NA | NA | NA | NA | 110 | DNA | Electric | 1 | NA | NA | \Classifications\Building System Class\D20-Plumbing\D2020 - Domestic Water\Domestic Hot Water Circulating Pump - HWP | 1017086
36-R1 | 36-R1 San Bernardino Justice Center | 36-R1-D2023-310-HWP04 | DOMESTIC HOT WATER CIRCULATING PUMP (RM B50A) | GRUNDFUS PUMP | NA | 520549 | OM00040206 |  | BASEMENT PUMP ROOM 50A | NA | NA | NA | NA | 110 | DNA | Electric | 1 | NA | NA | \Classifications\Building System Class\D20-Plumbing\D2020 - Domestic Water\Domestic Hot Water Circulating Pump - HWP | 1017087
36-R1 | 36-R1 San Bernardino Justice Center | 36-R1-D4022-210-JPM01 | JOCKEY FIRE PUMP | GOULDS WATER TECHNOLOGY | 3SV16FF4F20 | NA | OM00040228 |  | BASEMENT FIRE PUMP ROOM 002A | NA | NA | NA | 3 | 240/480 | 8.1-7.6/3.8 | Electric | 3 | NA | NA | \Classifications\Building System Class\D40-Fire Protection SYS\D4020 - Stand Pipe\Jockey Pump - JPM | 1017088
36-R1 | 36-R1 San Bernardino Justice Center | 36-R1-D5010-200-ESD07 | MAIN ELECTRICAL SWITCHGEAR (UNDER 560 VOLTS) (RM 070A) | EATON | G-396571 | MLA0005939 | OM00040226 |  | BASEMENT ROOMS 070A & 070B | NA | NA | NA | NA | 240/480 | 2500 | Electric | 3 | NA | NA | \Classifications\Building System Class\D50-Electrical SYS\D5010 - Elec Service & Dist\Electical Service and Distribution - ESD | 1017100
36-R1 | 36-R1 San Bernardino Justice Center | 36-R1-D3031-100-PCH02 | CHILLED WATER PUMP #2 (RM 1255) | BELL & GOSSETT | C159760-01L21 | HY012E11 | OM00040027 |  | FLOOR 12 PENTHOUSE CHILLER ROOM 1255 | NA | NA | NA | 20 | 240-480 | 55.2-49.4-24.7 | Electric | 3 | NA | NA | \Classifications\Building System Class\D30-HVAC Systems\D3030 - Cooling SYS\Chilled Water Pump - PCH | 1017105
36-R1 | 36-R1 San Bernardino Justice Center | 36-R1-D3031-100-PCH03 | CONDENSER WATER/TOWER WATER PUMP #2 (RM 1255) | BELL & GOSSETT | C159761-02L21 | RL120509 | OM00040024 |  | FLOOR 12 PENTHOUSE CHILLER ROOM 1255 | NA | NA | NA | 20 | 240-480 | 55.2-49.4-24.7 | Electric | 3 | NA | NA | \Classifications\Building System Class\D30-HVAC Systems\D3030 - Cooling SYS\Chilled Water Pump - PCH | 1017106
36-R1 | 36-R1 San Bernardino Justice Center | 36-R1-D3031-100-PCH04 | CONDENSER WATER/TOWER WATER PUMP #1 (RM 1255) | BELL & GOSSETT | C159761-01L21 | RL120229 | OM00040025 |  | FLOOR 12 PENTHOUSE CHILLER ROOM 1255 | NA | NA | NA | 20 | 240-480 | 55.2-49.4-24.7 | Electric | 3 | NA | NA | \Classifications\Building System Class\D30-HVAC Systems\D3030 - Cooling SYS\Chilled Water Pump - PCH | 1017107
36-R1 | 36-R1 San Bernardino Justice Center | 36-R1-D3060-100-RDS01 | LEAK DETECTION SYSTEM (REFRIGERANT) (RM 1255B) | POLYGARD GAS CONTROLLER | DGC05-42-04-XXXX2 | SM | OM00040026 |  | FLOOR 12 PENTHOUSE CHILLER ROOM 1255B | NA | NA | NA | NA | 110 | 20 | Electric | DNA | NA | NA | \Classifications\Building System Class\D30-HVAC Systems\D3060 - Control & Inst Air\Refrigerant Leak Detection System - RDS | 1017108
36-R1 | 36-R1 San Bernardino Justice Center | 36-R1-D3042-220-EFN30 | Exhaust Fan (B1-2) (Sallyport) | COOK | 1385L47290-00/0004601 | 200XMW | OM00040262 |  | BASEMENT SALLY PORT BUS | 4L-320 (1) OR A30 | NA | NA | .25 | 110 | 5 | Electric | 1 | NA | NA | \Classifications\Building System Class\D30-HVAC Systems\D3040 - Distribution SYS\Supply/Exhaust/Return fans- FAN | 1017115
36-R1 | 36-R1 San Bernardino Justice Center | 36-R1-D2023-310-WBS02 | DOMESTIC WATER BOOSTER PUMP B1-2 (RM 50A) | GRUNDFUS PUMP | 0474 | A96694036P113110474 | OM00040202 |  | BASEMENT PUMP ROOM 50A | NA | NA | NA | 30 | 240/480 | DNA | Electric | 3 | NA | NA | \Classifications\Building System Class\D20-Plumbing\D2020 - Domestic Water\Domestic Water Booster System - WBS | 1017118
36-R1 | 36-R1 San Bernardino Justice Center | 36-R1-D2023-310-WBS03 | DOMESTIC WATER BOOSTER PUMP B1-3 (RM 50A) | GRUNDFUS PUMP | 0473 | A96694036P113110473 | OM00040203 |  | BASEMENT PUMP ROOM 50A | NA | NA | NA | 30 | 240/480 | DNA | Electric | 3 | NA | NA | \Classifications\Building System Class\D20-Plumbing\D2020 - Domestic Water\Domestic Water Booster System - WBS | 1017120
36-R1 | 36-R1 San Bernardino Justice Center | 36-R1-D5010-200-ESD06 | Electrical Switchboard (Main Electrical Rm) | EATON | G-397603 | MLA0005939 | OM00040073 |  | FLOOR 12 PENTHOUSE BETWEEN CHILLER RM & BOILER RM | NA | NA | NA | NA | DNA | DNA | Electric | DNA | NA | NA | \Classifications\Building System Class\D50-Electrical SYS\D5010 - Elec Service & Dist\Electical Service and Distribution - ESD | 1017103
36-R1 | 36-R1 San Bernardino Justice Center | 36-R1-D3031-100-PCH01 | CHILLED WATER PUMP #1 (RM 1255) | BELL & GOSSETT | C159760-02L021 | HY012D11 | OM00040028 |  | FLOOR 12 PENTHOUSE CHILLER ROOM 1255 | NA | NA | NA | 20 | 240-480 | 55.2-49.4-24.7 | Electric | 3 | NA | NA | \Classifications\Building System Class\D30-HVAC Systems\D3030 - Cooling SYS\Chilled Water Pump - PCH | 1017104
36-R1 | 36-R1 San Bernardino Justice Center | 36-R1-D3041-210-SFN02 | SUPPLY FAN #B1-2 (RM B010A) | COOK | 138SE47290-01/0001901 | 490CPS | OM00040257 |  | BASEMENT ROOM 010A | BX-136 (3) | NA | NA | 17.75 | 480 | 24.5 | Electric | 3 | NA | NA | \Classifications\Building System Class\D30-HVAC Systems\D3040 - Distribution SYS\Supply/Exhaust/Return fans- FAN | 1017112
36-R1 | 36-R1 San Bernardino Justice Center | 36-R1-D3041-210-SFN03 | SUPPLY FAN #B1-3 (RM B048A) | COOK | 138SE47290-00/0004203 | 80SQN | OM00040258 |  | BASEMENT CENTRAL STORAGE ROOM 48A | NA | NA | NA | .25 | 110 | 5 | Electric | 1 | NA | NA | \Classifications\Building System Class\D30-HVAC Systems\D3040 - Distribution SYS\Supply/Exhaust/Return fans- FAN | 1017113
36-R1 | 36-R1 San Bernardino Justice Center | 36-R1-D3041-170-SPF01 | STAIRWELL PRESSURIZATION #1 | COOK | 133SE47290-00/0011601 | 300SQN | OM00040091 |  | FLOOR 12 PENTHOUSE STAIRWELL | NA | NA | NA | 7.5 | 240/480 | 19.1/9.55 | Electric | 3 | NA | NA | \Classifications\Building System Class\D30-HVAC Systems\D3040 - Distribution SYS\Stairwell Pressurization Fan - SPF | 1017114
36-R1 | 36-R1 San Bernardino Justice Center | 36-R1-D3041-170-SPF02 | STAIRWELL PRESSURIZATION #2 | COOK | 138SE47290-00/0012901 | 300SQN | OM00040055 |  | FLOOR 12 PENTHOUSE STAIRWELL | NA | NA | NA | 7.5 | 240/480 | 19.1/9.55 | Electric | 3 | NA | NA | \Classifications\Building System Class\D30-HVAC Systems\D3040 - Distribution SYS\Stairwell Pressurization Fan - SPF | 1017116
36-R1 | 36-R1 San Bernardino Justice Center | 36-R1-D2023-310-WBS01 | DOMESTIC WATER BOOSTER PUMP B1-1 (RM 50A) | GRUNDFUS PUMP | 0472 | A96694036P113110472 | OM00040201 |  | BASEMENT PUMP ROOM 50A | NA | NA | NA | 30 | 240/480 | DNA | Electric | 3 | NA | NA | \Classifications\Building System Class\D20-Plumbing\D2020 - Domestic Water\Domestic Water Booster System - WBS | 1017117
36-R1 | 36-R1 San Bernardino Justice Center | 36-R1-D2090-670-WLR01 | WATER TREATMENT CHLORINE (RM 1255A) | PROMINENT FLUID CONTROLS | 2713024014 | AGIA1XXXOPT40120S00 | OM00040071 |  | FLOOR 12 PENTHOUSE CHILLER ROOM 50A | NA | NA | NA | NA | 110 | 5 | Electric | 1 | NA | NA | \Classifications\Building System Class\D20-Plumbing\D2090 - Other Plumbing SYS\Water Treatment,Chlorine - WLR | 1017119
36-R1 | 36-R1 San Bernardino Justice Center | 36-R1-D2030-410-PMS01 | SEWAGE EJECTOR PUMP (B1-03) | METROPOLITIAN PUMP CO | NA | SHV300M4-2 | OM00040240 |  | BASEMENT CORRIDOR | NA | NA | NA | 6 | 480 | DNA | Electric | 3 | NA | NA | \Classifications\Building System Class\D20-Plumbing\D2030 - Sani Waste\Sewage Ejector Pump - PMS | 1017216
36-R1 | 36-R1 San Bernardino Justice Center | 36-R1-D3042-220-EFN29 | EXHAUST FAN (TEF-P1) (ROOF) | COOK | 138SE47290-00/0014201 | 480ACE | OM00040246 |  | 3RD FLOOR ATRIUM ROOF | NA | NA | NA | 2 | 480 | 5.48/2.74 | Electric | 3 | NA | NA | \Classifications\Building System Class\D30-HVAC Systems\D3040 - Distribution SYS\Supply/Exhaust/Return fans- FAN | 1017217
36-R1 | 36-R1 San Bernardino Justice Center | 36-R1-D5092-250-ELT220 | Exterior Lighting (220 Total) | NA | NA | NA | OM00040256 |  | Exterior of Building | NA | NA | NA | NA | NA | DNA | Electric | DNA | NA | NA | \Classifications\Building System Class\D50-Electrical SYS\D5090 - Elec SYS\Exterior Lighting - ELT | 1017587
36-R1 | 36-R1 San Bernardino Justice Center | 36-R1-D5092-250-ELT06 | Pilot Landing Reference Lights (6) | Unimar Bright Lighting Solutions | 1306201 | DIRW-C13-008 | OM00040255 |  | Floor 12 Penthouse Roof | NA | NA | NA | NA | NA | DNA | Electric | DNA | NA | NA | \Classifications\Building System Class\D50-Electrical SYS\D5090 - Elec SYS\Exterior Lighting - ELT | 1017588
36-R1 | 36-R1 San Bernardino Justice Center | 36-R1-D3040-120-FCU55 | Fan Coil Unit #7-1 (Room 762A) | Trane | NA | NA | OM00040104 |  | 7th Floor Interview Room 762A | NA | NA | NA | NA | 460 | 1.8 | Electric | 3 | NA | NA | \Classifications\Building System Class\D30-HVAC Systems\D3040 - Distribution SYS\Fan Coil Unit - FCU | 1017591
36-R1 | 36-R1 San Bernardino Justice Center | 36-R1-D3068-100-BAS01 | Building Automation System | Schneider Electric | NA | Vista 5.18 | OM00040315 |  | Lower Level Maintenance Office | NA | NA | NA | NA | NA | DNA | Electric |  | NA | NA | \Classifications\Building System Class\D30-HVAC Systems\D3060 - Control & Inst Air\Building Automation System - BAS | 1017580
36-R1 | 36-R1 San Bernardino Justice Center | 36-R1-E1033-310-HLF01 | Loading Dock Lift (N End by Bus Bay) | Blue Giant | NA | NA | OM00037658 |  | N End by Bus Bay | NA | NA | NA | NA | DNA | DNA | Electric |  | NA | NA | \Classifications\Building System Class\E10-Equipment\E1030 - Vehicular Equipment\Hydraulic Lift,Loading Dock - HLF | 1017584
36-R1 | 36-R1 San Bernardino Justice Center | 36-R1-D3042-220-EFN32 | Exhaust Fan (PH-1A) (Outside Chiller Rm) | Cook | NA | NA | OM00040310 |  | Floor 12 Penthouse Outside Chiller Rm | NA | NA | NA | NA | NA | DNA | Electric | DNA | NA | NA | \Classifications\Building System Class\D30-HVAC Systems\D3040 - Distribution SYS\Supply/Exhaust/Return fans- FAN | 1017585
36-R1 | 36-R1 San Bernardino Justice Center | 36-R1-D3042-220-EFN31 | Exhaust Fan (PH-1B) (Outside Chiller Rm) | NA | NA | NA | OM00040311 |  | Floor 12 Penthouse Outside Chiller Rm | NA | NA | NA | NA | NA | DNA | Electric | DNA | NA | NA | \Classifications\Building System Class\D30-HVAC Systems\D3040 - Distribution SYS\Supply/Exhaust/Return fans- FAN | 1017586
36-R1 | 36-R1 San Bernardino Justice Center | 36-R1-G3010-210-FWT02 | Fire Water Storage Tank #2 (Fire Pump Rm) | NA | NA | NA | OM00040217 |  | Basement Fire Pump Room 002A | NA | NA | NA | NA | NA | NA | NA | NA | NA | NA | \Classifications\Building System Class\G30-Site Mechanical Utilities\G3010 - Water Supply\Fire Water Tank - FWT | 1017589
36-R1 | 36-R1 San Bernardino Justice Center | 36-R1-D3040-120-FCU54 | Fan Coil Unit #3-4 (Room 337A) | Trane | NA | NA | OM00040136 |  | 3rd Floor Electrical Room 337A | NA | NA | NA | 3/4 | 460 | 1.85 | Electric | 3 | NA | NA | \Classifications\Building System Class\D30-HVAC Systems\D3040 - Distribution SYS\Fan Coil Unit - FCU | 1017590
36-R1 | 36-R1 San Bernardino Justice Center | 36-R1-D3040-120-FCU56 | Fan Coil Unit #10-2 (Room 1099) | Trane | T12M56364 | BCHC054G2G0A3G03D000000B | OM00040107 |  | 10th Floor Outside IDF Room 1099 | NA | NA | NA | NA | 460 | 1.5 | Electric | 3 | NA | NA | \Classifications\Building System Class\D30-HVAC Systems\D3040 - Distribution SYS\Fan Coil Unit - FCU | 1017592
36-R1 | 36-R1 San Bernardino Justice Center | 36-R1-D4010-150-FMS01 | Fire Stand Pipe (West Secured Stairwell) | NA | NA | NA | OM00040295 |  | Lower Level West Secured Stairwell | NA | NA | NA | NA | NA | NA | NA | NA | NA | NA | \Classifications\Building System Class\D40-Fire Protection SYS\D4010 - Sprinkler SYS\Fire Systems, stand pipes - FMS | 1017595
36-R1 | 36-R1 San Bernardino Justice Center | 36-R1-D4010-150-FMS02 | Fire Stand Pipe (Center Podium Secured Stairwell) | NA | NA | NA | OM00040301 |  | Center Podium Secured Stairwell | NA | NA | NA | NA | NA | NA | NA | NA | NA | NA | \Classifications\Building System Class\D40-Fire Protection SYS\D4010 - Sprinkler SYS\Fire Systems, stand pipes - FMS | 1017596
36-R1 | 36-R1 San Bernardino Justice Center | 36-R1-D3040-600-HES01 | Heat Exchanger Domestic Hot Water (Pump Rm) | Bell & Gossett | 569604030004 | BPX BP-412-30 | OM00040245 |  | Basement Pump Room '05 | NA | NA | NA | NA | NA | NA | NA |  | NA | NA | \Classifications\Building System Class\D30-HVAC Systems\D3040 - Distribution SYS\Heat Exchanger,Steam - HES | 1017598
36-R1 | 36-R1 San Bernardino Justice Center | 36-R1-G2023-160-PEB01 | Security Parking Electric Barrier #1 (Main Parking Entrance) | 3M | 29533 | Parking Barrier | OM00040161 |  | Main Secured Parking Entrance | NA | NA | NA | NA | 115 | 3.5 | Electric | 1 | NA | NA | \Classifications\Building System Class\G20-Other Systems\G2020 - Parking Lots\Security Parking Electric Barrier - PEB | 1017599
36-R1 | 36-R1 San Bernardino Justice Center | 36-R1-G2023-160-PEB02 | Security Parking Electric Barrier #2 (Main Parking Entrance) | 3M | 29826 | Parking Barrier | OM00040163 |  | Main Secured Parking Entrance | NA | NA | NA | NA | 115 | 3.5 | Electric | 1 | NA | NA | \Classifications\Building System Class\G20-Other Systems\G2020 - Parking Lots\Security Parking Electric Barrier - PEB | 1017600
36-R1 | 36-R1 San Bernardino Justice Center | 36-R1-G2023-160-PEB04 | Security Parking Electric Barrier #4 (Main Parking Entrance) | 3M | 29534 | Parking Barrier | OM00040165 |  | Main Secured Parking Entrance | NA | NA | NA | NA | 115 | 3.5 | Electric | 1 | NA | NA | \Classifications\Building System Class\G20-Other Systems\G2020 - Parking Lots\Security Parking Electric Barrier - PEB | 1017602
36-R1 | 36-R1 San Bernardino Justice Center | 36-R1-G2023-150-PEG01 | Security Parking Gate #1 (Main Secured Parking) | Hysecutiry | NA | 222DCX1.7ST | OM00010159 |  | Main Secured Parking | NA | NA | NA | NA | 115 | 8.3 | Electric | 1 | NA | NA | \Classifications\Building System Class\G20-Other Systems\G2020 - Parking Lots\Secured Parking Gate - PEG | 1017603
36-R1 | 36-R1 San Bernardino Justice Center | 36-R1-D2030-410-PMS03 | Sewage Ejector Pump (B1-01 M2) (Basement Pmp Rm) | Metorpolotian Pump Co | NA | NA | OM00040189 |  | Basement Pump Room | NA | NA | NA | 4.6 | 480 | DNA | Electric | 3 | NA | NA | \Classifications\Building System Class\D20-Plumbing\D2030 - Sani Waste\Sewage Ejector Pump - PMS | 1017606
36-R1 | 36-R1 San Bernardino Justice Center | 36-R1-D2030-410-PMS05 | Sewage Ejector Pump (B1-01 M2) (AHU Rm) | Metorpolotian Pump Co | NA | SHV300M4-2 | OM00040292 |  | Basement Air Handler Room | NA | NA | NA | 4.6 | 480 | DNA | Electric | 3 | NA | NA | \Classifications\Building System Class\D20-Plumbing\D2030 - Sani Waste\Sewage Ejector Pump - PMS | 1017608
36-R1 | 36-R1 San Bernardino Justice Center | 36-R1-D2030-410-PMS07 | Sewage Ejector Pump (B1-01 M2) (Judges' Parking) | Metorpolotian Pump Co | NA | SHV300M4-2 | OM00040168 |  | Basment Judges' Parking | NA | NA | NA | 4.6 | 480 | DNA | Electric | 3 | NA | NA | \Classifications\Building System Class\D20-Plumbing\D2030 - Sani Waste\Sewage Ejector Pump - PMS | 1017610
36-R1 | 36-R1 San Bernardino Justice Center | 36-R1-D2030-410-PMS08 | Sewage Ejector Pump (B1-02 M1) (Sally Port Bus Bay) | Metorpolotian Pump Co | NA | SHV300M4-2 | OM00040242 |  | Basement Sally Port Bus Bay | NA | NA | NA | 4.6 | 480 | DNA | Electric | 3 | NA | NA | \Classifications\Building System Class\D20-Plumbing\D2030 - Sani Waste\Sewage Ejector Pump - PMS | 1017611
36-R1 | 36-R1 San Bernardino Justice Center | 36-R1-D2030-410-PMS10 | Sewage Ejector Pump (B1-03 M2) (Storage Rm) | Metorpolotian Pump Co | NA | SHV300M4-2 | OM00040314 |  | Basement Sally Port Bus Bay | NA | NA | NA | 4.6 | 480 | DNA | Electric | 3 | NA | NA | \Classifications\Building System Class\D20-Plumbing\D2030 - Sani Waste\Sewage Ejector Pump - PMS | 1017613
36-R1 | 36-R1 San Bernardino Justice Center | 36-R1-B3010-100-RUF01 | Roof | NA | NA | NA | OM00010289 |  | Entire Roofing System | NA | NA | NA | NA | NA | NA | NA | NA | NA | NA | \Classifications\Building System Class\B30-Roofing\B3010 - Roof Types\Roof - RUF | 1017614
36-R1 | 36-R1 San Bernardino Justice Center | 36-R1-D2017-100-SHW01 | Emergency Eyewash Station & Shower (Rm 1255A) | Haws | NA | NA | OM00040248 |  | Floor 12 Penthouse Chiller Room 1255A | NA | NA | NA | NA | NA | NA | NA | NA | NA | NA | \Classifications\Building System Class\D20-Plumbing\D2010 - Plumb Fix\Showers - SHW | 1017615
36-R1 | 36-R1 San Bernardino Justice Center | 36-R1-D3040-120-FCU57 | Fan Coil Unit #10-3 (Room 1037A) | Trane | NA | BCHC054G2G0A3G03D000000B01 | OM00040099 |  | 10th Floor Interview Room 1037A | NA | NA | NA | NA | DNA | DNA | Electric | DNA | NA | NA | \Classifications\Building System Class\D30-HVAC Systems\D3040 - Distribution SYS\Fan Coil Unit - FCU | 1017593
36-R1 | 36-R1 San Bernardino Justice Center | 36-R1-D3041-160-FDP503 | Fire Dampers (503 Total) | NA | NA | NA | OM00040303 |  | Throughout Building | NA | NA | NA | NA | NA | NA | NA | NA | NA | NA | \Classifications\Building System Class\D30-HVAC Systems\D3040 - Distribution SYS\Fire Dampers - FDP | 1017594
36-R1 | 36-R1 San Bernardino Justice Center | 36-R1-D4010-150-FMS03 | Fire Stand Pipe (Stairwell #3) | Wilkins | H013705 | ZW4000 | OM00040298 |  | Stairwell #3 | NA | NA | NA | NA | NA | NA | NA | NA | NA | NA | \Classifications\Building System Class\D40-Fire Protection SYS\D4010 - Sprinkler SYS\Fire Systems, stand pipes - FMS | 1017597
36-R1 | 36-R1 San Bernardino Justice Center | 36-R1-G2023-160-PEB03 | Security Parking Electric Barrier #3 (Main Parking Entrance) | 3M | 29536 | Parking Barrier | OM00040164 |  | Main Secured Parking Entrance | NA | NA | NA | NA | 115 | 3.5 | Electric | 1 | NA | NA | \Classifications\Building System Class\G20-Other Systems\G2020 - Parking Lots\Security Parking Electric Barrier - PEB | 1017601
36-R1 | 36-R1 San Bernardino Justice Center | 36-R1-G2023-150-PEG02 | Security Parking Gate #2 (Main Secured Parking) | Hysecutiry | NA | 222DCX1.7ST | OM00010160 |  | Main Secured Parking | NA | NA | NA | NA | 115 | 8.3 | Electric | 1 | NA | NA | \Classifications\Building System Class\G20-Other Systems\G2020 - Parking Lots\Secured Parking Gate - PEG | 1017604
36-R1 | 36-R1 San Bernardino Justice Center | 36-R1-D2030-410-PMS02 | Sewage Ejector Pump (B1-01 M1) (Basement Pmp Rm) | Metorpolotian Pump Co | NA | SHV300M4-2 | OM00040241 |  | Basement Pump Room | NA | NA | NA | 4.6 | 480 | DNA | Electric | 3 | NA | NA | \Classifications\Building System Class\D20-Plumbing\D2030 - Sani Waste\Sewage Ejector Pump - PMS | 1017605
36-R1 | 36-R1 San Bernardino Justice Center | 36-R1-D2030-410-PMS04 | Sewage Ejector Pump (B1-01 M1) (AHU Rm) | Metorpolotian Pump Co | NA | SHV300M4-2 | OM00040291 |  | Basement Air Handler Room | NA | NA | NA | 4.6 | 480 | DNA | Electric | 3 | NA | NA | \Classifications\Building System Class\D20-Plumbing\D2030 - Sani Waste\Sewage Ejector Pump - PMS | 1017607
36-R1 | 36-R1 San Bernardino Justice Center | 36-R1-D2030-410-PMS06 | Sewage Ejector Pump (B1-01 M1) (Sally Port Bus Bay) | Metorpolotian Pump Co | NA | SHV300M4-2 | OM00040167 |  | Basement Sally Port Bus Bay | NA | NA | NA | 4.6 | 480 | DNA | Electric | 3 | NA | NA | \Classifications\Building System Class\D20-Plumbing\D2030 - Sani Waste\Sewage Ejector Pump - PMS | 1017609
36-R1 | 36-R1 San Bernardino Justice Center | 36-R1-D2030-410-PMS09 | Sewage Ejector Pump (B1-02 M2) (Judges' Parking) | Metorpolotian Pump Co | NA | SHV300M4-2 | OM00040239 |  | Basment Judges' Parking | NA | NA | NA | 4.6 | 480 | DNA | Electric | 3 | NA | NA | \Classifications\Building System Class\D20-Plumbing\D2030 - Sani Waste\Sewage Ejector Pump - PMS | 1017612
36-R1 | 36-R1 San Bernardino Justice Center | 36-R1-D5092-100-UPS01 | Uninterruptible Power Source (Room 060.1) | Eaton | EG016BAA07 | Eaton Powerware 9395 | OM00040316 |  | Basement UPS Room 060.1 | NA | NA | NA | NA | NA | DNA | Electric and lead-sulfuric acid | DNA | NA | NA | \Classifications\Building System Class\D50-Electrical SYS\D5090 - Elec SYS\Uninterruptible Power System - UPS | 1017616
36-R1 | 36-R1 San Bernardino Justice Center | 36-R1-D2040-100-PSU01 | Sump Pump (UG-1) (Maint Pit) | Zoller Pump Co | NA | N153 | OM00040234 |  | Maintenacnce Pit Under Building | NA | NA | NA | 4.6 | 480 | DNA | Electric | 3 | NA | NA | \Classifications\Building System Class\D20-Plumbing\D2040 - Rain Drain\Sump Pump - PSU | 1017617
36-R1 | 36-R1 San Bernardino Justice Center | 36-R1-D2040-100-PSU03 | Sump Pump (UG-3) (Maint Pit) | Zoller Pump Co | NA | N153 | OM00040233 |  | Maintenacnce Pit Under Building | NA | NA | NA | 4.6 | 480 | DNA | Electric | 3 | NA | NA | \Classifications\Building System Class\D20-Plumbing\D2040 - Rain Drain\Sump Pump - PSU | 1017618
36-R1 | 36-R1 San Bernardino Justice Center | 36-R1-D2040-100-PSU05 | Sump Pump (UG-5) (Maint Pit) | Zoller Pump Co | NA | N153 | OM00040235 |  | Maintenacnce Pit Under Building | NA | NA | NA | 4.6 | 480 | DNA | Electric | 3 | NA | NA | \Classifications\Building System Class\D20-Plumbing\D2040 - Rain Drain\Sump Pump - PSU | 1017619
36-R1 | 36-R1 San Bernardino Justice Center | 36-R1-D2040-100-PSU06 | Sump Pump (UG-6) (Maint Pit) | Zoller Pump Co | NA | N153 | OM00040236 |  | Maintenacnce Pit Under Building | NA | NA | NA | 4.6 | 480 | DNA | Electric | 3 | NA | NA | \Classifications\Building System Class\D20-Plumbing\D2040 - Rain Drain\Sump Pump - PSU | 1017620
36-R1 | 36-R1 San Bernardino Justice Center | 36-R1-D2040-100-PSU07 | Sump Pump (UG-7) (Maint Pit) | Zoller Pump Co | NA | N153 | OM00040237 |  | Maintenacnce Pit Under Building | NA | NA | NA | 4.6 | 480 | DNA | Electric | 3 | NA | NA | \Classifications\Building System Class\D20-Plumbing\D2040 - Rain Drain\Sump Pump - PSU | 1017621
36-R1 | 36-R1 San Bernardino Justice Center | 36-R1-D2040-100-PSU08 | Sump Pump (UG-8) (Maint Pit) PSU08 | Zoller Pump Co | NA | N153 | OM00040238 |  | Maintenacnce Pit Under Building | NA | NA | NA | 4.6 | 480 | DNA | Electric | 3 | NA | NA | \Classifications\Building System Class\D20-Plumbing\D2040 - Rain Drain\Sump Pump - PSU | 1017622
36-R1 | 36-R1 San Bernardino Justice Center | 36-R1-D2040-100-PSU10 | Sump Pump (UG-10) (Maint Pit) | Zoller Pump Co | NA | N153 | OM00040244 |  | Maintenacnce Pit Under Building | NA | NA | NA | 4.6 | 480 | DNA | Electric | 3 | NA | NA | \Classifications\Building System Class\D20-Plumbing\D2040 - Rain Drain\Sump Pump - PSU | 1017624
36-R1 | 36-R1 San Bernardino Justice Center | 36-R1-D2040-100-PSU09 | Sump Pump (UG-8) (Maint Pit) PSU09 | Zoller Pump Co | NA | N153 | OM00040243 |  | Maintenacnce Pit Under Building | NA | NA | NA | 4.6 | 480 | DNA | Electric | 3 | NA | NA | \Classifications\Building System Class\D20-Plumbing\D2040 - Rain Drain\Sump Pump - PSU | 1017623
36-R1 | 36-R1 San Bernardino Justice Center | 36-R1-D4013-200-PRE03 | Preaction System #3 (Basement Pump Rm) | Viking | NA | Total Pac 2 | OM00040170 |  | Basement Pump Room | NA | NA | NA | NA | NA | NA | NA | NA | NA | NA | \Classifications\Building System Class\D40-Fire Protection SYS\D4010 - Sprinkler SYS\Fire Systems, Preaction System - PRE | 1017736
36-R1 | 36-R1 San Bernardino Justice Center | 36-R1-D4013-200-PRE04 | Preaction System #4 (Basement Pump Rm) | Viking | NA | Total Pac 2 | OM00040171 |  | Basement Pump Room | NA | NA | NA | NA | NA | NA | NA | NA | NA | NA | \Classifications\Building System Class\D40-Fire Protection SYS\D4010 - Sprinkler SYS\Fire Systems, Preaction System - PRE | 1017737
36-R1 | 36-R1 San Bernardino Justice Center | 36-R1-D4094-450-SFM01 | Fire System Extinguishing FM200 #1 | AEIGS | NA | Kiddie Fire System | OM00040105 |  | Basement Pump Room | NA | NA | NA | NA | NA | DNA | Electric | DNA | NA | NA | \Classifications\Building System Class\D40-Fire Protection SYS\D4090 - Other Fire Protection Systems\Fire Suppression, Gaseous - SFM | 1017738
36-R1 | 36-R1 San Bernardino Justice Center | 36-R1-D2023-100-BFP09 | Backflow 3/4" (Secondary Fire NE Side) | Wilkins Zurn | 283XLD | 950XL (3/4") | OM00040153 | ID#: 2002848 Meter#: SN73797652 | Flloor 12 Grounds NE Side of Building | NA | NA | NA | NA | NA | NA | NA |  | NA | NA | \Classifications\Building System Class\D20-Plumbing\D2020 - Domestic Water\Backflow Preventer - BFP | 1017740
36-R1 | 36-R1 San Bernardino Justice Center | 36-R1-D2023-100-BFP10 | Backflow 3/4" (Secondary Fire SW Side) | Wilkins Zurn | 3826876XLD | 950XL (3/4") | OM00040642 | ID# 2002770 Meter# B44479840 | Grounds SW Side of Building | NA | NA | NA | NA | NA | NA | NA |  | NA | NA | \Classifications\Building System Class\D20-Plumbing\D2020 - Domestic Water\Backflow Preventer - BFP | 1017741
36-R1 | 36-R1 San Bernardino Justice Center | 36-R1-D2023-100-BFP11 | Backflow 6" (Main Fire SW Side) | Wilkins Zurn | V31708 | 350ADA | OM00040641 | ID# 2002769 Meter# B44479840 | Grounds SW Side of Building | NA | NA | NA | NA | NA | NA | NA |  | NA | NA | \Classifications\Building System Class\D20-Plumbing\D2020 - Domestic Water\Backflow Preventer - BFP | 1017742
36-R1 | 36-R1 San Bernardino Justice Center | 36-R1-D4013-200-PRE01 | Preaction System #1 (Penthouse) | Viking | NA | Total Pac 2 | OM00040077 |  | Floor 12 Roof Penthouse Behind Main Elevator Room | NA | NA | NA | NA | NA | NA | NA | NA | NA | NA | \Classifications\Building System Class\D40-Fire Protection SYS\D4010 - Sprinkler SYS\Fire Systems, Preaction System - PRE | 1017734
36-R1 | 36-R1 San Bernardino Justice Center | 36-R1-D4013-200-PRE02 | Preaction System #2 (Sally Port) | Viking | NA | Total Pac 2 | OM00040186 |  | Sally Port Storage Room | NA | NA | NA | NA | NA | NA | NA | NA | NA | NA | \Classifications\Building System Class\D40-Fire Protection SYS\D4010 - Sprinkler SYS\Fire Systems, Preaction System - PRE | 1017735
36-R1 | 36-R1 San Bernardino Justice Center | 36-R1-D4094-450-SFM02 | Fire System Extinguishing FM200 #2 | AEIGS | NA | Kiddie Fire System | OM00040208 |  | Basement Pump Room | NA | NA | NA | NA | NA | DNA | Electric | DNA | NA | NA | \Classifications\Building System Class\D40-Fire Protection SYS\D4090 - Other Fire Protection Systems\Fire Suppression, Gaseous - SFM | 1017739
36-R1 | 36-R1 San Bernardino Justice Center | 36-R1-D2023-100-BFP12 | Irrigation Main Backflow Preventor | WILKIN Zurn | B014278 | 375XL 2" | OM00035650 | ID#: 2003426 Meter#: B12454234 | Grounds NE Side of Building | NA | NA | NA | NA | NA | NA | NA | NA | NA | NA | \Classifications\Building System Class\D20-Plumbing\D2020 - Domestic Water\Backflow Preventer - BFP | 1020399
36-R1 | 36-R1 San Bernardino Justice Center | 36-R1-D2023-100-BFP13 | Backflow 6", Domestic Water Main Backflow (BFP13) | Appollo Valves | 546740 | RPLF4A | OM00002247 | ID#: 2002846 Meter#: B12442149 | Floor 12 NE SIDE OF BUILDING | NA | NA | NA | NA | NA | NA | NA | NA | NA | NA | \Classifications\Building System Class\D20-Plumbing\D2020 - Domestic Water\Backflow Preventer - BFP | 1021586
36-R1 | 36-R1 San Bernardino Justice Center | 36-R1-D2023-100-BFP14 | BACKFLOW 6'' (MAIN FIRE NE SIDE) | Willkin Zurn | V31760 | 350ADA | OM00040253 | ID#: 2002847 Meter#: SN73797652 | Northeast side of the building | [10 empty] | \Classifications\Building System Class\D20-Plumbing\D2020 - Domestic Water\Backflow Preventer - BFP | 1021653
37-A1 | 37-A1 County Courthouse | 37-A1-D1010-100-ELE00 | Non-operating Elevator (N1) (LOTO) DIR OSHA Address on file: 242 B St W, San Diego | Haughton | 30273 | DNA | OM00013977 | State ID# 038899 | ANNEX | NA | NA | NA | 59 | 150-258/240 | 190 | Electric | NA | NA | NA | \Classifications\Building System Class\D10-Conveyance Systems\D1010 - Elevator\Elevator,Electric,Pass/Freight - ELE | 1020507
37-A2 | 37-A2 Hall of Justice | 37-A2-D4031-100-FEX24 | No. 14 Fire extinguisher | Fire Master | NA | NON READABLE | OM00028362 |  | Outside Courtroom 75 | NA | NA | NA | NA | NA | NA | NA | NA | NA | NA | \Classifications\Building System Class\D40-Fire Protection SYS\D4030 - FIRE SPEC\Fire Extinguisher - FEX | EQ-1002898
37-A2 | 37-A2 Hall of Justice | 37-A2-D1013-310-WCL01 | Wheel Chair Elevator - WCL01 | Southworth Products Corp | 66090 | LS0528 | OM00028385 | State ID# 136400 | Inside Courtroom 60 | NA | NA | NA | 1 | 230 | 8.5 | Electric | 1 | NA | NA | \Classifications\Building System Class\D10-Conveyance Systems\D1010 - Elevator\Wheelchair Lift - WCL | EQ-1002899
37-A2 | 37-A2 Hall of Justice | 37-A2-D1013-310-WCL02 | Wheel Chair Elevator - WCL02 | Southworth Products Corp | 67101A1 | LS0528 | OM00028386 | State ID# 136401 | Inside Courtroom 61 | NA | NA | NA | 1 | 230 | 8.5 | Electric | 1 | NA | NA | \Classifications\Building System Class\D10-Conveyance Systems\D1010 - Elevator\Wheelchair Lift - WCL | EQ-1002900
37-A2 | 37-A2 Hall of Justice | 37-A2-D1013-310-WCL03 | Wheel Chair Elevator - WCL03 | Southworth Products Corp | 67101A3 | LS0528 | OM00028387 | State ID# 136402 | Inside Courtroom 62 | NA | NA | NA | 1 | 230 | 8.5 | Electric | 1 | NA | NA | \Classifications\Building System Class\D10-Conveyance Systems\D1010 - Elevator\Wheelchair Lift - WCL | EQ-1002901
37-A2 | 37-A2 Hall of Justice | 37-A2-D1013-310-WCL04 | Wheel Chair Elevator - WCL04 | Southworth Products Corp | 67101A4 | LS0528 | OM00028388 | State ID# 136403 | Inside Courtroom 63 | NA | NA | NA | 1 | 230 | 8.5 | Electric | 1 | NA | NA | \Classifications\Building System Class\D10-Conveyance Systems\D1010 - Elevator\Wheelchair Lift - WCL | EQ-1002902
37-A2 | 37-A2 Hall of Justice | 37-A2-D1013-310-WCL05 | Wheel Chair Elevator - WCL05 | Southworth Products Corp | 67101A6 | LS0528 | OM00028373 | State ID# 136404 | Inside Courtroom 64 | NA | NA | NA | 1 | 230 | 8.5 | Electric | 1 | NA | NA | \Classifications\Building System Class\D10-Conveyance Systems\D1010 - Elevator\Wheelchair Lift - WCL | EQ-1002903
37-A2 | 37-A2 Hall of Justice | 37-A2-D1013-310-WCL06 | Wheel Chair Elevator - WCL06 | Southworth Products Corp | 67101A5 | LS0528 | OM00028374 | State ID# 136405 | Inside Courtroom 65 | NA | NA | NA | 1 | 230 | 8.5 | Electric | 1 | NA | NA | \Classifications\Building System Class\D10-Conveyance Systems\D1010 - Elevator\Wheelchair Lift - WCL | EQ-1002904
37-A2 | 37-A2 Hall of Justice | 37-A2-D1013-310-WCL07 | Wheel Chair Elevator - WCL07 | Southworth Products Corp | 67101A12 | LS0528 | OM00028375 | State ID# 136406 | Inside Courtroom 66 | NA | NA | NA | 1 | 230 | 8.5 | Electric | 1 | NA | NA | \Classifications\Building System Class\D10-Conveyance Systems\D1010 - Elevator\Wheelchair Lift - WCL | EQ-1002905
37-A2 | 37-A2 Hall of Justice | 37-A2-D1013-310-WCL08 | Wheel Chair Elevator - WCL08 | Southworth Products Corp | 67101A10 | LS0528 | OM00028376 | State ID# 136407 | Inside Courtroom 67 | NA | NA | NA | 1 | 230 | 8.5 | Electric | 1 | NA | NA | \Classifications\Building System Class\D10-Conveyance Systems\D1010 - Elevator\Wheelchair Lift - WCL | EQ-1002906
37-A2 | 37-A2 Hall of Justice | 37-A2-D1013-310-WCL09 | Wheel Chair Elevator - WCL09 | Southworth Products Corp | 67101A7 | LS0528 | OM00028377 | State ID# 136408 | Inside Courtroom 68 | NA | NA | NA | 1 | 230 | 8.5 | Electric | 1 | NA | NA | \Classifications\Building System Class\D10-Conveyance Systems\D1010 - Elevator\Wheelchair Lift - WCL | EQ-1002907
37-A2 | 37-A2 Hall of Justice | 37-A2-D1013-310-WCL10 | Wheel Chair Elevator - WCL10 | Southworth Products Corp | 67101A2 | LS0528 | OM00028378 | State ID# 136409 | Inside Courtroom 69 | NA | NA | NA | 1 | 230 | 8.5 | Electric | 1 | NA | NA | \Classifications\Building System Class\D10-Conveyance Systems\D1010 - Elevator\Wheelchair Lift - WCL | EQ-1002908
37-A2 | 37-A2 Hall of Justice | 37-A2-D1013-310-WCL11 | Wheel Chair Elevator WCL-11 | Southworth Products Corp | 67101A14 | LS0528 | OM00028379 | State ID# 136410 | Inside Courtroom 70 | NA | NA | NA | 1 | 230 | 8.5 | Electric | 1 | NA | NA | \Classifications\Building System Class\D10-Conveyance Systems\D1010 - Elevator\Wheelchair Lift - WCL | EQ-1002909
37-A2 | 37-A2 Hall of Justice | 37-A2-D1013-310-WCL12 | Wheel Chair Elevator - WCL12 | Southworth Products Corp | 67101A15 | LS0528 | OM00028380 | State ID# 136411 | Inside Courtroom 71 | NA | NA | NA | 1 | 230 | 8.5 | Electric | 1 | NA | NA | \Classifications\Building System Class\D10-Conveyance Systems\D1010 - Elevator\Wheelchair Lift - WCL | EQ-1002910
37-A2 | 37-A2 Hall of Justice | 37-A2-D1013-310-WCL13 | Wheel Chair Elevator - WCL13 | Southworth Products Corp | 67101A8 | LS0528 | OM00028381 | State ID# 136412 | Inside Courtroom 72 | NA | NA | NA | 1 | 230 | 8.5 | Electric | 1 | NA | NA | \Classifications\Building System Class\D10-Conveyance Systems\D1010 - Elevator\Wheelchair Lift - WCL | EQ-1002911
37-A2 | 37-A2 Hall of Justice | 37-A2-D1013-310-WCL14 | Wheel Chair Elevator - WCL14 | Southworth Products Corp | 67101A11 | LS0528 | OM00028382 | State ID# 136413 | Inside Courtroom 73 | NA | NA | NA | 1 | 230 | 8.5 | Electric | 1 | NA | NA | \Classifications\Building System Class\D10-Conveyance Systems\D1010 - Elevator\Wheelchair Lift - WCL | EQ-1002912
37-A2 | 37-A2 Hall of Justice | 37-A2-D1013-310-WCL15 | Wheel Chair Elevator - WCL15 | Southworth Products Corp | 67101A13 | LS0528 | OM00028383 | State ID# 136414 | Inside Courtroom 74 | NA | NA | NA | 1 | 230 | 8.5 | Electric | 1 | NA | NA | \Classifications\Building System Class\D10-Conveyance Systems\D1010 - Elevator\Wheelchair Lift - WCL | EQ-1002913
37-A2 | 37-A2 Hall of Justice | 37-A2-D1013-310-WCL16 | Wheel Chair Elevator - WCL16 | Southworth Products Corp | 67101A9 | LS0528 | OM00028384 | State ID# 136415 | Inside Courtroom 75 | NA | NA | NA | 1 | 230 | 8.5 | Electric | 1 | NA | NA | \Classifications\Building System Class\D10-Conveyance Systems\D1010 - Elevator\Wheelchair Lift - WCL | EQ-1002914
37-A2 | 37-A2 Hall of Justice | 37-A2-D3041-110-AHU01 | Air handler Unit | Westinghouse Alliance | 0504-1021-A11U1 | 4BN-22.3-MB-FF-CW-A5-PF | OM00028389 |  | Air Handler Unit Room IN CEILING | DNA | 6-20X20X2; 3-12X20X2 | NA | 15 | 230/460 | 35.3/17.6 | ELECTRIC | 3 | NA | NA | \Classifications\Building System Class\D30-HVAC Systems\D3040 - Distribution SYS\Air Handling Unit - AHU | EQ-1002915
37-A2 | 37-A2 Hall of Justice | 37-A2-B2034-400-DOH02 | Roll Up Door | Atlas | 147278H | H-50-43-B2/R | OM00028390 |  | Basement Secure Jude's Parking | 16-5l304 | NA | NA | 0.5 | 460 | DNA | Electric | 3 | NA | NA | \Classifications\Building System Class\B20-General Building Exterior\B2030 - Exterior Doors\Door,Overhead-Shutter,Manual,Elec,Roll-up - DOH | EQ-1002917
37-A2 | 37-A2 Hall of Justice | 37-A2-B2010-100-BLD01 | Building Structure | NA | NA | NA | OM00036866 |  | NA | NA | NA | NA | NA | NA | NA | NA | NA | NA | NA | \Classifications\Building System Class\B20-General Building Exterior\B2010 - Exterior Walls\Building - BLD | EQ-1007328
37-A2 | 37-A2 Hall of Justice | 37-A2-D3050-250-ACU01 | SPLIT SYSTEM 1 | LIEBERT | 751340-002 | DE380AUAA00 | OM00028158 |  | IT Room 3rd floor | B-42 | (10) 24X24X4 | R-22 | 10 | 460 | 65 | Electric | 3 | NA | NA | \Classifications\Building System Class\D30-HVAC Systems\D3050 - Package SYS\Air Conditioning,Split System - ACU | 1014478
37-A2 | 37-A2 Hall of Justice | 37-A2-D3050-250-ACU02 | SPLIT SYSTEM 2 | LIEBERT | 751340-001 | DE380AUAA00 | OM00028157 |  | IT Room 3rd floor | B-42 | (10) 24X24X4 | R-22 | 10 | 460 | 65 | Electric | 3 | NA | NA | \Classifications\Building System Class\D30-HVAC Systems\D3050 - Package SYS\Air Conditioning,Split System - ACU | 1014479
37-A2 | 37-A2 Hall of Justice | 37-A2-D4094-450-SFM01 | FIRE SYSTEM FM200 | Kidde Fenwal Fire System | DNA | DNA | OM00014114 |  | DATA ROOM | NA | NA | NA | NA | NA | NA | NA | NA | NA | NA | \Classifications\Building System Class\D40-Fire Protection SYS\D4090 - Other Fire Protection Systems\Fire Suppression, Gaseous - SFM | 1014480
37-A2 | 37-A2 Hall of Justice | 37-A2-D5092-100-UPS01 | UNINTERRUPTIBLE POWER SYSTEM | LIEBERT | DNA | N POWER 130 KVA | OM00028540 |  | IT ROOM | NA | 25X25X1 (4) | NA | NA | 540 | DNA | Electric and lead-sulfuric acid | DNA | NA | NA | \Classifications\Building System Class\D50-Electrical SYS\D5090 - Elec SYS\Uninterruptible Power System - UPS | 1014481
37-A2 | 37-A2 Hall of Justice | 37-A2-D1010-100-CTY01 | Judge's Elevator | Mitsubishi | DNA | VFDL, 2BC | OM00028180 | State ID# 108074 ¦County Maintained/County Permitted | NA | NA | NA | NA | 25 | 150 | 97 | Electric | 3 | NA | NA | \Classifications\Building System Class\D10-Conveyance Systems\D1010 - Elevator\Elevator,Electric,Pass/Freight - ELE | 1014874
37-A2 | 37-A2 Hall of Justice | 37-A2-B2034-400-DOH03 | Rollup Gate (Judges' Parking) | Atlas | 147278H | DNA | OM00028391 |  | Judges' Secured Parking Area | NA | NA | NA | DNA | DNA | DNA | Electric | DNA | NA | NA | \Classifications\Building System Class\B20-General Building Exterior\B2030 - Exterior Doors\Door,Overhead-Shutter,Manual,Elec,Roll-up - DOH | 1019097
37-C1 | 37-C1 Kearny Mesa Court | 37-C1-D3050-210-PKU03 | Rooftop Package unit #3 | Trane | N12102610D | YCH181C4H0AA | OM00014148 | na | ROOF | BX77 | (8) 20X25X2 | R-22 | DNA | 460 | 40 | Electric and natural gas | 3 | 350,00 | 284000 | \Classifications\Building System Class\D30-HVAC Systems\D3050 - Package SYS\Package Unit - PKU | EQ-1002096
37-C1 | 37-C1 Kearny Mesa Court | 37-C1-D3050-210-PKU04 | Rooftop Package unit #4 | Trane | 711100819D | YCH181C3LOCA | OM00014147 | na | ROOF | BX77 | (8) 20X25X2 | R-22 | DNA | 208 | 81 | Electric and natural gas | 3 | 250000 | 203000 | \Classifications\Building System Class\D30-HVAC Systems\D3050 - Package SYS\Package Unit - PKU | EQ-1002097
37-C1 | 37-C1 Kearny Mesa Court | 37-C1-D3050-210-PKU05 | Rooftop Package unit #5 | Trane | 711100864D | YCH181C3LOCA | OM00014156 | na | ROOF | BX77 | (8) 20X25X2 | R-22 | DNA | 208 | 81 | Electric and natural gas | 3 | 250000 | 203000 | \Classifications\Building System Class\D30-HVAC Systems\D3050 - Package SYS\Package Unit - PKU | EQ-1002098
37-C1 | 37-C1 Kearny Mesa Court | 37-C1-D3050-210-PKU07 | Rooftop Package unit #7 | Trane | H19155051 | YCC036F1MOBA | OM00014146 | na | ROOF | DNA | DNA | R-22 | DNA | 208 | 25.2 | Electric and natural gas | 1 | 60,000 | 75000 | \Classifications\Building System Class\D30-HVAC Systems\D3050 - Package SYS\Package Unit - PKU | EQ-1002100
37-C1 | 37-C1 Kearny Mesa Court | 37-C1-D3050-210-PKU08 | Rooftop Package unit #8 | Carrier | 4583C14559 | 559EP048 | OM00014140 | na | ROOF | DNA | 16x25x1 (1) | R-22 | 1/3 | 208 | 25.7 | Electric | 3 | na | na | \Classifications\Building System Class\D30-HVAC Systems\D3050 - Package SYS\Package Unit - PKU | EQ-1002101
37-C1 | 37-C1 Kearny Mesa Court | 37-C1-D3050-210-PKU10 | Rooftop Package unit #10 | Trane | N13101121D | YCD049C3H0BE | OM00014145 | na | ROOF | na | 20X25X2 (2) | R-22 | na | 208 | 24.7 | Gas | 3 | 120000 | 97000 | \Classifications\Building System Class\D30-HVAC Systems\D3050 - Package SYS\Package Unit - PKU | EQ-1002103
37-C1 | 37-C1 Kearny Mesa Court | 37-C1-D3050-210-PKU11 | Rooftop Package unit #11 | Trane | N13100450D | YSH150F3RLA03 | OM00014144 | na | ROOF | DNA | (2) 20X25X2 | R-22 | DNA | 208 | 24.7 | Gas | 3 | 120000 | 97000 | \Classifications\Building System Class\D30-HVAC Systems\D3050 - Package SYS\Package Unit - PKU | EQ-1002104
37-C1 | 37-C1 Kearny Mesa Court | 37-C1-D3050-210-PKU14 | Rooftop Package unit #14 | Trane | 141212061L | YSC102F3RLA01 | OM00014149 | na | ROOF | DNA | (2) 20X25X2 | R-22 | DNA | 208 | 31 | Electric and natural gas | 3 | 90000 | 72000 | \Classifications\Building System Class\D30-HVAC Systems\D3050 - Package SYS\Package Unit - PKU | EQ-1002107
37-C1 | 37-C1 Kearny Mesa Court | 37-C1-D3050-210-PKU15 | Rooftop Package unit #15 | Trane | N13101312D | YCH181C4HOAA | OM00014155 | na | ROOF | BX77 | DNA | R-22 | na | 208 | 40 | Electric and natural gas | 3 | 350000 | 284000 | \Classifications\Building System Class\D30-HVAC Systems\D3050 - Package SYS\Package Unit - PKU | EQ-1002108
37-C1 | 37-C1 Kearny Mesa Court | 37-C1-D3042-220-EFN01 | EXHAUST FAN | JENN-AIR | DNA | 141BCR-UU | OM00014143 | na | ROOF | na | na | na | 1/4 | 115 | 5 | na | 1 |  |  | \Classifications\Building System Class\D30-HVAC Systems\D3040 - Distribution SYS\Supply/Exhaust/Return fans- FAN | EQ-1002116
37-C1 | 37-C1 Kearny Mesa Court | 37-C1-D3042-220-EFN02 | Exhaust Fan Direct Drive (EFN02) | JENN AIR | DNA | 141BCR-UU | OM00014142 | na | ROOF | na | na | na | 1/4 | 115 | 4.2 | na | 1 | na | na | \Classifications\Building System Class\D30-HVAC Systems\D3040 - Distribution SYS\Supply/Exhaust/Return fans- FAN | EQ-1002118
37-C1 | 37-C1 Kearny Mesa Court | 37-C1-D3042-220-EFN03 | Exhaust Fan Direct Drive (EFN03) | JENN AIR | DNA | 14113CR-UU | OM00014141 | na | ROOF | 4L410 | na | na | 1/4 | 115 | 5 | na | 1 | na | na | \Classifications\Building System Class\D30-HVAC Systems\D3040 - Distribution SYS\Supply/Exhaust/Return fans- FAN | EQ-1002119
37-C1 | 37-C1 Kearny Mesa Court | 37-C1-D3042-220-EFN04 | Exhaust FAN #4 | JENN AIR | DNA | 302-BCR-UU | OM00014154 | na | ROOF | A39 | na | na | 3/4 | 1115 | 10.2/5.1 | na | 1 | na | na | \Classifications\Building System Class\D30-HVAC Systems\D3040 - Distribution SYS\Supply/Exhaust/Return fans- FAN | EQ-1002120
37-C1 | 37-C1 Kearny Mesa Court | 37-C1-D3042-220-EFN05 | Exhaust FAN #5 | Jenn Air Corp | DNA | 141BCR-UU | OM00014158 | na | ROOF | 3L210 | na | na | 0.25 | 115 | 4.4 | na | 1 | na | na | \Classifications\Building System Class\D30-HVAC Systems\D3040 - Distribution SYS\Supply/Exhaust/Return fans- FAN | EQ-1002121
37-C1 | 37-C1 Kearny Mesa Court | 37-C1-D5092-250-EML25 | LIGHTING, EMERGENCY (25) | LITHONIA LIGHTING | NA | 4LB89 | OM00028403 |  | 1st FLOOR | na | na | na | na | 120 | DNA | ELECTRIC | 1 | na | na | \Classifications\Building System Class\D50-Electrical SYS\D5090 - Elec SYS\Emergency And Exit Lighting - EML | EQ-1002122
37-C1 | 37-C1 Kearny Mesa Court | 37-C1-D5010-200-ESD01 | SWITCHBOARD | FEDERAL PACIFIC | 377832 | M1642/3 | OM00028395 | na | Northeast, first floor. (east side of small claims) | na | na | na | na | 208/120 | 2000 | Electric | 3 | na | na | \Classifications\Building System Class\D50-Electrical SYS\D5010 - Elec Service & Dist\Electical Service and Distribution - ESD | EQ-1002124
37-C1 | 37-C1 Kearny Mesa Court | 37-C1-D4031-100-FEX22 | Portable, Hand Held, Fire Extinguisher (30 EXTINGUISHERS) | NA | NA | NA | OM00028402 |  | Multiple | NA | NA | NA | NA | NA | NA | NA | NA | NA | NA | \Classifications\Building System Class\D40-Fire Protection SYS\D4030 - FIRE SPEC\Fire Extinguisher - FEX | EQ-1004655
37-C1 | 37-C1 Kearny Mesa Court | 37-C1-B2010-100-BLD01 | Building Structure | NA | NA | NA | OM00001642 |  | All | NA | NA | NA | NA | NA | NA | NA | NA | NA | NA | \Classifications\Building System Class\B20-General Building Exterior\B2010 - Exterior Walls\Building - BLD | EQ-1007329
37-C1 | 37-C1 Kearny Mesa Court | 37-C1-B3010-100-RUF01 | Roofing Systems | NA | NA | NA | OM00028401 |  | NA | NA | NA | NA | NA | NA | NA | NA | NA | NA | NA | \Classifications\Building System Class\B30-Roofing\B3010 - Roof Types\Roof - RUF | EQ-1007506
37-C1 | 37-C1 Kearny Mesa Court | 37-C1-D4010-150-FMS01 | FIRE RISER | N11310 | DNA | F-607-O | OM00014256 |  | Basement - Fire Riser Room | NA | NA | NA | NA | NA | NA | NA | NA | NA | NA | \Classifications\Building System Class\D40-Fire Protection SYS\D4010 - Sprinkler SYS\Fire Systems, stand pipes - FMS | 1010112
37-C1 | 37-C1 Kearny Mesa Court | 37-C1-D1091-100-DMW01 | Dumbwaiter - East -DMW01 | Freeman | DNA | DNA | OM00028398 | State ID# 056401 | Basement | NA | NA | NA | DNA | 220 | 6.2 | Electric | 1 | NA | NA | \Classifications\Building System Class\D10-Conveyance Systems\D1090 - Other Conveyance Systems\Dumbwaiter - DMW | 1010940
37-C1 | 37-C1 Kearny Mesa Court | 37-C1-D1091-100-DMW02 | Dumbwaiter - Front -DMW02 | Freeman | DNA | DNA | OM00028399 | State ID# 056402 | BASEMENT | NA | NA | NA | NA | NA | 6.2 | Electric | 1 | NA | NA | \Classifications\Building System Class\D10-Conveyance Systems\D1090 - Other Conveyance Systems\Dumbwaiter - DMW | 1010941
37-C1 | 37-C1 Kearny Mesa Court | 37-C1-D2023-310-HWP01 | PUMP, DOMESTIC HOT WATER HWP01 | BELL & GOSSETT | 106197LF | 100 BNF | OM00002470 |  | MAIN ELECTRIC ROOM | NA | NA | NA | 1/12 | 115 | 1.75 | Electric | 1 | NA | NA | \Classifications\Building System Class\D20-Plumbing\D2020 - Domestic Water\Domestic Hot Water Circulating Pump - HWP | 1014482
37-C1 | 37-C1 Kearny Mesa Court | 37-C1-D5037-710-FAP01 | FIRE PANEL | Radionics | 07-04237-003 | D161 | OM00014184 |  | TELEPHONE ROOM | NA | NA | NA | NA | 115 | NA | Electric | 1 | NA | NA | \Classifications\Building System Class\D50-Electrical SYS\D5030 - Comm & Security\Fire Alarm Panel - FAP | 1014485
37-C1 | 37-C1 Kearny Mesa Court | 37-C1-G2023-150-PEG01 | SECURITY PARKING GATE (JUDGES) #1 | Chamberlain Elite | 0210N5753 | SL3000UL3 | OM00028406 |  | EXTERIOR | 16-50094 (1) | NA | NA | 1/2 | 115 | 4.6/4.8 | Electric | 1 | NA | NA | \Classifications\Building System Class\G20-Other Systems\G2020 - Parking Lots\Secured Parking Gate - PEG | 1014486
37-C1 | 37-C1 Kearny Mesa Court | 37-C1-G2023-150-PEG02 | SECURITY PARKING GATE (JUDGES) #2 | Chamberlain Elite | 0210N5754 | SL3000UL3 | OM00028407 |  | JUDGES PARKING | 16-50094 (1) | NA | NA | 1/2 | 115 | 4.6/4.8 | Electric | 1 | NA | NA | \Classifications\Building System Class\G20-Other Systems\G2020 - Parking Lots\Secured Parking Gate - PEG | 1014487
37-C1 | 37-C1 Kearny Mesa Court | 37-C1-G2023-150-PEG03 | SECURITY PARKING GATE #3 | Chamberlain Elite | 021ON5942 | SL3000UL3 | OM00028408 |  | JUDGES PARKING | 16-50094 (1) | NA | NA | 1/2 | 115 | 4.6/4.8 | Electric | 1 | NA | NA | \Classifications\Building System Class\G20-Other Systems\G2020 - Parking Lots\Secured Parking Gate - PEG | 1014488
37-C1 | 37-C1 Kearny Mesa Court | 37-C1-D3050-250-ACU02 | Air Conditioning Split System (N Roof) | Guardian | W1L4220947 | GCGD36S21S2C | OM00014408 |  | North Rooftop | NA | 12 x 46 x 1/4 | R-22 | 1/4 | 208 | 13.4/1.4 | Electric | 3 | NA | NA | \Classifications\Building System Class\D30-HVAC Systems\D3050 - Package SYS\Air Conditioning,Split System - ACU | 1018938
37-C1 | 37-C1 Kearny Mesa Court | 37-C1-D2023-100-BFP03 | Backflow Preventer (1.5") BFP03 | Febco | H006730 | 825YA 1.5" | OM00028164 |  | In Front of Courthouse | NA | NA | NA | NA | NA | NA | NA | NA | NA | NA | \Classifications\Building System Class\D20-Plumbing\D2020 - Domestic Water\Backflow Preventer - BFP | 1019179
37-C1 | 37-C1 Kearny Mesa Court | 37-C1-D2040-100-PSU01 | Pump, Sump (Ramp to ABM Office) | DNA | 3093 | DNA | OM00013905 |  | Ramp to ABM Office in Basement | NA | NA | NA | NA | DNA | DNA | Electric | DNA | NA | NA | \Classifications\Building System Class\D20-Plumbing\D2040 - Rain Drain\Sump Pump - PSU | 1019180
37-C1 | 37-C1 Kearny Mesa Court | 37-C1-D2040-100-PSU02 | Pump, Sump PSU01 | Zoeller Pump Company | 530038 | M53D | OM00013904 |  | Between Main Bldg & Trailer Courtroom | NA | NA | NA | 3 | DNA | DNA | Electric | DNA | NA | NA | \Classifications\Building System Class\D20-Plumbing\D2040 - Rain Drain\Sump Pump - PSU | 1019181
37-C1 | 37-C1 Kearny Mesa Court | 37-C1-D3050-210-PKU16 | Package unit #1 PJU16 | Trane | 141210408D | YSH300F3RLA030000000000B | OM00001660 |  | North Roof Top | Direct Drive | 20x25x2 (8) | R-410A | DNA | 208 | DNA | Electric and natural gas | DNA | NA | NA | \Classifications\Building System Class\D30-HVAC Systems\D3050 - Package SYS\Package Unit - PKU | 1019250
37-C1 | 37-C1 Kearny Mesa Court | 37-C1-D3050-210-PKU17 | Package unit #2 | Trane | 141210394D | YSH300F3RLA030000000000B | OM00001659 |  | North Roof Top | Direct Drive | 20x25x2 (8) | R-410A | DNA | 208 | DNA | Electric and natural gas | DNA | NA | NA | \Classifications\Building System Class\D30-HVAC Systems\D3050 - Package SYS\Package Unit - PKU | 1019251
37-C1 | 37-C1 Kearny Mesa Court | 37-C1-D3050-210-PKU18 | Package unit #6 | Trane | 14122TLF9H | 4Ycc3024B1064BA | OM00001664 |  | West Roof Top | Direct Drive | 18x24x1 | R-410A | Fans: Cond. 1/12 evap. 1/4 | 208 | DNA | Electric and natural gas | DNA | 64,000 | 51,500 | \Classifications\Building System Class\D30-HVAC Systems\D3050 - Package SYS\Package Unit - PKU | 1019252
37-C1 | 37-C1 Kearny Mesa Court | 37-C1-D3050-210-PKU19 | Package unit #9 | Trane | 141210379D | YSH150F3RLA0300000000003 | OM00001661 |  | South Root Top | BX68 | 20x25x2 (4), 20x20x2(2) | R-410A | DNA | 208 | DNA | Electric and natural gas | DNA | NA | NA | \Classifications\Building System Class\D30-HVAC Systems\D3050 - Package SYS\Package Unit - PKU | 1019253
37-C1 | 37-C1 Kearny Mesa Court | 37-C1-D3050-210-PKU20 | Package unit # 12 | Trane | 1412120747 | YSC102FRLA080000000000B | OM00001662 |  | South Root Top | AX35 | 20x25x2 (5) | R-410A | DNA | 208 | DNA | Electric and natural gas | DNA | NA | NA | \Classifications\Building System Class\D30-HVAC Systems\D3050 - Package SYS\Package Unit - PKU | 1019254
37-C1 | 37-C1 Kearny Mesa Court | 37-C1-D3050-210-PKU21 | Package unit # 13 | Trane | 1412061L | YSC102F3RLA0800000000000B | OM00001663 |  | South Root Top | AX35 | 20x25x2 (4) | R-410A | DNA | 208 | DNA | Electric and natural gas | DNA | NA | NA | \Classifications\Building System Class\D30-HVAC Systems\D3050 - Package SYS\Package Unit - PKU | 1019255
37-C1 | 37-C1 Kearny Mesa Court | 37-C1-D3042-220-EFN06 | Exhaust Fan #6 | Cook | 138F64136-00/0000701 | 80 CPV 80 CPV CL 1 | OM00001666 |  | South, On Roof | AX30 | DNA | NA | 0.333 | 115 | 5.5 | Electric | DNA | NA | NA | \Classifications\Building System Class\D30-HVAC Systems\D3040 - Distribution SYS\Supply/Exhaust/Return fans- FAN | 1019259
37-C1 | 37-C1 Kearny Mesa Court | 37-C1-D2023-100-BFP04 | Backflow #2 | FEBCO | J003154 | LF825YA | OM00001668 | Customer#1900905 Meter#: 94581419 Assembly #: 4078 | South Of Bldg. Sidewalk | NA | NA | NA | NA | NA | NA | NA | NA | NA | NA | \Classifications\Building System Class\D20-Plumbing\D2020 - Domestic Water\Backflow Preventer - BFP | 1019272
37-C1 | 37-C1 Kearny Mesa Court | 37-C1-D2023-100-BFP05 | Backflow #1 | FEBCO | J003210 | LF825YA | OM00001667 | Customer#1900905 Meter#: 94581419 Assembly #: 4079 | South Of Bldg. Sidewalk | NA | NA | NA | NA | NA | NA | NA | NA | NA | NA | \Classifications\Building System Class\D20-Plumbing\D2020 - Domestic Water\Backflow Preventer - BFP | 1019273
37-C1 | 37-C1 Kearny Mesa Court | 37-C1-D3050-210-PKU22 | Package Wall Unit #23 | Amana | 1311380774 | PTH093G25DXXXAB | OM00002487 |  | Extension Of Building, Express walk-up window. | DNA | DNA | R-410A | DNA | 208 | 4.2 | Electric | DNA | NA | NA | \Classifications\Building System Class\D30-HVAC Systems\D3050 - Package SYS\Package Unit - PKU | 1019555
37-C1 | 37-C1 Kearny Mesa Court | 37-C1-D2022-260-HWG02 | Domestic Water Heater | Rheem/Ruud | A191516912 | G100-80 | OM00002488 |  | North, Main Electrical Room | NA | NA | NA | NA | DNA | DNA | Gas | DNA | 80,000 | NA | \Classifications\Building System Class\D20-Plumbing\D2020 - Domestic Water\Domestic Water Heater, Gas - HWG | 1019562
37-C2 | 37-C2 Kearny Mesa Traffic Court KM3 Trailer | 37-C2-D3050-210-PKU20 | Wall Package unit | BARD | 125H021735196-OZ | WH361-A05XX4XXX | OM00014162 | na | KM3 TRAILER | DNA | (1)16X30X1 | R-22 | DNA | 230 | 53 | Electric | 1 | na | na | \Classifications\Building System Class\D30-HVAC Systems\D3050 - Package SYS\Package Unit - PKU | EQ-1002113
37-C2 | 37-C2 Kearny Mesa Traffic Court KM3 Trailer | 37-C2-B2010-100-BLD01 | Building | NA | NA | NA | OM00037897 | [12 empty] | \Classifications\Building System Class\B20-General Building Exterior\B2010 - Exterior Walls\Building - BLD | 1016553
37-C2 | 37-C2 Kearny Mesa Traffic Court KM3 Trailer | 37-C2-D4031-100-FEX01 | FIRE EXTINGUISHERS | NA | NA | NA | OM00028589 |  | THROUGHTOUT BUILDING | NA | NA | NA | NA | NA | NA | NA | NA | NA | NA | \Classifications\Building System Class\D40-Fire Protection SYS\D4030 - FIRE SPEC\Fire Extinguisher - FEX | 1016590
37-C2 | 37-C2 Kearny Mesa Traffic Court KM3 Trailer | 37-C2-D5092-250-EML01 | EMERGENCY LIGHTING & EXIT | NA | NA | NA | OM00028593 | NA | THROUGHTOUT BUILDING | NA | NA | NA | NA | DNA | DNA | Electric | NA | NA | NA | \Classifications\Building System Class\D50-Electrical SYS\D5090 - Elec SYS\Emergency And Exit Lighting - EML | 1016591
37-C2 | 37-C2 Kearny Mesa Traffic Court KM3 Trailer | 37-C2-D3050-210-PKU21 | Wall Package Unit #19 | Bard | 313B163209352-02 | W18H2-A04UP4xxx | OM00001665 |  | Center/Trailer KM3 | Direct Drive | 16x25x1 | R-410A | DNA | 208 | DNA | Electric | DNA | NA | NA | \Classifications\Building System Class\D30-HVAC Systems\D3050 - Package SYS\Package Unit - PKU | 1019256
37-C3 | 37-C3 Kearny Mesa Traffic Court KM4 Trailer | 37-C3-D3050-210-PKU17 | Wall Package unit #1 | BARD | 100N910706334-1 | 18WH6-A04C | OM00014159 | na | SMALL CLAIMS ADVISORY TRAILER Judge's Parking Area | DNA | (1)14X25X1 | R-22 | DNA | 230 | 35 | Electric | 1 | na | na | \Classifications\Building System Class\D30-HVAC Systems\D3050 - Package SYS\Package Unit - PKU | EQ-1002110
37-C3 | 37-C3 Kearny Mesa Traffic Court KM4 Trailer | 37-C3-D3050-210-PKU18 | Wall Package unit # 2 | BARD | 125F940842528-02 | WH361-A10 | OM00014160 | na | SAMLL CLAIMS ADVISORY TRAILER | DNA | (1)16X30X1 | R-22 | DNA | 230 | 77 | Electric | 1 | na | na | \Classifications\Building System Class\D30-HVAC Systems\D3050 - Package SYS\Package Unit - PKU | EQ-1002111
37-C3 | 37-C3 Kearny Mesa Traffic Court KM4 Trailer | 37-C3-B2010-100-BLD01 | Building | NA | NA | NA | OM00037898 | [12 empty] | \Classifications\Building System Class\B20-General Building Exterior\B2010 - Exterior Walls\Building - BLD | 1016554
37-C3 | 37-C3 Kearny Mesa Traffic Court KM4 Trailer | 37-C3-D4031-100-FEX01 | FIRE EXTINGUISHERS | NA | NA | NA | OM00028590 |  | THROUGHTOUT BUILDING | NA | NA | NA | NA | NA | NA | NA | NA | NA | NA | \Classifications\Building System Class\D40-Fire Protection SYS\D4030 - FIRE SPEC\Fire Extinguisher - FEX | 1016588
37-C3 | 37-C3 Kearny Mesa Traffic Court KM4 Trailer | 37-C3-D5092-250-EML01 | EMERGENCY LIGHTING & EXIT | NA | NA | NA | OM00028594 |  | THROUGHTOUT BUILDING | NA | NA | NA | NA | DNA | DNA | Electric | NA | NA | NA | \Classifications\Building System Class\D50-Electrical SYS\D5090 - Elec SYS\Emergency And Exit Lighting - EML | 1016589
37-C4 | 37-C4 Kearny Mesa Traffic Court KM5 & KM6 Trailer | 37-C4-D3050-210-PKU21 | Wall Package unit #1 | BARD | 1Z5H011633010-01 | WH361-A10XX4XXX | OM00014163 | na | KM6 TRAILER | DNA | (1)16X30X1 | R-22 | DNA | 230 | 15.7/17 | Electric | 1 | na | na | \Classifications\Building System Class\D30-HVAC Systems\D3050 - Package SYS\Package Unit - PKU | EQ-1002114
37-C4 | 37-C4 Kearny Mesa Traffic Court KM5 & KM6 Trailer | 37-C4-D3050-210-PKU22 | Wall Package unit | BARD | 125H011633007-01 | WH361-A1XXX4XXX | OM00014164 | na | KM5 TRAILER | DNA | (1)16X30X1 | R-22 | DNA | 230 | 27 | Electric | 1 | na | na | \Classifications\Building System Class\D30-HVAC Systems\D3050 - Package SYS\Package Unit - PKU | EQ-1002115
37-C4 | 37-C4 Kearny Mesa Traffic Court KM5 & KM6 Trailer | 37-C4-B2010-100-BLD01 | Building | NA | NA | NA | OM00037899 | [12 empty] | \Classifications\Building System Class\B20-General Building Exterior\B2010 - Exterior Walls\Building - BLD | 1016555
37-C4 | 37-C4 Kearny Mesa Traffic Court KM5 & KM6 Trailer | 37-C4-D4031-100-FEX01 | FIRE EXTINGUISHERS | NA | NA | NA | OM00028591 |  | THROUGHTOUT BUILDING | NA | NA | NA | NA | NA | NA | NA | NA | NA | NA | \Classifications\Building System Class\D40-Fire Protection SYS\D4030 - FIRE SPEC\Fire Extinguisher - FEX | 1016586
37-C4 | 37-C4 Kearny Mesa Traffic Court KM5 & KM6 Trailer | 37-C4-D5092-250-EML01 | EMERGENCY LIGHTING & EXIT | NA | NA | NA | OM00028595 |  | THROUGHTOUT BUILDING | NA | NA | NA | NA | DNA | DNA | Electric | NA | NA | NA | \Classifications\Building System Class\D50-Electrical SYS\D5090 - Elec SYS\Emergency And Exit Lighting - EML | 1016587
37-E1 | 37-E1 Juvenile Court | 37-E1-D4031-100-FEX19 | FIRE EXTINGUISHER | NA | NA | NA | OM00028415 |  | na | na | na | na | na | na | na | na | na | na | na | \Classifications\Building System Class\D40-Fire Protection SYS\D4030 - FIRE SPEC\Fire Extinguisher - FEX | EQ-1002144
37-E1 | 37-E1 Juvenile Court | 37-E1-D3050-210-PKU01 | Rooftop Package unit | Trane | J18161157 | YCC018F1LOBC | OM00017178 | na | West of main roof top | DNA | DNA | R-22 | DNA | 208-230 | 13.2 | Electric | 1 | 40 | 32,000 | \Classifications\Building System Class\D30-HVAC Systems\D3050 - Package SYS\Package Unit - PKU | EQ-1002492
37-E1 | 37-E1 Juvenile Court | 37-E1-D3050-210-PKU02 | Rooftop Package unit | Fujitsu | T_801905 | AOU18C1 | OM00017197 | na | Rooftop Package unit | B95 | DNA | R-22 | 1/4 | 230/208 | 15 | Electric | 1 | DNA | DNA | \Classifications\Building System Class\D30-HVAC Systems\D3050 - Package SYS\Package Unit - PKU | EQ-1002493
37-E1 | 37-E1 Juvenile Court | 37-E1-D3050-250-ACU06 | Air Conditioning Split System #5 | ARCOAIRE | E094608422 | N4A324AKB200 | OM00013777 |  | South lower roof top | BX77 | DNA | R-410A | DNA | 208-230 | 17.6 | Electric | 1 | DNA | DNA | \Classifications\Building System Class\D30-HVAC Systems\D3050 - Package SYS\Air Conditioning,Split System - ACU | EQ-1002494
37-E1 | 37-E1 Juvenile Court | 37-E1-D3050-250-ACU07 | Air Conditioning Split System #6 | Air Efficient Company | E084502476 | N4H324AKA200 | OM00014127 |  | Rooftop Package unit | DNA | DNA | R-410A | DNA | 208-230 | 25 | na | 1 | 250,000 | 203,000 | \Classifications\Building System Class\D30-HVAC Systems\D3050 - Package SYS\Air Conditioning,Split System - ACU | EQ-1002495
37-E1 | 37-E1 Juvenile Court | 37-E1-D3041-110-AHU01 | Air Handler Unit | York | ACJMOO7726 | CP46DWDIAF153460 | OM00017168 | na | Roof | S: (2) BX-77; R:(3) A-71 | (6) 24X24 X4 | na | 3 and 15 | "Motor1:230/460 | "Motor # 1: 40.6/20.3 | Electric | 3 | na | na | \Classifications\Building System Class\D30-HVAC Systems\D3040 - Distribution SYS\Air Handling Unit - AHU | EQ-1002503
37-E1 | 37-E1 Juvenile Court | 37-E1-D3041-110-AHU02 | Air Handler Unit | York | ACJMOO7727 | CP45DWDIAF752460 | OM00017169 | na | Air Handler Unit | B70 (3) | 24X24X4 (6) | na | Motor1: 20, Motor 2: 7.5 | 208-230/460 | "Motor # 1: 53-47/23.7 | ELECTRIC | 3 | na | na | \Classifications\Building System Class\D30-HVAC Systems\D3040 - Distribution SYS\Air Handling Unit - AHU | EQ-1002504
37-E1 | 37-E1 Juvenile Court | 37-E1-D3041-110-AHU03 | Air Handler Unit | York | ACJMOO7728 | CP46DWDIAF105460 | OM00017170 | na | Air Handler Unit | S: (2) BA-76; R:(1) A-71 | (6) 24X24 X4 | na | Motor 1: 10, Motor 2: 5 | Motor1: 208-230/460, Motor2: 208-230/460 | Motor 1: 28.2-28/14, Motor 2: 13.7-13.2 | Electric | 3 | na | na | \Classifications\Building System Class\D30-HVAC Systems\D3040 - Distribution SYS\Air Handling Unit - AHU | EQ-1002505
37-E1 | 37-E1 Juvenile Court | 37-E1-D3042-220-EFN01 | Exhaust Fan #1 | Greenheck | 498152 | UCBE103 | OM00001657 | 9908778 | Roof - EXHAUST FAN 1 | 3L210 (1) | na | na | 1/4 | 115 | 5.1 | Electric | 1 | na | na | \Classifications\Building System Class\D30-HVAC Systems\D3040 - Distribution SYS\Supply/Exhaust/Return fans- FAN | EQ-1002506
37-E1 | 37-E1 Juvenile Court | 37-E1-D3042-220-EFN02 | Exhaust Fan #2 | Greenheck | DNA | 4HX80A | OM00001658 | 9900050 | Roof -EXHAUST FAN 2 | 3L210 (1) | na | na | 1/4 | 115 | 5.1 | Electric | 1 | na | na | \Classifications\Building System Class\D30-HVAC Systems\D3040 - Distribution SYS\Supply/Exhaust/Return fans- FAN | EQ-1002507
37-E1 | 37-E1 Juvenile Court | 37-E1-D5092-250-EML22 | EMERGENCY LIGHT | LITHONIA LIGHTING | NA | 4LB89 | OM00028412 |  | EMERGENCY LIGHT | NA | NA | NA | NA | 277 | DNA | electric | 1 | NA | NA | \Classifications\Building System Class\D50-Electrical SYS\D5090 - Elec SYS\Emergency And Exit Lighting - EML | EQ-1002533
37-E1 | 37-E1 Juvenile Court | 37-E1-D5010-200-ESD01 | MAIN ELECTRICAL DISTRIBUTION PANEL | General Electric | QMR261/Type-QMR | DNA | OM00017221 | na | MAIN ELECTRICAL DISTRIBUTION PANEL | na | na | na | na | 277/480 | 300 | Electric | 3 | na | na | \Classifications\Building System Class\D50-Electrical SYS\D5010 - Elec Service & Dist\Electical Service and Distribution - ESD | EQ-1002534
37-E1 | 37-E1 Juvenile Court | 37-E1-B2010-100-BLD01 | Building Structure | NA | NA | NA | OM00028411 | NA | NA | NA | NA | NA | NA | NA | NA | NA | NA | NA | NA | \Classifications\Building System Class\B20-General Building Exterior\B2010 - Exterior Walls\Building - BLD | EQ-1007330
37-E1 | 37-E1 Juvenile Court | 37-E1-B3010-100-RUF01 | Roofing Systems | NA | NA | NA | OM00028413 |  | NA | NA | NA | NA | NA | NA | NA | NA | NA | NA | NA | \Classifications\Building System Class\B30-Roofing\B3010 - Roof Types\Roof - RUF | EQ-1007507
37-E1 | 37-E1 Juvenile Court | 37-E1-D1010-100-ELE16 | Elevator Passenger #16 State ID 64175 | U.S. Elevator | 01-402-13069 | UC3A | OM00014988 | State ID# 064175 | DNA | NA | NA | NA | 25 | 480 | 32.4 | Electric | 3 | NA | NA | \Classifications\Building System Class\D10-Conveyance Systems\D1010 - Elevator\Elevator,Electric,Pass/Freight - ELE | 1009941
37-E1 | 37-E1 Juvenile Court | 37-E1-D1091-100-DMW01 | Dumwaiter, Auto State ID 66991 | D.A Matot Inc. | 14434 | 300 | OM00017231 | State ID# 066991 | DNA | NA | NA | NA | NA | 220 | DNA | Electric | 3 | NA | NA | \Classifications\Building System Class\D10-Conveyance Systems\D1090 - Other Conveyance Systems\Dumbwaiter - DMW | 1009942
37-E1 | 37-E1 Juvenile Court | 37-E1-D3050-250-ACU01 | AIR CONDITIONING SPLIT SYSTEM 1 | Mitsubishi Electric | 8000687_T | MUY-D30NA | OM00017173 |  | 37-E1, South side exterior of building ground level | NA | DNA | R-410A | 4LBS | 208/230 | 25 | Electric | 1 | NA | NA | \Classifications\Building System Class\D30-HVAC Systems\D3050 - Package SYS\Air Conditioning,Split System - ACU | 1014489
37-E1 | 37-E1 Juvenile Court | 37-E1-D3050-250-ACU02 | AIR CONDITIONING SPLIT SYSTEM 2 | Mitsubishi Electric | 8000756_T | MUY-D30NA | OM00017174 |  | South side exterior of building ground level | NA | DNA | R-410A | DNA | 208 | 25 | Electric | 1 | NA | NA | \Classifications\Building System Class\D30-HVAC Systems\D3050 - Package SYS\Air Conditioning,Split System - ACU | 1014490
37-E1 | 37-E1 Juvenile Court | 37-E1-D3050-250-ACU03 | AIR CONDITIONING SPLIT SYSTEM 3 | Mitsubishi Electric | 8000711_T | MUY-D30NA | OM00017175 |  | South side exterior of building ground level | NA | DNA | R-410A | DNA | 208/230 | 21 | Electric | 1 | NA | NA | \Classifications\Building System Class\D30-HVAC Systems\D3050 - Package SYS\Air Conditioning,Split System - ACU | 1014491
37-E1 | 37-E1 Juvenile Court | 37-E1-D3050-250-ACU04 | AIR CONDITIONING SPLIT SYSTEM 4 | Mitsubishi Electric | 8000262_T | MUY-D30NA | OM00017176 |  | South side exterior of building ground level | NA | DNA | R-410A | 4LBS | 208/230 | 21 | Electric | 1 | NA | NA | \Classifications\Building System Class\D30-HVAC Systems\D3050 - Package SYS\Air Conditioning,Split System - ACU | 1014492
37-E1 | 37-E1 Juvenile Court | 37-E1-D5037-710-FAP01 | Fire Alarm Panel | Notifier DR - 4A |  | DR - 4A | OM00028371 | NA | Floor 1 Server Room | NA | NA | NA | NA | 110 | 20 | Electric | 1 | NA | NA | \Classifications\Building System Class\D50-Electrical SYS\D5030 - Comm & Security\Fire Alarm Panel - FAP | 1014903
37-E1 | 37-E1 Juvenile Court | 37-E1-D3021-130-BLR01 | BOILER #1, HOT WATER (GAS) | RAYPAK | 166526 | W2-0724 | OM00017219 | NA | 1ST FLOOR BOILER ROOM | NA | NA | NA | NA | 120 | 12 | Gas | 1 | 726,000 | 595,320 | \Classifications\Building System Class\D30-HVAC Systems\D3020 - Heat SYS\Boiler,Hot Water,Oil/Gas/Comb. - BLR | 1016497
37-E1 | 37-E1 Juvenile Court | 37-E1-D3021-130-BLR02 | BOILER #2, HOT WATER (GAS) | RAYPAK | 166527 | W2-0724 | OM00017220 | NA | 1ST FLOOR BOILER ROOM | NA | NA | NA | NA | 120 | 12 | Gas | 1 | 726,000 | 595,320 | \Classifications\Building System Class\D30-HVAC Systems\D3020 - Heat SYS\Boiler,Hot Water,Oil/Gas/Comb. - BLR | 1016498
37-E1 | 37-E1 Juvenile Court | 37-E1-D3031-100-PCH01 | CHILLED WATER PUMP | Taco Pump | DNA | FE2008E2D1F2L0A | OM00013873 | NA | ABM BACK OFFICE | NA | NA | NA | 3 | 230/460 | 8.0/4.0 | Electric | 3 | NA | NA | \Classifications\Building System Class\D30-HVAC Systems\D3030 - Cooling SYS\Chilled Water Pump - PCH | 1016942
37-E1 | 37-E1 Juvenile Court | 37-E1-D3031-100-PCH02 | CHILLED WATER PUMP | Taco Pump | DNA | FE2008E2D1F2L0A | OM00013874 | NA | ABM BACK OFFICE | NA | NA | NA | 3 | 208-230/460 | 7.6/3.8 | Electric | 3 | NA | NA | \Classifications\Building System Class\D30-HVAC Systems\D3030 - Cooling SYS\Chilled Water Pump - PCH | 1016943
37-E1 | 37-E1 Juvenile Court | 37-E1-D2022-260-HWG02 | Hot Water Heater | AO Smith | 1419M002183 | BTR 275 118 | OM00002556 | NA | 1st Floor | NA | NA | NA | NA | 115 | DNA | Electric | 1 | NA | NA | \Classifications\Building System Class\D20-Plumbing\D2020 - Domestic Water\Domestic Water Heater, Gas - HWG | 1018762
37-E1 | 37-E1 Juvenile Court | 37-E1-D3044-125-PHW02 | Pump, Hot Water - PHW02 | Sterling Fluid Systems | 0152436B | C810AM-BF | OM00028422 |  | Boiler Room | NA | NA | NA | 2 | 208-230/460 | 6.5-6.2/3.1 | Electric | 3 |  | NA | \Classifications\Building System Class\D30-HVAC Systems\D3040 - Distribution SYS\Hot Water Pump - PHW | 1019002
37-E1 | 37-E1 Juvenile Court | 37-E1-D3042-220-EFN03 | Fan Exhaust Belt Driven EFN03 | GreenHeck, Inc. | 498153 | SQB-10_4 | OM00002448 |  | ABM Office Back Room | 4L-360 (1) | NA | NA | 1/4 | 115 | 5.0 | Electric | 1 | NA | NA | \Classifications\Building System Class\D30-HVAC Systems\D3040 - Distribution SYS\Supply/Exhaust/Return fans- FAN | 1019003
37-E1 | 37-E1 Juvenile Court | 37-E1-D3042-220-EFN04 | Fan Exhaust Belt Driven #8 | GreenHeck, Inc. | 500540 | SQD_9_DE | OM00002555 |  | Boiler Room | DNA | DNA | NA | DNA | DNA | DNA | Electric | DNA | NA | NA | \Classifications\Building System Class\D30-HVAC Systems\D3040 - Distribution SYS\Supply/Exhaust/Return fans- FAN | 1019004
37-E1 | 37-E1 Juvenile Court | 37-E1-D2023-310-HWP01 | Pump, Domestic Hot Water Circulating HWP01 | GRUNDFOS PUMPS | PN#52722474_P1 | UP_43-75BF_216 | OM00002545 |  | Boiler Room | NA | NA | NA | DNA | DNA | 115 | Electric | 1 | NA | NA | \Classifications\Building System Class\D20-Plumbing\D2020 - Domestic Water\Domestic Hot Water Circulating Pump - HWP | 1019005
37-E1 | 37-E1 Juvenile Court | 37-E1-D3020-100-HET01 | Heater Water Expansion Tank | AMTROL Inc. | 9015A186 | SX-90V | OM00028423 |  | Boiler Room | NA | NA | NA | NA | NA | NA | NA | NA | NA | NA | \Classifications\Building System Class\D30-HVAC Systems\D3020 - Heat SYS\Heater Water Expansion Tank - HET | 1019006
37-E1 | 37-E1 Juvenile Court | 37-E1-G2023-150-PEG01 | Security Parking Gate PEG01 | Chamberlain Elite | 2908N0928 | SL3000UL3/M4P17DJ5E | OM00017226 |  | Security Parking | 16-50094 (1) | NA | NA | 1/2 | 120 | 4.6/5.8 | Electric | DNA | NA | NA | \Classifications\Building System Class\G20-Other Systems\G2020 - Parking Lots\Secured Parking Gate - PEG | 1019007
37-E1 | 37-E1 Juvenile Court | 37-E1-D3044-125-PHW01 | Pump, Hot Water PHW01 | Sterling Fluid Systems | 0152436A | C810AM-BF | OM00028421 |  | Boiler Room | NA | NA | NA | 2 | 208-230/460 | 6.5-6.2/3.1 | Electric | 3 | NA | NA | \Classifications\Building System Class\D30-HVAC Systems\D3040 - Distribution SYS\Hot Water Pump - PHW | 1019008
37-E1 | 37-E1 Juvenile Court | 37-E1-D2023-100-BFP03 | Backflow Preventer BFP03 | FEBCO | A264962 | 825Y 1" | OM00002548 |  | Sheriff's Storage Area | NA | NA | NA | NA | NA | NA | NA | NA | NA | NA | \Classifications\Building System Class\D20-Plumbing\D2020 - Domestic Water\Backflow Preventer - BFP | 1019009
37-E1 | 37-E1 Juvenile Court | 37-E1-D2023-100-BFP04 | Backflow Preventer BFP04 | FEBCO | A264963 | 825Y 3" | OM00002547 |  | Sheriff's Storage Area | NA | NA | NA | NA | NA | NA | NA | NA | NA | NA | \Classifications\Building System Class\D20-Plumbing\D2020 - Domestic Water\Backflow Preventer - BFP | 1019010
37-E1 | 37-E1 Juvenile Court | 37-E1-D2023-100-BFP05 | Backflow Preventer BFP05 | Wilkin-Zurn | G01755 | 375AR 3" | OM00002546 | Customer# Meter#: 13415031 Assembly #: 2006358 | Grounds - requires original testing form | NA | NA | NA | NA | NA | NA | NA | NA | NA | NA | \Classifications\Building System Class\D20-Plumbing\D2020 - Domestic Water\Backflow Preventer - BFP | 1019011
37-E1 | 37-E1 Juvenile Court | 37-E1-D2023-100-BFP06 | Backflow Preventer BFP06 | Wilkin-Zurn | G01756 | 375AR | OM00002551 | Customer# Meter#: 13415031 Assembly #: 2006357 | Meadow Lark Street - requires original testingform | NA | NA | NA | NA | NA | NA | NA | NA | NA | NA | \Classifications\Building System Class\D20-Plumbing\D2020 - Domestic Water\Backflow Preventer - BFP | 1019012
37-E1 | 37-E1 Juvenile Court | 37-E1-D5010-110-MCC01 | Motor Control Center | General Electric | DNA | 435x135LOI | OM00002550 |  | ABM Office | NA | NA | NA | NA | 480 | DNA | Electric | 3 | NA | NA | \Classifications\Building System Class\D50-Electrical SYS\D5010 - Elec Service & Dist\Chiller Room Electrical Panel - MCC | 1019033
37-E1 | 37-E1 Juvenile Court | 37-E1-D3068-100-BAS01 | Building Automation System | Johnson Controls | DNA | Metasys | OM00035788 |  | In Engineer's Office on the East/South corner of the building | NA | NA | NA | NA | 120 | DNA | Electric | DNA | NA | NA | \Classifications\Building System Class\D30-HVAC Systems\D3060 - Control & Inst Air\Building Automation System - BAS | 1019281
37-E1 | 37-E1 Juvenile Court | 37-E1-D3041-110-AHU04 | Air Handler Unit - Serves Dept. 4,4,5 main lobby & section Of AD's office. | Trane | K14F53835 | CSAA017UBK00 | OM00036859 |  | Located in the center of the roof | BX-44 (1), BX-53 (1) | 20x20x2 (2), 20x24x2 (4) | NA | 7.5 | 460/60/30 | 8.2 | Electric | DNA | NA | NA | \Classifications\Building System Class\D30-HVAC Systems\D3040 - Distribution SYS\Air Handling Unit - AHU | 1019282
37-E3 | 37-E3 Department 9 Trailer | 37-E3-B2010-100-BLD01 | BUILDING | NA | NA | NA | OM00028365 |  | ENTIRE BUILDING | NA | NA | NA | NA | NA | NA | NA | NA | NA | NA | \Classifications\Building System Class\B20-General Building Exterior\B2010 - Exterior Walls\Building - BLD | 1016489
37-E3 | 37-E3 Department 9 Trailer | 37-E3-D4031-100-FEX01 | FIRE EXTINGUISHER | NA | NA | NA | OM00028367 |  | THROUGHOUT BUILDING | NA | NA | NA | NA | NA | NA | NA | NA | NA | NA | \Classifications\Building System Class\D40-Fire Protection SYS\D4030 - FIRE SPEC\Fire Extinguisher - FEX | 1016490
37-E3 | 37-E3 Department 9 Trailer | 37-E3-D3050-210-PKU01 | PACKAGE UNIT | Bard | DNA | XWH602LA | OM00017180 | NA | EXTERIOR WALL | NA | NA | R-22 | NA | 240 | 41.6 | Electric | 1 | NA | NA | \Classifications\Building System Class\D30-HVAC Systems\D3050 - Package SYS\Package Unit - PKU | 1016492
37-E3 | 37-E3 Department 9 Trailer | 37-E3-B3010-100-RUF01 | ROOF | DNA | DNA | DNA | OM00028369 | NA | ENTIRE ROOFING SYSTEM | NA | NA | NA | NA | NA | NA | NA | NA | NA | NA | \Classifications\Building System Class\B30-Roofing\B3010 - Roof Types\Roof - RUF | 1016491
37-E4 | 37-E4 Department 10 Trailer | 37-E4-D3050-210-PKU01 | PACKAGE UNIT | BARD | 153J011656786-02 | WH60ZLA10VP4XXX | OM00017181 | NA | EXTERIOR WALL | NA | NA | R-22 | NA | 230/208 | 41.6/36.2 | Electric | 1 | DNA | DNA | \Classifications\Building System Class\D30-HVAC Systems\D3050 - Package SYS\Package Unit - PKU | 1016493
37-E4 | 37-E4 Department 10 Trailer | 37-E4-B2010-100-BLD01 | BUILDING | NA | NA | NA | OM00028366 |  | ENTIRE BUILDING | NA | NA | NA | NA | NA | NA | NA | NA | NA | NA | \Classifications\Building System Class\B20-General Building Exterior\B2010 - Exterior Walls\Building - BLD | 1016494
37-E4 | 37-E4 Department 10 Trailer | 37-E4-B3010-100-RUF01 | ROOF | DNA | DNA | DNA | OM00028370 | NA | ENTIRE ROOFING SYSTEM | NA | NA | NA | NA | NA | NA | NA | NA | NA | NA | \Classifications\Building System Class\B30-Roofing\B3010 - Roof Types\Roof - RUF | 1016495
37-E4 | 37-E4 Department 10 Trailer | 37-E4-D4031-100-FEX01 | FIRE EXTINGUISHER | NA | NA | NA | OM00028368 |  | THROUGHOUT BUILDING | NA | NA | NA | NA | NA | NA | NA | NA | NA | NA | \Classifications\Building System Class\D40-Fire Protection SYS\D4030 - FIRE SPEC\Fire Extinguisher - FEX | 1016496
37-F1 | 37-F1 North County Regional Center - South | 37-F1-D1010-100-ELE05 | Elevator #5 | Conveyance | 114692 | DNA | OM00017065 | State ID# 114692 | Holding Cells - Between Courts. | NA | NA | NA | DNA | 480 | DNA | electric | 3 | NA | NA | \Classifications\Building System Class\D10-Conveyance Systems\D1010 - Elevator\Elevator,Electric,Pass/Freight - ELE | EQ-1005139
37-F1 | 37-F1 North County Regional Center - South | 37-F1-D1010-100-ELE06 | Elevator #6 | Northern Elevator Limited | DNA | DNA | OM00002443 | State ID# 114693 | Holding Cells - Between Courts. | NA | NA | NA | 37.5 | 575 | 38 | electric | 3 | NA | NA | \Classifications\Building System Class\D10-Conveyance Systems\D1010 - Elevator\Elevator,Electric,Pass/Freight - ELE | EQ-1005140
37-F1 | 37-F1 North County Regional Center - South | 37-F1-D1010-100-ELE07 | Elevator #7 | Northern Elevator Limited | 8603 | TW160 | OM00002444 | State ID# 114694 | Holding Cells - Between Courts. | NA | NA | NA | 37.5 | 575 | 38 | electric | 3 | NA | NA | \Classifications\Building System Class\D10-Conveyance Systems\D1010 - Elevator\Elevator,Electric,Pass/Freight - ELE | EQ-1005141
37-F1 | 37-F1 North County Regional Center - South | 37-F1-D1013-310-WCL01 | Wheel Chair Lifter | South Worth Products Corp | DNA | LSO5-22 | OM00017923 | State ID# 114853 | 3rd Floor -DEPT 20 | NA | NA | NA | 1 | 115/230 | 21/10.5 | electric | 1 | NA | NA | \Classifications\Building System Class\D10-Conveyance Systems\D1010 - Elevator\Wheelchair Lift - WCL | EQ-1005149
37-F1 | 37-F1 North County Regional Center - South | 37-F1-D1013-310-WCL02 | Wheel Chair Lifter - WCL02 | South Worth Products Corp | 96745_A4 | LSO5-22 | OM00017924 | State ID# 114854 | 3rd Floor -DEPT 21 | NA | NA | NA | 1 | 115/230 | 21/10.5 | electric | 1 | NA | NA | \Classifications\Building System Class\D10-Conveyance Systems\D1010 - Elevator\Wheelchair Lift - WCL | EQ-1005150
37-F1 | 37-F1 North County Regional Center - South | 37-F1-D1013-310-WCL03 | Wheel Chair Lifter - WCL03 | South Worth Products Corp | DNA | LSO5-22 | OM00017925 | State ID# 114861 | 3rd Floor DEPT 22 | NA | NA | NA | 1 | 115/230 | 21/10.5 | electric | 1 | NA | NA | \Classifications\Building System Class\D10-Conveyance Systems\D1010 - Elevator\Wheelchair Lift - WCL | EQ-1005151
37-F1 | 37-F1 North County Regional Center - South | 37-F1-D1013-310-WCL04 | Wheel Chair Lifter - WCL04 | South Worth Products Corp | 96745_A5 | LSO5-22 | OM00017926 | State ID# 114862 | 3rd Floor DEPT 23 | NA | NA | NA | 1 | 115/230 | 21/10.5 | electric | 1 | NA | NA | \Classifications\Building System Class\D10-Conveyance Systems\D1010 - Elevator\Wheelchair Lift - WCL | EQ-1005152
37-F1 | 37-F1 North County Regional Center - South | 37-F1-D1013-310-WCL05 | Wheel Chair Lifter - WCL05 | South Worth Products Corp | 114863 | LSO5-22 | OM00017927 | State ID# 114863 | 3rd Floor -DEPT 24 | NA | NA | NA | 1 | 115/230 | 21/10.5 | electric | 1 | NA | NA | \Classifications\Building System Class\D10-Conveyance Systems\D1010 - Elevator\Wheelchair Lift - WCL | EQ-1005153
37-F1 | 37-F1 North County Regional Center - South | 37-F1-D1013-310-WCL06 | Wheel Chair Lifter - WCL06 | South Worth Products Corp | 96745_A2 | LSO5-22 | OM00017928 | State ID# 114864 | 3rd Floor -DEPT 25 | NA | NA | NA | 1 | 115/230 | 21/10.5 | electric | 1 | NA | NA | \Classifications\Building System Class\D10-Conveyance Systems\D1010 - Elevator\Wheelchair Lift - WCL | EQ-1005154
37-F1 | 37-F1 North County Regional Center - South | 37-F1-D1013-310-WCL07 | Wheel Chair Lifter - WCL07 | South Worth Products Corp | 114855 | LSO5-22 | OM00017929 | State ID# 114855 | 4th Floor DEPT 26 | NA | NA | NA | 1 | 115/230 | 21/10.5 | electric | 1 | NA | NA | \Classifications\Building System Class\D10-Conveyance Systems\D1010 - Elevator\Wheelchair Lift - WCL | EQ-1005155
37-F1 | 37-F1 North County Regional Center - South | 37-F1-D1013-310-WCL08 | Wheel Chair Lifter - WCL08 | South Worth Products Corp | 96746_A1 | LSO5-22 | OM00017930 | State ID# 114856 | 4th Floor - DEPT 27 | NA | NA | NA | 1 | 115/230 | 21/10.5 | electric | 1 | NA | NA | \Classifications\Building System Class\D10-Conveyance Systems\D1010 - Elevator\Wheelchair Lift - WCL | EQ-1005156
37-F1 | 37-F1 North County Regional Center - South | 37-F1-D1013-310-WCL09 | Wheel Chair Lifter - WCL09 | South Worth Products Corp | DNA | LSO5-22 | OM00017931 | State ID# 114857 | 4th Floor -DEPT 28 | NA | NA | NA | 1 | 115/230 | 21/10.5 | electric | 1 | NA | NA | \Classifications\Building System Class\D10-Conveyance Systems\D1010 - Elevator\Wheelchair Lift - WCL | EQ-1005157
37-F1 | 37-F1 North County Regional Center - South | 37-F1-D1013-310-WCL10 | Wheel Chair Lifter - WCL10 | South Worth Products Corp | 96745_A6 | LSO5-22 | OM00017932 | State ID# 114858 | 4th Floor -DEPT 29 | NA | NA | NA | 1 | 115/230 | 21/10.5 | electric | 1 | NA | NA | \Classifications\Building System Class\D10-Conveyance Systems\D1010 - Elevator\Wheelchair Lift - WCL | EQ-1005158
37-F1 | 37-F1 North County Regional Center - South | 37-F1-D1013-310-WCL11 | Wheel Chair Lifter - WCL11 | South Worth Products Corp | 114859 | LSO5-22 | OM00017933 | State ID# 114859 | 4th Floor DEPT 30 | NA | NA | NA | 1 | 115/230 | 21/10.5 | electric | 1 | NA | NA | \Classifications\Building System Class\D10-Conveyance Systems\D1010 - Elevator\Wheelchair Lift - WCL | EQ-1005159
37-F1 | 37-F1 North County Regional Center - South | 37-F1-D1013-310-WCL12 | Wheel Chair Lifter | South Worth Products Corp | 96744_A6 | LSO5-22 | OM00017934 | State ID# 114860 | 4th Floor -DEPT 31 | NA | NA | NA | 1 | 115/230 | 21/10.5 | electric | 1 | NA | NA | \Classifications\Building System Class\D10-Conveyance Systems\D1010 - Elevator\Wheelchair Lift - WCL | EQ-1005160
37-F1 | 37-F1 North County Regional Center - South | 37-F1-D4031-100-FEX33 | FIRE EXTINGUSHER (33) | NA | NA | ABC | OM00028424 |  | Corridor | NA | NA | NA | NA | NA | NA | NA | NA | NA | NA | \Classifications\Building System Class\D40-Fire Protection SYS\D4030 - FIRE SPEC\Fire Extinguisher - FEX | EQ-1005161
37-F1 | 37-F1 North County Regional Center - South | 37-F1-B2010-100-CTY01 | Building | NA | NA | NA | OM00037901 | [12 empty] | \Classifications\Building System Class\B20-General Building Exterior\B2010 - Exterior Walls\Building - BLD | 1016557
37-F1 | 37-F1 North County Regional Center - South | 37-F1-G2023-150-PEG01 | Vehicular Gate Operator (Judges' Parking) | B & B Electromatic | H3381 | XLH2043 | OM00002485 | NA | Judges' Parking | NA | NA | NA | DNA | 440 | 2.8 | Electric | 3 | NA | NA | \Classifications\Building System Class\G20-Other Systems\G2020 - Parking Lots\Secured Parking Gate - PEG | 1018942
37-F1 | 37-F1 North County Regional Center - South | 37-F1-D3050-250-ACU01 | ACU (Sever Room) ACU01 | Compu-Aire | MK98-002-8402 | MKA-317(E) | OM00002490 |  | Secure hall Adjacent to Server Room, Unit is above ceiling | DNA | 22 1/2x30x1 | R-22 | 3/4 | 277 | 4.8 | Electric | 1 | 24,000 | 24,000 | \Classifications\Building System Class\D30-HVAC Systems\D3050 - Package SYS\Air Conditioning,Split System - ACU | 1019757
37-F1 | 37-F1 North County Regional Center - South | 37-F1-D3050-250-ACU02 | ACU (Information Room) ACU02 | Compu-Aire | MK98-002-8402 | MKA-317(E) | OM00002489 |  | Information Systems | DNA | 16x20x2 (2), 22 1/2x30x1(2) | R-22 | 3/4 | 277 | 4.8 | Electric | 1 | 24,000 | 24,000 | \Classifications\Building System Class\D30-HVAC Systems\D3050 - Package SYS\Air Conditioning,Split System - ACU | 1019765
37-F1 | 37-F1 North County Regional Center - South | 37-F1-D4094-450-SFM01 | Halon Fire Suppression System | KIDDE | DNA | DNA | OM00002491 |  | Information Systems | NA | NA | NA | NA | NA | NA | NA | NA | NA | NA | \Classifications\Building System Class\D40-Fire Protection SYS\D4090 - Other Fire Protection Systems\Fire Suppression, Gaseous - SFM | 1019767
37-F2 | 37-F2 North County Regional Center - North | 37-F2-D4031-100-FEX62 | Fire Extinguisher (FEX62) | NA | NA | NA | OM00028428 |  | Family | NA | NA | NA | NA | NA | NA | NA | NA | NA | NA | \Classifications\Building System Class\D40-Fire Protection SYS\D4030 - FIRE SPEC\Fire Extinguisher - FEX | EQ-1002623
37-F2 | 37-F2 North County Regional Center - Vista Center | 37-F2-D2018-100-DKF15 | No 1 Water Drinking Fountains | Elkay | S010421359 | EBF58A | OM00017290 | NA | West Corridor | NA | NA | R-134A | 0.25 | 115 | 5 | NA | 1 | NA | NA | \Classifications\Building System Class\D20-Plumbing\D2010 - Plumb Fix\Drink Fountain (Refr Indvl Wtrcooler) - DKF | EQ-1002624
37-F2 | 37-F2 North County Regional Center - Vista Center | 37-F2-D2018-100-DKF16 | No. 2 Water Drinking Fountains | Elkay | EBFS8A | EBF58A | OM00017237 | NA | West Corridor | NA | NA | R-134A | 0.25 | 115 | 5 | NA | 1 | NA | NA | \Classifications\Building System Class\D20-Plumbing\D2010 - Plumb Fix\Drink Fountain (Refr Indvl Wtrcooler) - DKF | EQ-1002625
37-F2 | 37-F2 North County Regional Center - Vista Center | 37-F2-D2018-100-DKF17 | No. 3 Water Drinking Fountains | Hasley Taylor | HAC-8F-Q | HAC-8F-Q | OM00017238 | NA | Central | NA | NA | R-134A | 0.25 | 115 | 5 | NA | 1 | NA | NA | \Classifications\Building System Class\D20-Plumbing\D2010 - Plumb Fix\Drink Fountain (Refr Indvl Wtrcooler) - DKF | EQ-1002626
37-F2 | 37-F2 North County Regional Center - Vista Center | 37-F2-D2018-100-DKF18 | No. 4 Water Drinking Fountains | Elkay | EBFS8A | EBF58A | OM00017239 | NA | Central | NA | NA | R-134A | 0.25 | 115 | 5 | NA | 1 | NA | NA | \Classifications\Building System Class\D20-Plumbing\D2010 - Plumb Fix\Drink Fountain (Refr Indvl Wtrcooler) - DKF | EQ-1002627
37-F2 | 37-F2 North County Regional Center - Vista Center | 37-F2-D2018-100-DKF19 | No. 5 Water Drinking Fountains | Hasley Taylor | HAC-8F-Q | HAC-8F-Q | OM00017240 | NA | East Corridor | NA | NA | R-134A | 0.25 | 115 | 5 | NA | 1 | NA | NA | \Classifications\Building System Class\D20-Plumbing\D2010 - Plumb Fix\Drink Fountain (Refr Indvl Wtrcooler) - DKF | EQ-1002628
37-F2 | 37-F2 North County Regional Center - Vista Center | 37-F2-D2018-100-DKF21 | No. 7 Water Drinking Fountains | Hasley Taylor | HAC-8F-Q | HAC-8F-Q | OM00017291 | NA | Central | NA | NA | R-134A | 0.25 | 115 | 5 | NA | 1 | NA | NA | \Classifications\Building System Class\D20-Plumbing\D2010 - Plumb Fix\Drink Fountain (Refr Indvl Wtrcooler) - DKF | EQ-1002630
37-F2 | 37-F2 North County Regional Center - Vista Center | 37-F2-D2018-100-DKF22 | No. 8 Water Drinking Fountains | Sunroc | E285116B | BS114 | OM00017319 | NA | Dept's Corridor | NA | NA | R-22 | 0.25 | 115 | 5 | NA | 1 | NA | NA | \Classifications\Building System Class\D20-Plumbing\D2010 - Plumb Fix\Drink Fountain (Refr Indvl Wtrcooler) - DKF | EQ-1002631
37-F2 | 37-F2 North County Regional Center - Vista Center | 37-F2-D2018-100-DKF23 | No. 9 Water Drinking Fountains | Hasley Taylor | 72300-004101 | HAC-8F-Q | OM00017320 | NA | Dept's Corridor | NA | NA | R-134A | 0.25 | 115 | 5 | NA | 1 | NA | NA | \Classifications\Building System Class\D20-Plumbing\D2010 - Plumb Fix\Drink Fountain (Refr Indvl Wtrcooler) - DKF | EQ-1002632
37-F2 | 37-F2 North County Regional Center - Vista Center | 37-F2-D2018-100-DKF25 | No. 11 Water Drinking Fountains | Sunroc | E293913C | MSW14 | OM00017322 | NA | Dept's Corridor | NA | NA | R-134A | 0.25 | 115 | 5 | NA | 1 | NA | NA | \Classifications\Building System Class\D20-Plumbing\D2010 - Plumb Fix\Drink Fountain (Refr Indvl Wtrcooler) - DKF | EQ-1002634
37-F2 | 37-F2 North County Regional Center - Vista Center | 37-F2-D2018-100-DKF26 | No. 12 Water Drinking Fountains | Sunroc | E296912C | XSW14 | OM00017323 | NA | Dept's Corridor | NA | NA | R-134A | 0.25 | 115 | 5 | NA | 1 | NA | NA | \Classifications\Building System Class\D20-Plumbing\D2010 - Plumb Fix\Drink Fountain (Refr Indvl Wtrcooler) - DKF | EQ-1002635
37-F2 | 37-F2 North County Regional Center - Vista Center | 37-F2-D3041-110-AHU01 | ""G"" AIR HANDLER | Aladdin Air Handling Equipment | 71090 | 5B | OM00017324 | NA | Roof | B-95 (1) | (4) 24 X24X2"" | NA | 10 & 3 | 208-230/460 | 25.4-24/12 | Electric | 3 | NA | NA | \Classifications\Building System Class\D30-HVAC Systems\D3040 - Distribution SYS\Air Handling Unit - AHU | EQ-1002636
37-F2 | 37-F2 North County Regional Center - North | 37-F2-D3041-110-AHU02 | ""H"" AIR HANDLER | Aladdin Air Handling Equipment | 71087-2 | BA | OM00017325 | NA | Roof | B116 (1) | (9) 24 X24X2 | Chilled water | 15 &15 | 208-230/460 | 38.8-27/18.5 | Electric | 3 | NA | NA | \Classifications\Building System Class\D30-HVAC Systems\D3040 - Distribution SYS\Air Handling Unit - AHU | EQ-1002637
37-F2 | 37-F2 North County Regional Center - North | 37-F2-D3041-110-AHU03 | ""J"" AIR HANDLER | Aladdin | 71087-5 | DNA | OM00017326 | NA | Roof | B112 (1) | (9) 24 X24X2 | NA | 20 &15 | 208-230/460 | 38.8-37/18.5 | Electric | 3 | NA | NA | \Classifications\Building System Class\D30-HVAC Systems\D3040 - Distribution SYS\Air Handling Unit - AHU | EQ-1002638
37-F2 | 37-F2 North County Regional Center - North | 37-F2-D3041-110-AHU04 | ""K"" AIR HANDLER | Aladdin | 71091 | BA | OM00017327 | NA | Roof | B133/B135 | (12) 24 X24X2 | NA | 25 & 3 | 230/460 | 57.9/29.0 | Electric | 3 | NA | NA | \Classifications\Building System Class\D30-HVAC Systems\D3040 - Distribution SYS\Air Handling Unit - AHU | EQ-1002639
37-F2 | 37-F2 North County Regional Center - North | 37-F2-D3041-110-AHU05 | ""L"" AIR HANDLER | Aladdin Air Handling Equipment | 71092 | BA | OM00017328 | NA | Roof | B124 (3) | 24 X24X2 (12) | NA | 20 & 10 | 230/460 | 46.7/23.4 | Electric | 3 | NA | NA | \Classifications\Building System Class\D30-HVAC Systems\D3040 - Distribution SYS\Air Handling Unit - AHU | EQ-1002640
37-F2 | 37-F2 North County Regional Center - North | 37-F2-D3041-110-AHU06 | AIR HANDLER | Aladdin Air Handling Equipment | 70863 | HC | OM00017334 | NA | Basement | B105(2) | (12) 24 X24X2"" | NA | 15 & 5 | 230/460 | 40/20 | Electric | 3 | NA | NA | \Classifications\Building System Class\D30-HVAC Systems\D3040 - Distribution SYS\Air Handling Unit - AHU | EQ-1002641
37-F2 | 37-F2 North County Regional Center - North | 37-F2-D3050-250-ACU01 | Air Conditioning Split Unit | York | EFEM236893 | H2DH036S06B | OM00014088 |  | Judges Secured Parking Area | NA | (12)24X24X2"" | R-22 | DNA | 208-230/460 | 21.5 | Electric | 3 | NA | NA | \Classifications\Building System Class\D30-HVAC Systems\D3050 - Package SYS\Air Conditioning,Split System - ACU | EQ-1002642
37-F2 | 37-F2 North County Regional Center - Vista Center | 37-F2-D2040-100-PSU01 | Sump Pump | Gorman Rupp Company | 910430 | SI1/2A3A | OM00017943 | NA | Basement | NA | NA | NA | DNA | 115 | 5.4 | Electric | 1 | NA | NA | \Classifications\Building System Class\D20-Plumbing\D2040 - Rain Drain\Sump Pump - PSU | EQ-1002643
37-F2 | 37-F2 North County Regional Center - North | 37-F2-D3042-220-EFN02 | EXHAUST FAN EF-8-3 | Carness | 327671.005 | VEBL10L?AIUA20SPC1 | OM00017338 | NA | Roof of the Building | 4L210H | NA | NA | 0.25 | 115 | 5 | Electric | 1 | NA | NA | \Classifications\Building System Class\D30-HVAC Systems\D3040 - Distribution SYS\Supply/Exhaust/Return fans- FAN | EQ-1002645
37-F2 | 37-F2 North County Regional Center - North | 37-F2-D3042-220-EFN03 | EXHAUST FAN EF-12-1 | Carness | 327671.007 | VEBK12L?AIUA20SPC1 | OM00017339 | NA | Building | 4L230 | NA | NA | 0.25 | 115 | 5 | Electric | 1 | NA | NA | \Classifications\Building System Class\D30-HVAC Systems\D3040 - Distribution SYS\Supply/Exhaust/Return fans- FAN | EQ-1002646
37-F2 | 37-F2 North County Regional Center - Vista Center | 37-F2-D3042-220-EFN04 | EXHAUST FAN EF-12-2 | Carnes | 327671.009 | VEBK18L?AIUA20SPC1 | OM00017340 | NA | Roof | 4L210H (1) | NA | NA | 1/4 | 115/230 | 6.2/3.1 | Electric | 1 | NA | NA | \Classifications\Building System Class\D30-HVAC Systems\D3040 - Distribution SYS\Supply/Exhaust/Return fans- FAN | EQ-1002647
37-F2 | 37-F2 North County Regional Center - Vista Center | 37-F2-D3042-220-EFN06 | EXHAUST FAN E-9-1 | DNA | DNA | DNA | OM00017344 | NA | ROOF | 4L-410H (1) | NA | NA | 0.50 | 115 | 8.3 | Electric | 1 | NA | NA | \Classifications\Building System Class\D30-HVAC Systems\D3040 - Distribution SYS\Supply/Exhaust/Return fans- FAN | EQ-1002649
37-F2 | 37-F2 North County Regional Center - Vista Center | 37-F2-D3042-220-EFN07 | EXHAUST FAN E-9-2 | DNA | DNA | DNA | OM00017345 | NA | Roof | 4L420 | NA | NA | 3/4 | 208-230/460 | 2.8-2.8/1.4 | Electric | 3 | NA | NA | \Classifications\Building System Class\D30-HVAC Systems\D3040 - Distribution SYS\Supply/Exhaust/Return fans- FAN | EQ-1002650
37-F2 | 37-F2 North County Regional Center - North | 37-F2-D3042-220-EFN08 | EXHAUST FAN E-13-1 | DNA | DNA | DNA | OM00017346 | NA | Building | 4L410 | NA | NA | 1/4 | 115 | 5.1 | Electric | 1 | NA | NA | \Classifications\Building System Class\D30-HVAC Systems\D3040 - Distribution SYS\Supply/Exhaust/Return fans- FAN | EQ-1002651
37-F2 | 37-F2 North County Regional Center - Vista Center | 37-F2-D3042-220-EFN10 | EXHAUST FAN 10 | Carnes | 327671.004 | VEBK10K2AUA20SPC1 | OM00017348 | NA | Roof | 4L-210 (1) | NA | NA | 1/6 | 115 | 3.59 | Electric | 1 | NA | NA | \Classifications\Building System Class\D30-HVAC Systems\D3040 - Distribution SYS\Supply/Exhaust/Return fans- FAN | EQ-1002653
37-F2 | 37-F2 North County Regional Center - North | 37-F2-D3042-220-EFN11 | EXHAUST FAN 11 | DNA | Unkown | DNA | OM00017349 | NA | Roof | 4L-420H (1) | NA | NA | 1/4 | 115 | 4.2 | Electric | 1 | NA | NA | \Classifications\Building System Class\D30-HVAC Systems\D3040 - Distribution SYS\Supply/Exhaust/Return fans- FAN | EQ-1002654
37-F2 | 37-F2 North County Regional Center - Vista Center | 37-F2-D3042-220-EFN12 | EXHAUST FAN E-10-2 | DNA | DNA | DNA | OM00017350 | NA | ROOF | 4l-410 (1) | NA | NA | 1/4 | 115 | 3.9 | Electric | 1 | NA | NA | \Classifications\Building System Class\D30-HVAC Systems\D3040 - Distribution SYS\Supply/Exhaust/Return fans- FAN | EQ-1002655
37-F2 | 37-F2 North County Regional Center - North | 37-F2-D3042-220-EFN13 | EXHAUST FAN E-10-1 | DNA | Unkown | DNA | OM00017351 | NA | Roof | 4l-410H (1) | NA | NA | 1/4 | 115 | 3.9 | Electric | 1 | NA | NA | \Classifications\Building System Class\D30-HVAC Systems\D3040 - Distribution SYS\Supply/Exhaust/Return fans- FAN | EQ-1002656
37-F2 | 37-F2 North County Regional Center - North | 37-F2-D5092-250-EML99 | No. 65 Emergrency Exit Sign | NA | NA | NA | OM00028429 |  | Hallway | NA | NA | NA | NA | DNA | DNA | Electric | DNA | NA | NA | \Classifications\Building System Class\D50-Electrical SYS\D5090 - Elec SYS\Emergency And Exit Lighting - EML | EQ-1002756
37-F2 | 37-F2 North County Regional Center - Vista Center | 37-F2-D2018-100-DKF01 | No. 1 Water Fountain | Elkay | S010421359 | EBFS8A | OM00017290 | NA | Common West | NA | NA | R-134A | 0.25 | 115 | 5 | NA | 1 | NA | NA | \Classifications\Building System Class\D20-Plumbing\D2010 - Plumb Fix\Drink Fountain (Refr Indvl Wtrcooler) - DKF | EQ-1002774
37-F2 | 37-F2 North County Regional Center - Vista Center | 37-F2-D2018-100-DKF03 | No. 3 Water Fountain | Hasley Taylor | 94024965B | HAC-8F-Q | OM00017938 | NA | Central | NA | NA | R-134A | 0.25 | 115 | 5 | NA | 1 | NA | NA | \Classifications\Building System Class\D20-Plumbing\D2010 - Plumb Fix\Drink Fountain (Refr Indvl Wtrcooler) - DKF | EQ-1002776
37-F2 | 37-F2 North County Regional Center - Vista Center | 37-F2-D2018-100-DKF04 | No. 4 Water Fountain | Elkay | NONE | EBFS8A | OM00017939 | NA | Common West | NA | NA | R-134A | 0.25 | 115 | 5 | NA | 1 | NA | NA | \Classifications\Building System Class\D20-Plumbing\D2010 - Plumb Fix\Drink Fountain (Refr Indvl Wtrcooler) - DKF | EQ-1002777
37-F2 | 37-F2 North County Regional Center - Vista Center | 37-F2-D2018-100-DKF05 | No. 5 Water Fountain | Hasley Taylor | 940249659 | HAC-8F-Q | OM00017940 | NA | Common East | NA | NA | R-134A | 0.25 | 115 | 5 | NA | 1 | NA | NA | \Classifications\Building System Class\D20-Plumbing\D2010 - Plumb Fix\Drink Fountain (Refr Indvl Wtrcooler) - DKF | EQ-1002778
37-F2 | 37-F2 North County Regional Center - Vista Center | 37-F2-D2018-100-DKF06 | No. 6 Water Fountain | Elkay | NONE | EBFS8A | OM00017289 | NA | Common East | NA | NA | R-134A | 0.25 | 115 | 5 | NA | 1 | NA | NA | \Classifications\Building System Class\D20-Plumbing\D2010 - Plumb Fix\Drink Fountain (Refr Indvl Wtrcooler) - DKF | EQ-1002779
37-F2 | 37-F2 North County Regional Center - Vista Center | 37-F2-D2018-100-DKF08 | No. 8 Water Fountain | Sunroc | E285116B | B5114 | OM00017290 | NA | DEPT Corridor | NA | NA | R-134A | 0.25 | 115 | 5 | NA | 1 | NA | NA | \Classifications\Building System Class\D20-Plumbing\D2010 - Plumb Fix\Drink Fountain (Refr Indvl Wtrcooler) - DKF | EQ-1002781
37-F2 | 37-F2 North County Regional Center - Vista Center | 37-F2-D2018-100-DKF10 | No. 10 Water Fountain | Elkay | 980754958 | EBFS8A-1A | OM00017321 | NA | DEPT Corridor | NA | NA | R-134A | 0.25 | 115 | 5 | NA | 1 | NA | NA | \Classifications\Building System Class\D20-Plumbing\D2010 - Plumb Fix\Drink Fountain (Refr Indvl Wtrcooler) - DKF | EQ-1002783
37-F2 | 37-F2 North County Regional Center - Vista Center | 37-F2-D2018-100-DKF12 | No. 12 Water Fountain | Sunroc | E296912C | XSW14 | OM00017323 | NA | Common West | NA | NA | R-134A | 0.25 | 115 | 5 | NA | 1 | NA | NA | \Classifications\Building System Class\D20-Plumbing\D2010 - Plumb Fix\Drink Fountain (Refr Indvl Wtrcooler) - DKF | EQ-1002785
37-F2 | 37-F2 North County Regional Center - Vista Center | 37-F2-D2018-100-DKF13 | No. 13 Water Fountain | HAWS | 97325024 | HWCA8F | OM00017903 | NA | Common West | NA | NA | R-134A | 0.25 | 115 | 5 | NA | 1 | NA | NA | \Classifications\Building System Class\D20-Plumbing\D2010 - Plumb Fix\Drink Fountain (Refr Indvl Wtrcooler) - DKF | EQ-1002786
37-F2 | 37-F2 North County Regional Center - North | 37-F2-D1010-100-ELE01 | Employee Elevator ELE01 | US ELEVATOR CORP. | 01-356-12282 | DNA | OM00017329 | State ID# 062918 | NA | NA | NA | NA | 25 | 400 | 36 | ELECTRIC | 3 | NA | NA | \Classifications\Building System Class\D10-Conveyance Systems\D1010 - Elevator\Elevator,Electric,Pass/Freight - ELE | EQ-1002788
37-F2 | 37-F2 North County Regional Center - North | 37-F2-B2010-100-BLD01 | Building Structure | NA | NA | NA | OM00028426 | NA | NA | NA | NA | NA | NA | NA | NA | NA | NA | NA | NA | \Classifications\Building System Class\B20-General Building Exterior\B2010 - Exterior Walls\Building - BLD | EQ-1007332
37-F2 | 37-F2 North County Regional Center - North | 37-F2-B3010-100-RUF01 | Roofing Systems | NA | NA | NA | OM00028427 |  | NA | NA | NA | NA | NA | NA | NA | NA | NA | NA | NA | \Classifications\Building System Class\B30-Roofing\B3010 - Roof Types\Roof - RUF | EQ-1007509
37-F2 | 37-F2 North County Regional Center - North | 37-F2-D2040-100-PSU02 | SUMP PUMP PSU02 | Zogler Pump | 137-0051 | M137-C | OM00014059 |  | At the Bottom of Stairs | NA | NA | NA | 1/2 | 115 | DNA | Electric | 1 | NA | NA | \Classifications\Building System Class\D20-Plumbing\D2040 - Rain Drain\Sump Pump - PSU | 1014494
37-F2 | 37-F2 North County Regional Center - North | 37-F2-D3042-220-EFN01 | EXHAUST FAN E-8-1 | DNA | DNA | DNA | OM00017336 |  | ROOF | 4L-410 | NA | NA | 1/3 | 115 | 6.1/3.8 | Electric | 1 | NA | NA | \Classifications\Building System Class\D30-HVAC Systems\D3040 - Distribution SYS\Supply/Exhaust/Return fans- FAN | 1014495
37-F2 | 37-F2 North County Regional Center - North | 37-F2-D3042-220-EFN05 | EXHAUST FAN # 12 | Carnes | 327671.001 | VEBK08L?AIUA20SPC1 | OM00028372 |  | ROOF | 4L220H (1) | NA | NA | 0.25 | 115 | 5 | Electric | 1 | NA | NA | \Classifications\Building System Class\D30-HVAC Systems\D3040 - Distribution SYS\Supply/Exhaust/Return fans- FAN | 1014496
37-F2 | 37-F2 North County Regional Center - North | 37-F2-D3042-220-EFN09 | EXHAUST FAN E-7-A | DNA | DNA | DNA | OM00017335 |  | ROOF | 4L-420H (1) | NA | NA | 1/4 | 115 | 4.2 | Electric | 1 | NA | NA | \Classifications\Building System Class\D30-HVAC Systems\D3040 - Distribution SYS\Supply/Exhaust/Return fans- FAN | 1014497
37-F2 | 37-F2 North County Regional Center - North | 37-F2-D3042-220-EFN14 | EXHAUST FAN E-8-2 | DNA | DNA | DNA | OM00017337 |  | ROOF | 4L-540 | NA | NA | 1/2 | 208-220/440 | 2.0/1.0 | Electric | 3 | NA | NA | \Classifications\Building System Class\D30-HVAC Systems\D3040 - Distribution SYS\Supply/Exhaust/Return fans- FAN | 1014498
37-F2 | 37-F2 North County Regional Center - North | 37-F2-D5037-710-FAP01 | Fire Alarm Panel | Notifier a Pittway Company | DNA | 2020 | OM00014371 | NA | Rear of 37-F2 North | NA | NA | NA | NA | 110 | 20 | Electric | 1 | NA | NA | \Classifications\Building System Class\D50-Electrical SYS\D5030 - Comm & Security\Fire Alarm Panel - FAP | 1014897
37-F2 | 37-F2 North County Regional Center - North | 37-F2-D4010-150-FMS01 | Stand Pipe | NA | NA | CSC | OM00014348 | NA | Jail AHU room | NA | NA | NA | NA | NA | NA | NA |  | NA | NA | \Classifications\Building System Class\D40-Fire Protection SYS\D4010 - Sprinkler SYS\Fire Systems, stand pipes - FMS | 1014898
37-F2 | 37-F2 North County Regional Center - North | 37-F2-D3068-100-BAS01 | Buiding Automation System - BAS01 | Siemens | DNA | DNA | OM00014349 |  | AOC Maintenance Shop | NA | NA | NA | NA | 110 | DNA | Electric | 1 | NA | NA | \Classifications\Building System Class\D30-HVAC Systems\D3060 - Control & Inst Air\Building Automation System - BAS | 1015287
37-F2 | 37-F2 North County Regional Center - North | 37-F2-D3041-230-RFN06 | Return Fan (Rm E7) | Aladdin Air Handling Equip | 716951 | B8 | OM00002568 |  | Roof Room E7 | B80 (1) | NA | NA | 3 | 208-230/460 | 9-8.4/4.2 | Electric | 3 | NA | NA | \Classifications\Building System Class\D30-HVAC Systems\D3040 - Distribution SYS\Supply/Exhaust/Return fans- FAN | 1019196
37-F2 | 37-F2 North County Regional Center - North | 37-F2-D3041-230-RFN07 | Return Fan #7A (AHU Rm) | Aladdin Air Handling Equip | 70866 | BA | OM00002447 |  | Air Handler Room | NA | NA | NA | 5 | 208-230/460 | 14.5-13.1/6.54 | Electric | 3 | NA | NA | \Classifications\Building System Class\D30-HVAC Systems\D3040 - Distribution SYS\Supply/Exhaust/Return fans- FAN | 1019197
37-F2 | 37-F2 North County Regional Center - North | 37-F2-D3041-230-RFN08 | Return Fan #8 (Roof Rm H) RFN08 | Aladdin Air Handling Equip | 710894 | BA | OM00002564 |  | Roof Room H | B105 (2) | NA | NA | 5 | 230/460 | 12.6/6.3 | NA | 3 | NA | NA | \Classifications\Building System Class\D30-HVAC Systems\D3040 - Distribution SYS\Supply/Exhaust/Return fans- FAN | 1019198
37-F2 | 37-F2 North County Regional Center - North | 37-F2-D3041-230-RFN09 | Return Fan #9 (Roof Rm H) RFN09 | Aladdin Air Handling Equip | 710895 | BA | OM00002445 |  | Roof Room H | B105 (2) | NA | NA | 7.5 | 208-230/460 | 21-18.8/9.4 | Electric | 3 | NA | NA | \Classifications\Building System Class\D30-HVAC Systems\D3040 - Distribution SYS\Supply/Exhaust/Return fans- FAN | 1019199
37-F2 | 37-F2 North County Regional Center - North | 37-F2-D3041-230-RFN10 | Return Fan #10 (Roof Rm J) | Aladdin Air Handling Equip | 710896 | BA | OM00002562 |  | Roof Room J | B105 (2) | NA | NA | 7.5 | 208-230/460 | 21-18.8/9.4 | Electric | 3 | NA | NA | \Classifications\Building System Class\D30-HVAC Systems\D3040 - Distribution SYS\Supply/Exhaust/Return fans- FAN | 1019200
37-F2 | 37-F2 North County Regional Center - North | 37-F2-D3041-230-RFN11 | Return Fan #11 (Roof Rm J) | Aladdin Air Handling Equip | 710897 | BA | OM00002566 |  | Roofm Room J | B108 (2) | NA | NA | 5 | 208-230/460 | 13.9-13.4/6.7 | Electric | 3 | NA | NA | \Classifications\Building System Class\D30-HVAC Systems\D3040 - Distribution SYS\Supply/Exhaust/Return fans- FAN | 1019201
37-F2 | 37-F2 North County Regional Center - North | 37-F2-D3041-230-RFN12 | Return Fan #12 (Roof Rm K) | Aladdin Air Handling Equip | 710911 | BA | OM00002446 |  | Roof, Roof Room K | B136 (2) | NA | NA | 7.5 | 230/460 | 17.8/8.9 | Electric | 3 | NA | NA | \Classifications\Building System Class\D30-HVAC Systems\D3040 - Distribution SYS\Supply/Exhaust/Return fans- FAN | 1019202
37-F2 | 37-F2 North County Regional Center - North | 37-F2-D3041-230-RFN13 | Return Fan #13 (Roof Rm L) | Aladdin Air Handling Equip | 710921 | BA | OM00002563 |  | Roof Room L | B133 (2) | NA | NA | 7.5 | 230/460 | 18.6/9.3 | Electric | 3 | NA | NA | \Classifications\Building System Class\D30-HVAC Systems\D3040 - Distribution SYS\Supply/Exhaust/Return fans- FAN | 1019210
37-F2 | 37-F2 North County Regional Center - North | 37-F2-D3041-110-AHU07 | Air Handler Unit (Roof Room H) | Aladdin Air Handling Equip | 710873 | DNA | OM00002565 |  | Roof Room H | B116 (3) | 24x24x2 (9) | NA | 7.5 | 208-230/460 | 38.8-37/18.5 | Electric | 3 | NA | NA | \Classifications\Building System Class\D30-HVAC Systems\D3040 - Distribution SYS\Air Handling Unit - AHU | 1019211
37-F2 | 37-F2 North County Regional Center - North | 37-F2-D3041-110-AHU08 | Air Handler Unit (Roof Room J) | Aladdin Air Handling Equip | 710874 | BA | OM00002567 |  | Roof Room J | B116 (3) | 24x24x2 (12) | NA | 20 | 208-230/460 | 51-48/24 | Electric | 3 | NA | NA | \Classifications\Building System Class\D30-HVAC Systems\D3040 - Distribution SYS\Air Handling Unit - AHU | 1019212
37-F3 | 37-F3 North County Regional Center - Annex | 37-F3-D3041-110-AHU01 | No. 1 Air Handler Supply | McQuay | DNA | DNA | OM00014075 | NA | Floor 1 HVAC RM | 5VX450 (2) | (12) 24X24X2"" | NA | 15 | 230/460 | 40.6/20.3 | Electric | 3 | NA | NA | \Classifications\Building System Class\D30-HVAC Systems\D3040 - Distribution SYS\Air Handling Unit - AHU | EQ-1002968
37-F3 | 37-F3 North County Regional Center - Annex | 37-F3-D3041-110-AHU02 | No. 2 Air Handler Supply | McQuay | DNA | DNA | OM00014077 | NA | Floor 1 HVAC RM | BX34 (2) | (12) 20X24X2"" | NA | 10 | 230/460 | 28/14 | Electric | 1 | NA | NA | \Classifications\Building System Class\D30-HVAC Systems\D3040 - Distribution SYS\Air Handling Unit - AHU | EQ-1002969
37-F3 | 37-F3 Annex | 37-F3-D3042-220-EFN01 | No. 1 Exhaust Fan | Carnes | 600651001 | 1VA20SPC1 | OM00028418 | NA | Roof | NA | NA | NA | 1/20 | 115 | 1.9 | Electric | 1 | NA | NA | \Classifications\Building System Class\D30-HVAC Systems\D3040 - Distribution SYS\Supply/Exhaust/Return fans- FAN | EQ-1002974
37-F3 | 37-F3 North County Regional Center - Annex | 37-F3-D3042-220-EFN02 | No. 2 Exhaust Fan | Carnes | 327671006 | VEBK10L2A1UA20SP01 | OM00017962 | NA | Roof | 4L-220 | NA | NA | 0.25 | 115 | 1.85 | Electric | 1 | NA | NA | \Classifications\Building System Class\D30-HVAC Systems\D3040 - Distribution SYS\Supply/Exhaust/Return fans- FAN | EQ-1002975
37-F3 | 37-F3 North County Regional Center - Annex | 37-F3-D3042-220-EFN03 | No. 3 Exhaust Fan | Carnes | 327671.03 | VEBK10L2A1UA20SPC1 | OM00017963 | NA | Roof | 4L-220 | NA | NA | 0.25 | 115 | 1.85 | Electric | 1 | NA | NA | \Classifications\Building System Class\D30-HVAC Systems\D3040 - Distribution SYS\Supply/Exhaust/Return fans- FAN | EQ-1002976
37-F3 | 37-F3 North County Regional Center - Annex | 37-F3-D3042-220-EFN04 | No. 4 Exhaust Fan | Carnes | 327671002 | VEBK8L2A1UA20SPC1 | OM00017964 | NA | Roof | 4L-220 | NA | NA | 0.25 | 115 | 1.85 | Electric | 1 | NA | NA | \Classifications\Building System Class\D30-HVAC Systems\D3040 - Distribution SYS\Supply/Exhaust/Return fans- FAN | EQ-1002977
37-F3 | 37-F3 North County Regional Center - Annex | 37-F3-D3042-220-EFN05 | No. 5 Exhaust Fan | Carnes | 327671008 | VEBK10L2A1UA20SPC1 | OM00017965 | NA | Roof | 4L-230 | NA | NA | 0.25 | 115 | 1.85 | Electric | 1 | NA | NA | \Classifications\Building System Class\D30-HVAC Systems\D3040 - Distribution SYS\Supply/Exhaust/Return fans- FAN | EQ-1002978
37-F3 | 37-F3 North County Regional Center - Annex | 37-F3-D3042-220-EFN06 | No. 6 Exhaust Fan | Carnes | 327671010 | VEBK0SL7A1U20SPCI | OM00017961 | NA | Roof | NA | NA | NA | 1/20 | 115 | 1.85 | Electric | 1 | NA | NA | \Classifications\Building System Class\D30-HVAC Systems\D3040 - Distribution SYS\Supply/Exhaust/Return fans- FAN | EQ-1002979
37-F3 | 37-F3 North County Regional Center - Annex | 37-F3-D5092-250-EML26 | No. 26 Emergency Exit Sign | NA | NA | NA | OM00028433 |  | DEPT 33 | NA | NA | NA | DNA | DNA | DNA | Electric | DNA | NA | NA | \Classifications\Building System Class\D50-Electrical SYS\D5090 - Elec SYS\Emergency And Exit Lighting - EML | EQ-1003005
37-F3 | 37-F3 North County Regional Center - Annex | 37-F3-D3044-125-PHW01 | Hot Water Pump #1 | Armstrong | 476597 | 1.5x1x64030 | OM00017865 | NA | Floor 1, HVAC RM | NA | NA | NA | 3 | 230/460 | 7.4/3.7 | Electric | 3 | NA | NA | \Classifications\Building System Class\D30-HVAC Systems\D3040 - Distribution SYS\Hot Water Pump - PHW | EQ-1003006
37-F3 | 37-F3 North County Regional Center - Annex | 37-F3-D3031-100-PCH01 | Chilled Water Pump #3 | Armstrong | 476286 | 1.5x1x64030 | OM00017867 | NA | FLOOR 1, HVAC RM | NA | NA | NA | 1 1/2 | 230/460 | 4.2/2.1 | Electric | NA | NA | NA | \Classifications\Building System Class\D30-HVAC Systems\D3030 - Cooling SYS\Chilled Water Pump - PCH | EQ-1003008
37-F3 | 37-F3 Annex | 37-F3-D2023-310-HWP05 | Hot Water Pump Domestic, Circulating | GrundFos Pump | 311 | 59896174 | OM00014074 | NA | FLOOR 1, HVAC RM | NA | NA | NA | DNA | DNA | DNA | ELECTRIC | DNA | NA | NA | \Classifications\Building System Class\D20-Plumbing\D2020 - Domestic Water\Domestic Hot Water Circulating Pump - HWP | EQ-1003010
37-F3 | 37-F3 North County Regional Center - Annex | 37-F3-D3044-125-PHW06 | Industrial Boiler Circulating Pump | Bell/Gossett | 35S | 105089 | OM00014351 | NA | Outside | NA | NA | NA | 1/2 | 115/230 | 5.2/2.6 | Electric | 1 | NA | NA | \Classifications\Building System Class\D30-HVAC Systems\D3040 - Distribution SYS\Hot Water Pump - PHW | EQ-1003011
37-F3 | 37-F3 North County Regional Center - Annex | 37-F3-D4031-100-FEX05 | No. 5 Fire Extingushier | NA | NA | NA | OM00028432 |  | Floor 1 Common | NA | NA | NA | NA | NA | NA | NA | NA | NA | NA | \Classifications\Building System Class\D40-Fire Protection SYS\D4030 - FIRE SPEC\Fire Extinguisher - FEX | EQ-1003016
37-F3 | 37-F3 North County Regional Center - Annex | 37-F3-B2010-100-BLD01 | Building Structure | NA | NA | NA | OM00028430 |  | All | NA | NA | NA | NA | NA | NA | NA | NA | NA | NA | \Classifications\Building System Class\B20-General Building Exterior\B2010 - Exterior Walls\Building - BLD | EQ-1007333
37-F3 | 37-F3 North County Regional Center - Annex | 37-F3-B3010-100-RUF01 | Roofing Systems | NA | NA | NA | OM00028431 |  | NA | NA | NA | NA | NA | NA | NA | NA | NA | NA | NA | \Classifications\Building System Class\B30-Roofing\B3010 - Roof Types\Roof - RUF | EQ-1007510
37-F3 | 37-F3 North County Regional Center - Annex | 37-F3-D1013-310-WCL01 | Wheel Chair Lift - WCL01 | DNA | DNA | DNA | OM00014055 | State ID# 154137 (locked out) | Floor 1 Dept 32 | NA | NA | 1 | 1 | 240 | 10.5 | Electric | 1 | NA | NA | \Classifications\Building System Class\D10-Conveyance Systems\D1010 - Elevator\Wheelchair Lift - WCL | 1011135
37-F3 | 37-F3 North County Regional Center - Annex | 37-F3-D1013-310-WCL02 | Wheelchair Lift - WCL02 | DNA | DNA | DNA | OM00014056 | NONE (Locked Out) | Floor 1 Dept 33 | NA | NA | NA | 1 | 240 | 10.5 | Electric | 1 | NA | NA | \Classifications\Building System Class\D10-Conveyance Systems\D1010 - Elevator\Wheelchair Lift - WCL | 1011136
37-F3 | 37-F3 North County Regional Center - Annex | 37-F3-D4010-150-FMS01 | Stand Pipe | NA | NA | Victaulic | OM00028165 | NA | By Boiler | NA | NA | NA | NA | NA | NA | NA |  | NA | NA | \Classifications\Building System Class\D40-Fire Protection SYS\D4010 - Sprinkler SYS\Fire Systems, stand pipes - FMS | 1014899
37-F3 | 37-F3 North County Regional Center - Annex | 37-F3-D2022-100-HWE01 | WATER HEATER, DOMESTIC (ELECTRIC) | VAN GUARD | VG0910228259 | 3WA67 | OM00014073 |  | FLOOR 1 HVAC ROOM | NA | NA | NA | NA | DNA | DNA | Electric | 1 | NA | NA | \Classifications\Building System Class\D20-Plumbing\D2020 - Domestic Water\Domestic Water Heater, Electric - HWE | 1015684
37-F3 | 37-F3 North County Regional Center - Annex | 37-F3-C1020-110-FRD01 | Overhead Fire Door (FRO01) | DAYNE DALTON | 3094200-2 | MH22 | OM00013885 | NA | CLERKS' AREA BETWEEN PUBLIC COUNTER & PUBLIC WAITING ROOM | NA | NA | NA | DNA | 110 | 8.4 | Electric | 1 | NA | NA | \Classifications\Building System Class\C10-General Building Interior\C1020 - Fire Doors\Fire Doors - FRD | 1016829
37-F3 | 37-F3 North County Regional Center - Annex | 37-F3-C1020-110-FRD02 | Overhead Fire Door (FRO02) | DAYNE DALTON | 3094200-4 | MH22 | OM00013886 | NA | CLERKS' AREA BETWEEN PUBLIC COUNTER & PUBLIC WAITING ROOM | NA | NA | NA | DNA | 110 | 8.4 | Electric | 1 | NA | NA | \Classifications\Building System Class\C10-General Building Interior\C1020 - Fire Doors\Fire Doors - FRD | 1016830
37-F3 | 37-F3 North County Regional Center - Annex | 37-F3-C1020-110-FRD03 | Overhead Fire Door (FRO03) | DAYNE DALTON | 3094200-5 | MH22 | OM00013887 | NA | CLERKS' AREA BETWEEN PUBLIC COUNTER & PUBLIC WAITING ROOM | NA | NA | NA | DNA | 110 | 8.4 | Electric | 1 | NA | NA | \Classifications\Building System Class\C10-General Building Interior\C1020 - Fire Doors\Fire Doors - FRD | 1016831
37-F3 | 37-F3 North County Regional Center - Annex | 37-F3-C1020-110-FRD04 | Overhead Fire Door (FRO04) | DAYNE DALTON | 3094200-1 | MH22 | OM00013888 | NA | CLERKS' AREA BETWEEN PUBLIC COUNTER & PUBLIC WAITING ROOM | NA | NA | NA | DNA | 110 | 8.4 | Electric | 1 | NA | NA | \Classifications\Building System Class\C10-General Building Interior\C1020 - Fire Doors\Fire Doors - FRD | 1016832
37-F3 | 37-F3 North County Regional Center - Annex | 37-F3-C1020-110-FRD05 | Overhead Fire Door (FRO05) | DAYNE DALTON | 3094200-3 | MH22 | OM00013889 | NA | CLERKS' AREA BETWEEN PUBLIC COUNTER & PUBLIC WAITING ROOM | NA | NA | NA | DNA | 110 | 8.4 | Electric | 1 | NA | NA | \Classifications\Building System Class\C10-General Building Interior\C1020 - Fire Doors\Fire Doors - FRD | 1016833
37-F3 | 37-F3 North County Regional Center - Annex | 37-F3-D3020-100-HET01 | Heater Water Expansion Tank (AHU Rm)HET01 | Extrol MFG | 145949 | AX40V | OM00002574 |  | Air Handler Room | NA | NA | NA | NA | NA | NA | NA | NA | NA | NA | \Classifications\Building System Class\D30-HVAC Systems\D3020 - Heat SYS\Heater Water Expansion Tank - HET | 1019163
37-F3 | 37-F3 North County Regional Center - Annex | 37-F3-D5010-200-ESD01 | Electrical Switchboard, under 560 Volts SBR01 | Siemens | E351571 | DNA | OM00002576 |  | First Floor, Main Electrical Room | NA | NA | NA | NA | 480Y/277 | 1000 | Electric | 3 | NA | NA | \Classifications\Building System Class\D50-Electrical SYS\D5010 - Elec Service & Dist\Electical Service and Distribution - ESD | 1019164
37-F3 | 37-F3 North County Regional Center - Annex | 37-F3-D5010-200-ESD02 | Electrical Switchboard, under 560 Volts SBR02 | Siemens | E351572 | DNA | OM00002577 |  | First Floor, Main Electrical Room | NA | NA | NA | NA | 480Y/277 | 1000 | Electric | 3 | NA | NA | \Classifications\Building System Class\D50-Electrical SYS\D5010 - Elec Service & Dist\Electical Service and Distribution - ESD | 1019165
37-F3 | 37-F3 North County Regional Center - Annex | 37-F3-D3031-100-PCH02 | Chilled Water Pump PCH02 | Armstrong Pump Inc | 476285 | 1.5x1x64030 | OM00017868 |  | 1st Floor, DNA | NA | NA | NA | 1.5 | 230/460 | 4.2/2.1 | Electric | 3 | NA | NA | \Classifications\Building System Class\D30-HVAC Systems\D3030 - Cooling SYS\Chilled Water Pump - PCH | 1019280
37-F3 | 37-F3 North County Regional Center - Annex | 37-F3-D3021-130-BLR03 | Industrial Boiler (BLR03) | SME Natl. BD Raypak 448220 | 1707448220 | H8-0992C | OM00046485 |  | Outside | NA | NA | NA | 60 | 120/24V | 12 | Gas | 1 | 990000 | 831600 | \Classifications\Building System Class\D30-HVAC Systems\D3020 - Heat SYS\Boiler,Hot Water,Oil/Gas/Comb. - BLR | 1022926
37-F4 | 37-F4 Trailer - Dept 34 | 37-F4-D5092-250-EML03 | No. 2 Emergrency Light | NA | NA | NA | OM00028437 |  | Floor 1 DEPT 34 | NA | NA | NA | NA | DNA | DNA | Electric | DNA | NA | NA | \Classifications\Building System Class\D50-Electrical SYS\D5090 - Elec SYS\Emergency And Exit Lighting - EML | EQ-1003019
37-F4 | 37-F4 Trailer - Dept 34 | 37-F4-D2022-260-HWG01 | Domestic Water Heater | General Electric | GE0909702873 | 611P65 | OM00002580 | DNA | Roof DEPT 34 | NA | NA | NA | NA | 120 | NA | NA | 1 | NA | NA | \Classifications\Building System Class\D20-Plumbing\D2020 - Domestic Water\Domestic Water Heater, Gas - HWG | EQ-1003020
37-F4 | 37-F4 Trailer - Dept 34 | 37-F4-D3050-210-PKU01 | No. 1 A/C Packing Unit | Rheem | 5533F100413170 | RQMAA036JK000 | OM00017947 | NA | DEPT 34 | 20x20x1 (5) | 20X20X1"" | R-22 | DNA | 208/230 | 25 | Electric | 1 | NA | NA | \Classifications\Building System Class\D30-HVAC Systems\D3050 - Package SYS\Package Unit - PKU | EQ-1003021
37-F4 | 37-F4 Trailer - Dept 34 | 37-F4-D3050-210-PKU02 | No. 2 A/C Packing Unit | Rheem | 5533F100413165 | RQMAA036JK000 | OM00017948 | NA | DEPT 34 | 20x20x1 (5) | 20X20X1"" | R-22 | DNA | 208/230 | 25 | Electric | 1 | NA | NA | \Classifications\Building System Class\D30-HVAC Systems\D3050 - Package SYS\Package Unit - PKU | EQ-1003022
37-F4 | 37-F4 Trailer - Dept 34 | 37-F4-D4031-100-FEX01 | No. 1 Fire Extingusher | NA | NA | NA | OM00028436 |  | Floor 1 DEPT 34 | NA | NA | NA | NA | NA | NA | NA | NA | NA | NA | \Classifications\Building System Class\D40-Fire Protection SYS\D4030 - FIRE SPEC\Fire Extinguisher - FEX | EQ-1003023
37-F4 | 37-F4 Trailer - Dept 34 | 37-F4-B2010-100-BLD01 | Building Structure | NA | NA | NA | OM00028434 |  | All | NA | NA | NA | NA | NA | NA | NA | NA | NA | NA | \Classifications\Building System Class\B20-General Building Exterior\B2010 - Exterior Walls\Building - BLD | EQ-1007334
37-F4 | 37-F4 Trailer - Dept 34 | 37-F4-B3010-100-RUF01 | Roofing Systems | NA | NA | NA | OM00028435 |  | NA | NA | NA | NA | NA | NA | NA | NA | NA | NA | NA | \Classifications\Building System Class\B30-Roofing\B3010 - Roof Types\Roof - RUF | EQ-1007511
37-F5 | 37-F5 Trailer - Dept 35 | 37-F5-D5092-250-EML03 | No. 2 Emergrency Light | NA | NA | NA | OM00017953 |  | DEPT 35 | NA | NA | NA | NA | DNA | DNA | Electric | DNA | NA | NA | \Classifications\Building System Class\D50-Electrical SYS\D5090 - Elec SYS\Emergency And Exit Lighting - EML | EQ-1003032
37-F5 | 37-F5 Trailer - Dept 35 | 37-F5-D2022-260-HWG01 | Domestic Water Heater Electric | Rheem | R0889C03121 | 61IP6S | OM00002579 | DNA | Judges Chambers | NA | NA | NA | DNA | 120 | DNA | Electric | 1 | NA | NA | \Classifications\Building System Class\D20-Plumbing\D2020 - Domestic Water\Domestic Water Heater, Gas - HWG | EQ-1003033
37-F5 | 37-F5 Trailer - Dept 35 | 37-F5-D3050-210-PKU01 | No. 1 A/C Packing Unit | Rheem | 5533F050411616 | RQMAA036JK000 | OM00017949 | NA | DEPT 35 | DNA | 20X20X1"" | R-22 | DNA | 208/230 | 25 | Electric | 1 | NA | NA | \Classifications\Building System Class\D30-HVAC Systems\D3050 - Package SYS\Package Unit - PKU | EQ-1003034
37-F5 | 37-F5 Trailer - Dept 35 | 37-F5-D3050-210-PKU02 | No. 2 A/C Packing Unit | Rheem | DNA | RQMAA036JK000 | OM00017950 | NA | DEPT 35 | DNA | 20X20X1"" | R-22 | DNA | 208/230 | 25 | Electric | 1 | NA | NA | \Classifications\Building System Class\D30-HVAC Systems\D3050 - Package SYS\Package Unit - PKU | EQ-1003035
37-F5 | 37-F5 Trailer - Dept 35 | 37-F5-D4031-100-FEX01 | No. 1 Fire Extingusher | NA | NA | NA | OM00028440 |  | Floor 1 DEPT 35 | NA | NA | NA | NA | NA | NA | NA | NA | NA | NA | \Classifications\Building System Class\D40-Fire Protection SYS\D4030 - FIRE SPEC\Fire Extinguisher - FEX | EQ-1003036
37-F5 | 37-F5 Trailer - Dept 35 | 37-F5-B2010-100-BLD01 | Building Structure | NA | NA | NA | OM00028438 |  | All | NA | NA | NA | NA | NA | NA | NA | NA | NA | NA | \Classifications\Building System Class\B20-General Building Exterior\B2010 - Exterior Walls\Building - BLD | EQ-1007335
37-F5 | 37-F5 Trailer - Dept 35 | 37-F5-B3010-100-RUF01 | Roofing Systems | NA | NA | NA | OM00028439 |  | NA | NA | NA | NA | NA | NA | NA | NA | NA | NA | NA | \Classifications\Building System Class\B30-Roofing\B3010 - Roof Types\Roof - RUF | EQ-1007512
37-F6 | 37-F6 Trailer - Storage A | 37-F6-D5092-250-EML02 | No. 1 Emergrency Light | NA | NA | NA | OM00028445 |  | DEPT 37 | NA | NA | NA | NA | 120/277 | DNA | Electric | DNA | NA | NA | \Classifications\Building System Class\D50-Electrical SYS\D5090 - Elec SYS\Emergency And Exit Lighting - EML | EQ-1003025
37-F6 | 37-F6 Trailer - Storage A | 37-F6-D2022-260-HWG01 | Domestic Water Heater | General Electric | 1209701970 | GE02P06SAG | OM00002578 | DNA | Roof DEPT 37 | NA | NA | NA | DNA | 120 | DNA | Electric | 1 | NA | NA | \Classifications\Building System Class\D20-Plumbing\D2020 - Domestic Water\Domestic Water Heater, Gas - HWG | EQ-1003026
37-F6 | 37-F6 Department M Trailer | 37-F6-D3050-210-PKU01 | No. 1 A/C Packing Unit | Bard | 058D81251021 | 36WH2 | OM00017959 | NA | DEPT 37 | DNA | 16X30X1 | R-22 | DNA | 208 | 25 | Electric | 0001 | NA | NA | \Classifications\Building System Class\D30-HVAC Systems\D3050 - Package SYS\Package Unit - PKU | EQ-1003027
37-F6 | 37-F6 Department M Trailer | 37-F6-D3050-210-PKU02 | No. 2 A/C Packing Unit | Rheem | DNA | WH361_A05XX4XXX | OM00017960 | NA | DEPT 37 | DNA | 16X30X1 | R-22 | DNA | 208/230 | 53 | Electric | 0001 | NA | NA | \Classifications\Building System Class\D30-HVAC Systems\D3050 - Package SYS\Package Unit - PKU | EQ-1003028
37-F6 | 37-F6 Trailer - Storage A | 37-F6-D4031-100-FEX01 | No. 1 Fire Extingusher | NA | NA | NA | OM00028444 |  | Floor 1 DEPT 37 | NA | NA | NA | NA | NA | NA | NA | NA | NA | NA | \Classifications\Building System Class\D40-Fire Protection SYS\D4030 - FIRE SPEC\Fire Extinguisher - FEX | EQ-1003029
37-F6 | 37-F6 Trailer - Storage A | 37-F6-B2010-100-BLD01 | Building Structure | NA | NA | NA | OM00028442 |  | All | NA | NA | NA | NA | NA | NA | NA | NA | NA | NA | \Classifications\Building System Class\B20-General Building Exterior\B2010 - Exterior Walls\Building - BLD | EQ-1007336
37-F6 | 37-F6 Trailer - Storage A | 37-F6-B3010-100-RUF01 | Roofing Systems | NA | NA | NA | OM00028443 |  | NA | NA | NA | NA | NA | NA | NA | NA | NA | NA | NA | \Classifications\Building System Class\B30-Roofing\B3010 - Roof Types\Roof - RUF | EQ-1007513
37-F7 | 37-F7 Trailer - Family Support | 37-F7-D5092-250-EML02 | No. 1 Emergrency Light | NA | NA | NA | OM00028448 |  | Child Support | NA | NA | NA | NA | 120/227 | NA | Electric | NA | NA | NA | \Classifications\Building System Class\D50-Electrical SYS\D5090 - Elec SYS\Emergency And Exit Lighting - EML | EQ-1003038
37-F7 | 37-F7 Trailer - Family Support | 37-F7-D3050-210-PKU01 | No. 3 A/C Packing Unit | Bard | DNA | 36WH2 | OM00028529 | NA | Northside of Building | DNA | 16X30X1 | R-22 | DNA | 208 | 25 | Electric | 0001 | NA | NA | \Classifications\Building System Class\D30-HVAC Systems\D3050 - Package SYS\Package Unit - PKU | EQ-1003040
37-F7 | 37-F7 Trailer - Family Support | 37-F7-D3050-210-PKU02 | No. 4 A/C Packing Unit | Bard | DNA | 36WH2 | OM00028530 | NA | Northside of Building | 20x30x1 (1) | 16X30X1 | R-22 | DNA | 208 | 25 | Electric | 0001 | NA | NA | \Classifications\Building System Class\D30-HVAC Systems\D3050 - Package SYS\Package Unit - PKU | EQ-1003041
37-F7 | 37-F7 Department N Trailer | 37-F7-D4031-100-FEX01 | No 1 Fire Extinguisher | NA | NA | NA | OM00028449 |  | DEPT 37 | NA | NA | NA | NA | NA | NA | NA | NA | NA | NA | \Classifications\Building System Class\D40-Fire Protection SYS\D4030 - FIRE SPEC\Fire Extinguisher - FEX | EQ-1003042
37-F7 | 37-F7 Trailer - Family Support | 37-F7-B2010-100-BLD01 | Building Structure | NA | NA | NA | OM00028446 |  | All | NA | NA | NA | NA | NA | NA | NA | NA | NA | NA | \Classifications\Building System Class\B20-General Building Exterior\B2010 - Exterior Walls\Building - BLD | EQ-1007337
37-F7 | 37-F7 Trailer - Family Support | 37-F7-B3010-100-RUF01 | Roofing Systems | NA | NA | NA | OM00028447 |  | NA | NA | NA | NA | NA | NA | NA | NA | NA | NA | NA | \Classifications\Building System Class\B30-Roofing\B3010 - Roof Types\Roof - RUF | EQ-1007514
37-H1 | 37-H1 South County Regional Center | 37-H1-D5092-250-EML17 | No. 17 EMERGENCY LIGHT | NA | NA | NA | OM00028454 |  | Civil Buissness | NA | NA | NA | NA | DNA | DNA | Electric | DNA | NA | NA | \Classifications\Building System Class\D50-Electrical SYS\D5090 - Elec SYS\Emergency And Exit Lighting - EML | EQ-1003086
37-H1 | 37-H1 South County Regional Center | 37-H1-D4031-100-FEX41 | No. 41 FIRE EXTINGUISHER | AMEREX | UNKOWN | UNKOWN | OM00028453 | NA | Corridors | NA | NA | NA | NA | NA | NA | NA | NA | NA | NA | \Classifications\Building System Class\D40-Fire Protection SYS\D4030 - FIRE SPEC\Fire Extinguisher - FEX | EQ-1003110
37-H1 | 37-H1 South County Regional Center | 37-H1-D1013-310-WCL03 | Wheel Chair Lifters WCL03 | BISHAMON | 136354 | LX-50L | OM00002326 | State ID# 136354¦ Lift in Dept. 15 | Wheelchair Lift0Wheelchair Lift03RD | NA | NA | NA | 0.5 | 115 | 8.8/4.4 | electric | DNA | NA | NA | \Classifications\Building System Class\D10-Conveyance Systems\D1010 - Elevator\Wheelchair Lift - WCL | EQ-1005589
37-H1 | 37-H1 South County Regional Center | 37-H1-D1013-310-WCL02 | Wheel Chair Lifters WCL02 | BISHAMON | 136355 | LX-50L | OM00002325 | State ID# 136355¦ Lift in Dept. 14 | Wheelchair Lift0Wheelchair Lift03RD | NA | NA | NA | 0.5 | 115 | 8.8/4.4 | electric | DNA | NA | NA | \Classifications\Building System Class\D10-Conveyance Systems\D1010 - Elevator\Wheelchair Lift - WCL | EQ-1005590
37-H1 | 37-H1 South County Regional Center | 37-H1-D1013-310-WCL01 | Wheel Chair Lifters WCL01 | BISHAMON | 136356 | LX-50L | OM00002324 | State ID# 136356¦ Lift in Dept. 12 | Wheelchair Lift0Wheelchair Lift03RD | NA | NA | NA | 0.5 | 115 | 8.8/4.4 | electric | DNA | NA | NA | \Classifications\Building System Class\D10-Conveyance Systems\D1010 - Elevator\Wheelchair Lift - WCL | EQ-1005591
37-H1 | 37-H1 South County Regional Center | 37-H1-D1013-310-WCL04 | Wheel Chair Lifters WCL04 | BISHAMON | 136353 | LX-50L | OM00002327 | State ID# 136353¦ Lift in Dept. 16 | Wheelchair Lift0Wheelchair Lift03RD | NA | NA | NA | 0.5 | 115 | 8.8/4.4 | electric | DNA | NA | NA | \Classifications\Building System Class\D10-Conveyance Systems\D1010 - Elevator\Wheelchair Lift - WCL | EQ-1005592
37-H1 | 37-H1 South County Regional Center | 37-H1-D1010-100-ELE01 | No. 7 Passenger (Jail) Elevator | Montgomery Elevator Company | DNA | DNA | OM00014383 | State ID# 069101 | Jail/Court | NA | NA | NA | 50.00 | 420 | 65.3 | Electric | 3 | NA | NA | \Classifications\Building System Class\D10-Conveyance Systems\D1010 - Elevator\Elevator,Electric,Pass/Freight - ELE | 1011609
37-H1 | 37-H1 South County Regional Center | 37-H1-D1010-100-ELE02 | No. 9 Passenger/Freight (Judges) Elevator | Montgomery Elevator Company | DNA | DNA | OM00014384 | State ID# 070104 | "D" Levels - Basement | NA | NA | NA | 40.00 | 420 | 52.3 | Electric | 3 | NA | NA | \Classifications\Building System Class\D10-Conveyance Systems\D1010 - Elevator\Elevator,Electric,Pass/Freight - ELE | 1011610
37-H1 | 37-H1 South County Regional Center | 37-H1-D1010-100-ELE03 | No. 6 Passenger (Court Holding) Elevator | Montgomery Elevator Company | DNA | DNA | OM00014382 | State ID# 070105 | Jail/Court | NA | NA | NA | 30.00 | 420 | 38.2 | Electric | 3 | NA | NA | \Classifications\Building System Class\D10-Conveyance Systems\D1010 - Elevator\Elevator,Electric,Pass/Freight - ELE | 1011611
37-H1 | 37-H1 South County Regional Center | 37-H1-B2010-100-CTY01 | Building | NA | NA | NA | OM00037902 | [12 empty] | \Classifications\Building System Class\B20-General Building Exterior\B2010 - Exterior Walls\Building - BLD | 1016558
37-H1 | 37-H1 South County Regional Center | 37-H1-C1020-110-FRD01 | Overhead Rollup Fire Door #1 (Family Law Window) FRO01 | Cookson Door Company | 480836 | DNA | OM00017761 |  | Family Law Window | NA | NA | NA | NA | 120 | NA | Electric | NA | NA | NA | \Classifications\Building System Class\C10-General Building Interior\C1020 - Fire Doors\Fire Doors - FRD | 1019182
37-H1 | 37-H1 South County Regional Center | 37-H1-C1020-110-FRD02 | Overhead Rollup Fire Door #2 (Family Law Window) FRO02 | Cookson Door Company | 480834 | DNA | OM00017762 |  | Family Law Window | NA | NA | NA | NA | 120 | NA | Electric | NA | NA | NA | \Classifications\Building System Class\C10-General Building Interior\C1020 - Fire Doors\Fire Doors - FRD | 1019183
37-H1 | 37-H1 South County Regional Center | 37-H1-C1020-110-FRD03 | Overhead Rollup Fire Door #3 (Family Law Window) FRO03 | Cookson Door Company | 480833 | DNA | OM00017763 |  | Family Law Window | NA | NA | NA | NA | 120 | NA | Electric | NA | NA | NA | \Classifications\Building System Class\C10-General Building Interior\C1020 - Fire Doors\Fire Doors - FRD | 1019184
37-H1 | 37-H1 South County Regional Center | 37-H1-C1020-110-FRD04 | Overhead Rollup Fire Door #4 (Family Law Window) FRO04 | Cookson Door Company | 480832 | DNA | OM00017764 |  | Family Law Window | NA | NA | NA | NA | 120 | NA | Electric | NA | NA | NA | \Classifications\Building System Class\C10-General Building Interior\C1020 - Fire Doors\Fire Doors - FRD | 1019185
37-H1 | 37-H1 South County Regional Center | 37-H1-C1020-110-FRD05 | Overhead Rollup Fire Door #5 (Family Law Window) FRO05 | Cookson Door Company | 480835 | DNA | OM00017765 |  | Juvenile Window | NA | NA | NA | NA | 120 | NA | Electric | NA | NA | NA | \Classifications\Building System Class\C10-General Building Interior\C1020 - Fire Doors\Fire Doors - FRD | 1019186
37-H1 | 37-H1 South County Regional Center | 37-H1-C1020-110-FRD06 | Fire Door # 1 (Traffic Window) FRD01 | Won Fire Door | 835385 | 8909 | OM00014385 | OM00017768 | Traffic Window - Stations E, F & G | NA | NA | NA | NA | 120 | NA | Electric | NA | NA | NA | \Classifications\Building System Class\C10-General Building Interior\C1020 - Fire Doors\Fire Doors - FRD | 1019187
37-H1 | 37-H1 South County Regional Center | 37-H1-C1020-110-FRD07 | Fire Door # 2 (Traffic Window) FRD02 | Won Fire Door | 820108 | 8907 | OM00014386 | OM00017767 | Traffic Window - Stations H, I, J & K | NA | NA | NA | NA | 120 | NA | Electric | NA | NA | NA | \Classifications\Building System Class\C10-General Building Interior\C1020 - Fire Doors\Fire Doors - FRD | 1019188
37-H1 | 37-H1 South County Regional Center | 37-H1-C1020-110-FRD08 | Fire Door # 3 (Traffic Window) FRD03 | Won Fire Door | 820107 | 8906 | OM00014387 |  | Traffic Window - Stations L & M | NA | NA | NA | NA | 120 | NA | Electric | NA | NA | NA | \Classifications\Building System Class\C10-General Building Interior\C1020 - Fire Doors\Fire Doors - FRD | 1019189
37-H1 | 37-H1 South County Regional Center | 37-H1-C1020-110-FRD09 | Fire Door # 4 (Traffic Window) FRD04 | Won Fire Door | 820109 | 8908 | OM00014388 | OM00017769 | Traffic Window - Stations N, O & P | NA | NA | NA | NA | 120 | NA | Electric | NA | NA | NA | \Classifications\Building System Class\C10-General Building Interior\C1020 - Fire Doors\Fire Doors - FRD | 1019190
37-I1 | 37-I1 East County Regional Center | 37-I1-D4031-100-FEX125 | Fire Extinguisher (125) | NA | NA | NA | OM00028492 |  | Entire Building | NA | NA | NA | NA | NA | NA | NA | NA | NA | NA | \Classifications\Building System Class\D40-Fire Protection SYS\D4030 - FIRE SPEC\Fire Extinguisher - FEX | EQ-1007684
37-I1 | 37-I1 East County Regional Center | 37-I1-D2018-100-DKF11 | Drink Fountain (Refr Indvl Wtrclr) - DKF | Haws | HBWFA8L | 98460505 | OM00013753 | DNA | Next to Woman Restroom. 2nd floor | NA | NA | R-134A | 0.05 | 110 | 4.5 Amps | electric | 1 | DNA | DNA | \Classifications\Building System Class\D20-Plumbing\D2010 - Plumb Fix\Drink Fountain (Refr Indvl Wtrcooler) - DKF | EQ-1007685
37-I1 | 37-I1 East County Regional Center | 37-I1-D2018-100-DKF12 | Drink Fountain (Refr Indvl Wtrclr) - DKF | SUNROCK | CSR-8 | L161155 B | OM00013754 | DNA | Next to Mens Restroom. - 2nd Floor | NA | NA | R-12 | 0.05 | 110 | 4.5 Amps | electric | 1 | DNA | DNA | \Classifications\Building System Class\D20-Plumbing\D2010 - Plumb Fix\Drink Fountain (Refr Indvl Wtrcooler) - DKF | EQ-1007686
37-I1 | 37-I1 East County Regional Center | 37-I1-D2018-100-DKF13 | Drink Fountain (Refr Indvl Wtrclr) - DKF | SUNROCK | HCWC-8 | J397696 | OM00013755 | DNA | Next to Woman Restroom. 3rd Floor | NA | NA | R-12 | DNA | 110 | 5.5 Amps | electric | 1 | DNA | DNA | \Classifications\Building System Class\D20-Plumbing\D2010 - Plumb Fix\Drink Fountain (Refr Indvl Wtrcooler) - DKF | EQ-1007687
37-I1 | 37-I1 East County Regional Center | 37-I1-D2018-100-DKF14 | Drink Fountain (Refr Indvl Wtrclr) - DKF | SUNROCK | HCWC-8 | DNA | OM00013756 | DNA | Next to Men Restroom. - 3rd Floor | NA | NA | R-12 | DNA | 110 | 5.5 Amps | electric | 1 | DNA | DNA | \Classifications\Building System Class\D20-Plumbing\D2010 - Plumb Fix\Drink Fountain (Refr Indvl Wtrcooler) - DKF | EQ-1007688
37-I1 | 37-I1 East County Regional Center | 37-I1-D2018-100-DKF15 | Drink Fountain (Refr Indvl Wtrclr) - DKF | SUNROCK | HCWC-8 | 91387141 | OM00013757 | DNA | Next to Woman Restroom. - 4th Floor | NA | NA | R-12 | DNA | 110 | 5.1 Amps | electric | 1 | DNA | DNA | \Classifications\Building System Class\D20-Plumbing\D2010 - Plumb Fix\Drink Fountain (Refr Indvl Wtrcooler) - DKF | EQ-1007689
37-I1 | 37-I1 East County Regional Center | 37-I1-D2018-100-DKF16 | Drink Fountain (Refr Indvl Wtrclr) - DKF | SUNROCK | HCWC-8 | 93187163 | OM00013758 | DNA | Next to Men Restroom. 4th Floor | NA | NA | R-12 | DNA | 110 | 5.1 Amps | electric | 1 | DNA | DNA | \Classifications\Building System Class\D20-Plumbing\D2010 - Plumb Fix\Drink Fountain (Refr Indvl Wtrcooler) - DKF | EQ-1007690
37-I1 | 37-I1 East County Regional Center | 37-I1-D2018-100-DKF17 | Drink Fountain (Refr Indvl Wtrclr) - DKF | SUNROCK | HCWC-8 | 9317213 | OM00013759 | DNA | Between Dept 16-17 4th Floor | NA | NA | R-12 | DNA | 110 | 5.1 Amps | electric | 1 | DNA | DNA | \Classifications\Building System Class\D20-Plumbing\D2010 - Plumb Fix\Drink Fountain (Refr Indvl Wtrcooler) - DKF | EQ-1007691
37-I1 | 37-I1 East County Regional Center | 37-I1-D2018-100-DKF08 | Drink Fountain (Refr Indvl Wtrclr) - DKF | SUNROCK | HCWC-8 | 93187214 | OM00013760 | DNA | Between Dept 16-17 4th Floor | NA | NA | R-12 | DNA | 110 | 5.1 Amps | electric | 1 | DNA | DNA | \Classifications\Building System Class\D20-Plumbing\D2010 - Plumb Fix\Drink Fountain (Refr Indvl Wtrcooler) - DKF | EQ-1007692
37-I1 | 37-I1 East County Regional Center | 37-I1-D2018-100-DKF09 | Drink Fountain (Refr Indvl Wtrclr) - DKF | Haws | HBWFA8L | 97131996 | OM00013761 | DNA | Between Restrooms 6th Floor | NA | NA | R-12 | DNA | 110 | 5.6 Amps | electric | 1 | DNA | DNA | \Classifications\Building System Class\D20-Plumbing\D2010 - Plumb Fix\Drink Fountain (Refr Indvl Wtrcooler) - DKF | EQ-1007693
37-I1 | 37-I1 East County Regional Center | 37-I1-D2018-100-DKF10 | Drink Fountain (Refr Indvl Wtrclr) - DKF | Haws | HBWFA8LR | 97154411 | OM00013762 | DNA | Between Restrooms - 6th Floor | NA | NA | R-12 | DNA | 110 | 5.6 Amps | electric | 1 | DNA | DNA | \Classifications\Building System Class\D20-Plumbing\D2010 - Plumb Fix\Drink Fountain (Refr Indvl Wtrcooler) - DKF | EQ-1007694
37-I1 | 37-I1 East County Regional Center | 37-I1-D1013-310-WCL01 | Wheelchair Lift - WCL01 | The National Wheel O-Vator Company | 18918 | BA-42 | OM00013763 | State ID# 125321¦ Dept. 14 | Floor 4 DEPT 14 | NA | NA | NA | 3/4 | 115 | 12.0 AMPS | electric | 1 | DNA | DNA | \Classifications\Building System Class\D10-Conveyance Systems\D1010 - Elevator\Wheelchair Lift - WCL | EQ-1007695
37-I1 | 37-I1 East County Regional Center | 37-I1-D1013-310-WCL02 | Wheelchair Lift - WCL02 | The National Wheel O-Vator Company | 18919 | BC-42 | OM00013764 | State ID# 125322¦ Dept. 15 | DEPT 15 - 4th Floor | AX36 (3) | NA | NA | DNA | 115 | 12.0 AMPS | electric | 1 | DNA | DNA | \Classifications\Building System Class\D10-Conveyance Systems\D1010 - Elevator\Wheelchair Lift - WCL | EQ-1007696
37-I1 | 37-I1 East County Regional Center | 37-I1-D1013-310-WCL03 | Wheelchair Lift - WCL03 | The National Wheel O-Vator Company | 18917 | BC-42 | OM00013765 | State ID# 125323¦ Dept. 16 | Floor 4 DEPT 16 | AX36 (3) | NA | NA | 3/4 | 115 | 12.0 AMPS | electric | 1 | DNA | DNA | \Classifications\Building System Class\D10-Conveyance Systems\D1010 - Elevator\Wheelchair Lift - WCL | EQ-1007697
37-I1 | 37-I1 East County Regional Center | 37-I1-D1013-310-WCL04 | Wheelchair Lift - WCL04 | The National Wheel O-Vator Company | 18920 | BC-42 | OM00013766 | State ID# 125324¦ Dept. 17 | Floor 4 DEPT 17 | AX36 (3) | NA | NA | 3/4 | 115 | 12.0 AMPS | electric | 1 | DNA | DNA | \Classifications\Building System Class\D10-Conveyance Systems\D1010 - Elevator\Wheelchair Lift - WCL | EQ-1007698
37-I1 | 37-I1 East County Regional Center | 37-I1-D1013-310-WCL05 | Wheelchair Lift - WCL05 | Porch-Lift Vertical Peatform Access Industries Inc. | DNA | DNA | OM00013767 | State ID# 125325¦ Dept. 18 | DEPT 18 - 6th Floor | NA | NA | NA | DNA | 110 | 12.0 AMPS | electric | 1 | DNA | DNA | \Classifications\Building System Class\D10-Conveyance Systems\D1010 - Elevator\Wheelchair Lift - WCL | EQ-1007699
37-I1 | 37-I1 East County Regional Center | 37-I1-D5036-200-CSY01 | Clock Systems - MasterProgrammer,15A,120V -CSY | AmericanTimeSigCoNONE | DNA | DNA | OM00014784 | NA | Basement Security Office | NA | NA | NA | NA | 480 | DNA | Electric | 3 | NA | NA | \Classifications\Building System Class\D50-Electrical SYS\D5030 - Comm & Security\Clock Systems - CSY | 1010076
37-I1 | 37-I1 East County Regional Center | 37-I1-D3030-110-CTW01 | COOLING TOWER A CTW01 | Baltimore Aircoil Company | U867501MAD | JE3315-2 | OM00014580 | NA | LOWER MECHANICAL ROOM | 4-B100 | NA | NA | 25 | 480 | 30 | Electric | 3 | NA | NA | \Classifications\Building System Class\D30-HVAC Systems\D3030 - Cooling SYS\Cooling Tower - CTW | 1010832
37-I1 | 37-I1 East County Regional Center | 37-I1-D3030-110-CTW02 | COOLING TOWER B - CTW02 | Baltimore Aircoil Company | U867502MAD | JE3315-2 | OM00014581 | NA | LOWER MECHANICAL ROOM | 4-B100 | NA | NA | 25 | 480 | 30 | Electric | 3 | NA | NA | \Classifications\Building System Class\D30-HVAC Systems\D3030 - Cooling SYS\Cooling Tower - CTW | 1010833
37-I1 | 37-I1 East County Regional Center | 37-I1-D3031-130-CLR01 | CHILLER 1 | TRANE | L99L04482M | CVHF485 | OM00013773 | NA | Basement -LOWER MECHANICAL ROOM | NA | NA | R-123 | 351 VSDRIVE | 460 | 502 | Electric | 3 | NA |  | \Classifications\Building System Class\D30-HVAC Systems\D3030 - Cooling SYS\Chiller, Water Cooled - CLR | 1010834
37-I1 | 37-I1 East County Regional Center | 37-I1-D3031-130-CLR02 | CHILLER 2 | YORK | GEMM134311 | YTJ3A4E2-CNJ | OM00013774 | DNA | Basement Lower Mechanical Room | NA | NA | R-123 | 351 VSDRIVE | 480 | 600 | Electric | 3 | NA | NA | \Classifications\Building System Class\D30-HVAC Systems\D3030 - Cooling SYS\Chiller, Water Cooled - CLR | 1010835
37-I1 | 37-I1 East County Regional Center | 37-I1-D1010-100-ELE08 | Elevator, Judges #8 | Jenn Air Industries | 2468TD | 63_OH | OM00013867 | State ID# 072734 | 9TH FLOOR MECH ROOM | NA | NA | NA | 30 | 240 | 4.0/104 | Electric | 3 | NA | NA | \Classifications\Building System Class\D10-Conveyance Systems\D1010 - Elevator\Elevator,Electric,Pass/Freight - ELE | 1011081
37-I1 | 37-I1 East County Regional Center | 37-I1-C1020-110-FRD01 | Fire Curtain #1 | Cookson Door Company | WHI-011316 | FD-10 | OM00014600 | NA | RM 100 | NA | NA | NA | NA | 110 | TBD | Electric | 1 | NA | NA | \Classifications\Building System Class\C10-General Building Interior\C1020 - Fire Doors\Fire Doors - FRD | 1011293
37-I1 | 37-I1 East County Regional Center | 37-I1-C1020-110-FRD02 | Fire Curtain #2 | Cookson Door Company | WHI-011219 | FD-10 | OM00014518 | NA | Rm 620 | NA | NA | NA | NA | 110 | DNA | Electric | 1 | NA | NA | \Classifications\Building System Class\C10-General Building Interior\C1020 - Fire Doors\Fire Doors - FRD | 1011294
37-I1 | 37-I1 East County Regional Center | 37-I1-C1020-110-FRD03 | Fire Curtain #3 | Cookson Door Company | WHI-011218 | FD-10 | OM00014599 | NA | Rm 625 | NA | NA | NA | NA | 110 | TBD | Electric | 1 | NA | NA | \Classifications\Building System Class\C10-General Building Interior\C1020 - Fire Doors\Fire Doors - FRD | 1011295
37-I1 | 37-I1 East County Regional Center | 37-I1-D2017-100-SHW01 | Eye Washer | North Buffered Eye-Lert | DNA | DNA | OM00014821 | NA | Basement Chiller Room | NA | NA | NA | NA | NA | NA | Other | NA | NA | NA | \Classifications\Building System Class\D20-Plumbing\D2010 - Plumb Fix\Showers - SHW | 1011296
37-I1 | 37-I1 East County Regional Center | 37-I1-D2018-100-DKF01 | Drinking Fountain 01 | Halsey/Taylor | 70449-700 | WC8AFSO-1B | OM00013776 | NA | Sheriiffs Back Hallway | NA | NA | NA | NA | 110 | 20 | Electric | 3 | NA | NA | \Classifications\Building System Class\D20-Plumbing\D2010 - Plumb Fix\Drink Fountain (Refr Indvl Wtrcooler) - DKF | 1011297
37-I1 | 37-I1 East County Regional Center | 37-I1-D2018-100-DKF02 | Drinking Fountain 02 | Elkay | 990833957 | EHFA8612 | OM00014479 | NA | By ATM | NA | NA | NA | NA | 110 | 20 | Electric | 3 | NA | NA | \Classifications\Building System Class\D20-Plumbing\D2010 - Plumb Fix\Drink Fountain (Refr Indvl Wtrcooler) - DKF | 1011298
37-I1 | 37-I1 East County Regional Center | 37-I1-D2018-100-DKF03 | Drinking Fountain 03 | Sun Roc | NA | NA | OM00014480 | NA | Sheriiffs Back Hallway | NA | NA | NA | NA | 110 | 20 | Electric | 3 | NA | NA | \Classifications\Building System Class\D20-Plumbing\D2010 - Plumb Fix\Drink Fountain (Refr Indvl Wtrcooler) - DKF | 1011299
37-I1 | 37-I1 East County Regional Center | 37-I1-D2018-100-DKF04 | Drinking Fountain 04 | Sun Roc | NA | NA | OM00014481 | NA | Hallway Family Law | NA | NA | NA | NA | 110 | 20 | Electric | 3 | NA | NA | \Classifications\Building System Class\D20-Plumbing\D2010 - Plumb Fix\Drink Fountain (Refr Indvl Wtrcooler) - DKF | 1011300
37-I1 | 37-I1 East County Regional Center | 37-I1-D2018-100-DKF05 | Drinking Fountain 05 | Sun Roc | NA | NA | OM00014482 | NA | Lobby next to mens restroom | NA | NA | NA | NA | 110 | 20 | Electric | 3 | NA | NA | \Classifications\Building System Class\D20-Plumbing\D2010 - Plumb Fix\Drink Fountain (Refr Indvl Wtrcooler) - DKF | 1011301
37-I1 | 37-I1 East County Regional Center | 37-I1-D2018-100-DKF06 | Drinking Fountain 06 | Halsey/Taylor | 8225067641 | WC8AFSO | OM00014483 | NA | Public Area Criminal Matters | NA | NA | NA | NA | 110 | 20 | Electric | 3 | NA | NA | \Classifications\Building System Class\D20-Plumbing\D2010 - Plumb Fix\Drink Fountain (Refr Indvl Wtrcooler) - DKF | 1011302
37-I1 | 37-I1 East County Regional Center | 37-I1-D2018-100-DKF07 | Drinking Fountain 07 | Sun Roc | NA | NA | OM00014484 | NA | Traffic Dept By Restroom | NA | NA | NA | NA | 110 | 20 | Electric | 3 | NA | NA | \Classifications\Building System Class\D20-Plumbing\D2010 - Plumb Fix\Drink Fountain (Refr Indvl Wtrcooler) - DKF | 1011303
37-I1 | 37-I1 East County Regional Center | 37-I1-D2023-310-HWP01 | P-20 HC CIRC PUMP | BELL&GOSSETT | 1545014 | 173080 | OM00014578 | NA | LOWER MECHANICAL ROOM | 3S_F98 (1) | NA | NA | 1/2 | 115/208-230 | 5.8/2.8-2.9 | Electric | 1 | NA | NA | \Classifications\Building System Class\D20-Plumbing\D2020 - Domestic Water\Domestic Hot Water Circulating Pump - HWP | 1011304
37-I1 | 37-I1 East County Regional Center | 37-I1-D2023-310-HWP02 | P-21 HC CIRC PUMP | Armstrong Air Company | DNA | 810119-003 | OM00014576 | NA | LOWER MECHANICAL ROOM | NA | NA | NA | 1/6 | 115 | 3.6 | Electric | 1 | NA | NA | \Classifications\Building System Class\D20-Plumbing\D2020 - Domestic Water\Domestic Hot Water Circulating Pump - HWP | 1011305
37-I1 | 37-I1 East County Regional Center | 37-I1-D2023-310-HWP03 | P-22 HC CIRC PUMP | Armstrong Air Company | DNA | 810119-003 | OM00014575 | NA | LOWER MECHANICAL ROOM | NA | NA | NA | 1/6 | 115 | 3.6 | Electric | 1 | NA | NA | \Classifications\Building System Class\D20-Plumbing\D2020 - Domestic Water\Domestic Hot Water Circulating Pump - HWP | 1011306
37-I1 | 37-I1 East County Regional Center | 37-I1-D2023-310-HWP04 | P-23 HC CIRC PUMP | BELL&GOSSETT | 1835606 | 173080 | OM00014579 | NA | LOWER MECHANICAL ROOM | NA | NA | NA | 1/2 | 115/230 | 5.2/2.6 | Electric | 1 | NA | NA | \Classifications\Building System Class\D20-Plumbing\D2020 - Domestic Water\Domestic Hot Water Circulating Pump - HWP | 1011307
37-I1 | 37-I1 East County Regional Center | 37-I1-D3021-130-BLR01 | BOILER # 1 FOR REHEATS | RAYPAK | 905295747 | H7-2005 | OM00014552 | DNA | LOWER MECHANICAL ROOM | NA | 16X16X1 ( 1EA ) | NA | 1.5 | 110 | 13 | Natural gas | 1 | 1,999,000 | 1919040 | \Classifications\Building System Class\D30-HVAC Systems\D3020 - Heat SYS\Boiler,Hot Water,Oil/Gas/Comb. - BLR | 1011309
37-I1 | 37-I1 East County Regional Center | 37-I1-D3021-130-BLR02 | BOILER # 2 FOR REHEATS | RAYPAK | 905295749 | H7-2003 | OM00014553 | DNA | LOWER MECHANICAL ROOM | NA | 16X16X1 ( 1EA ) | NA | 1.5 | 110 | 13 | Natural gas | 1 | 1,999,000 | 1,739,130 | \Classifications\Building System Class\D30-HVAC Systems\D3020 - Heat SYS\Boiler,Hot Water,Oil/Gas/Comb. - BLR | 1011310
37-I1 | 37-I1 East County Regional Center | 37-I1-D3021-130-BLR04 | DOMESTIC HOT WATER BOILER # 1 | RAYPAK | 408225420 | H3-0724 | OM00014574 | DNA | LOWER MECHANICAL ROOM | NA | NA | NA | DNA | 120/24 | 12 | Natural gas | 1 | 726,000 | 595,320 | \Classifications\Building System Class\D30-HVAC Systems\D3020 - Heat SYS\Boiler,Hot Water,Oil/Gas/Comb. - BLR | 1011312
37-I1 | 37-I1 East County Regional Center | 37-I1-D3021-130-BLR05 | DOMESTIC HOT WATER BOILER # 2 | RAYPAK | 410226772 | H3-0724 | OM00014577 | DNA | LOWER MECHANICAL ROOM | NA | NA | NA | DNA | 110 | 20 | Natural gas | 1 | 726,000 | 595,320 | \Classifications\Building System Class\D30-HVAC Systems\D3020 - Heat SYS\Boiler,Hot Water,Oil/Gas/Comb. - BLR | 1011313
37-I1 | 37-I1 East County Regional Center | 37-I1-D3031-100-PCH01 | CHILLER PUMP MOTOR # 7 | Aurora Pump Company | 03-917797-2 | 344A-BF | OM00014582 | NA | LOWER MECHANICAL ROOM | NA | 6X6X12B (1) | NA | 50 | 230/460 | 118/59 | Electric | 3 | NA | NA | \Classifications\Building System Class\D30-HVAC Systems\D3030 - Cooling SYS\Chilled Water Pump - PCH | 1011315
37-I1 | 37-I1 East County Regional Center | 37-I1-D3031-100-PCH02 | CHILLER PUMP MOTOR # 8 | Aurora Pump Company | 03-917797-1 | 344A-BF | OM00014583 | NA | LOWER MECHANICAL ROOM | NA | 6X6X12B (1) | NA | 50 | 230/460 | 118/59 | Electric | 3 | NA | NA | \Classifications\Building System Class\D30-HVAC Systems\D3030 - Cooling SYS\Chilled Water Pump - PCH | 1011316
37-I1 | 37-I1 East County Regional Center | 37-I1-D3031-100-PCH03 | Pump Chilled Water (#3) | Floway Pump Inc | 31705-1-3 | DNA | OM00014547 | NA | LOWER MECHANICAL ROOM | NA | NA | NA | 40 | 230/460 | 92/46 | Electric | 3 | NA | NA | \Classifications\Building System Class\D30-HVAC Systems\D3030 - Cooling SYS\Chilled Water Pump - PCH | 1011317
37-I1 | 37-I1 East County Regional Center | 37-I1-D3031-100-PCH04 | Pump Chilled Water (#3A) | Floway Pump Inc | 31705-1-1 | DNA | OM00014546 | NA | LOWER MECHANICAL ROOM | NA | NA | NA | 40 | 230/460 | 92/46 | Electric | 3 | NA | NA | \Classifications\Building System Class\D30-HVAC Systems\D3030 - Cooling SYS\Chilled Water Pump - PCH | 1011318
37-I1 | 37-I1 East County Regional Center | 37-I1-D3031-100-PCH05 | Pump Chilled Water (#4) | Floway Pump Inc | 31705-1-2 | DNA | OM00014545 | NA | LOWER MECHANICAL ROOM | NA | NA | NA | 40 | 230/460 | 92/46 | Electric | 3 | NA | NA | \Classifications\Building System Class\D30-HVAC Systems\D3030 - Cooling SYS\Chilled Water Pump - PCH | 1011319
37-I1 | 37-I1 East County Regional Center | 37-I1-D3041-110-AHU01 | Air Handler 1 | Trane M Series Climate Changer | K09G16541 | MCCB035UA0C0UA | OM00014461 | NA | MECHANICAL ROOM, RM-GM14 | 5VX800 (1) | 24X24X2 (12) 20X24X2 (4 | NA | 20 | 230/460 | 49.6/24.8 | Electric | 3 | NA | NA | \Classifications\Building System Class\D30-HVAC Systems\D3040 - Distribution SYS\Air Handling Unit - AHU | 1011320
37-I1 | 37-I1 East County Regional Center | 37-I1-D3041-110-AHU02 | AIr Handler 2 | Trane M Series Climate Changer | K09G16546 | MCCB035UA0C0UB | OM00014462 | NA | MECHANICAL ROOM, RM-GM13 | 5VX800 (1) | 24X24X2 (12) 20X24X2 (4 | NA | 20 | 230/460 | 48/24 | Electric | 3 | NA | NA | \Classifications\Building System Class\D30-HVAC Systems\D3040 - Distribution SYS\Air Handling Unit - AHU | 1011321
37-I1 | 37-I1 East County Regional Center | 37-I1-D3041-110-AHU03 | Air Handler 3 | Trane M Series Climate Changer | K09M62935 | MCCB040UA0C0UB | OM00014537 | NA | MECHANICAL ROOM | DNA | 20x24x2 (16) 24x24x2 (4) | NA | 25 | 230/460 | 60/30 | Electric | 3 | NA | NA | \Classifications\Building System Class\D30-HVAC Systems\D3040 - Distribution SYS\Air Handling Unit - AHU | 1011322
37-I1 | 37-I1 East County Regional Center | 37-I1-D3041-110-AHU04 | Air Handler 4 | Trane M Series Climate Changer | K09H28664 | MCCB030UA0C0UA | OM00014464 | NA | MECHANICAL ROOM, RM 1M05 | 5VX750 (1) | 20X20X2 (12) 20X25X2 (4) | NA | 20 | 230/460 | 47.23.5 | Electric | 3 | NA | NA | \Classifications\Building System Class\D30-HVAC Systems\D3040 - Distribution SYS\Air Handling Unit - AHU | 1011323
37-I1 | 37-I1 East County Regional Center | 37-I1-D3041-110-AHU05 | Air Handler 5 | Trane M Series Climate Changer | K09K41064 | MCCB030UA0C0UB | OM00014465 | NA | MECHANICAL ROOM | 5VK630 (2) | 20X20X2 (12) 20X25X2 (4) | NA | 20 | 230/460 | 47/23.5 | Electric | 3 | NA | NA | \Classifications\Building System Class\D30-HVAC Systems\D3040 - Distribution SYS\Air Handling Unit - AHU | 1011324
37-I1 | 37-I1 East County Regional Center | 37-I1-D3041-110-AHU06 | Air Handler 6 | TRANE | U81C19196 | CCD803AJLB | OM00014584 | NA | MECHANICAL ROOM | 4L-430 (1) | 16X25X2 (2) | NA | 1/3 | 208-230/460 | 1.5-1.7/.08 | Electric | 1 | NA | NA | \Classifications\Building System Class\D30-HVAC Systems\D3040 - Distribution SYS\Air Handling Unit - AHU | 1011325
37-I1 | 37-I1 East County Regional Center | 37-I1-D3041-110-AHU07 | Air Handler 7 | Trane M Series Climate Changer | K09H23023 | MCCB040UA0C0UA | OM00014585 | NA | MECHANICAL ROOM | 5VX780 (1) | 20X24X2(16) 24X24X2 (4) | NA | 20 | 230/460 | 47/23.5 | Electric | 3 | NA | NA | \Classifications\Building System Class\D30-HVAC Systems\D3040 - Distribution SYS\Air Handling Unit - AHU | 1011326
37-I1 | 37-I1 East County Regional Center | 37-I1-D3041-110-AHU08 | Air Handler 8 | Trane M Series Climate Changer | K09D80359 | MCCB035UA0C0UB | OM00014568 | NA | MECHANICAL ROOM | 5VX780 (2) | 24X24X2 (12) 20X24X2 (4 | NA | 25.00 | 230/460 | 60/30 | Electric | 3 | NA | NA | \Classifications\Building System Class\D30-HVAC Systems\D3040 - Distribution SYS\Air Handling Unit - AHU | 1011327
37-I1 | 37-I1 East County Regional Center | 37-I1-D3041-110-AHU09 | Air Handler 9 | Trane M Series Climate Changer | K09H28659 | MCCB040UA0C0UA | OM00014469 | NA | MECHANICAL ROOM | 5VX670 (2) | 24X24X2 (16) 24X24X2 (4) | NA | 20 | 230/460 | 47/23.5 | Electric | 3 | NA | NA | \Classifications\Building System Class\D30-HVAC Systems\D3040 - Distribution SYS\Air Handling Unit - AHU | 1011328
37-I1 | 37-I1 East County Regional Center | 37-I1-D3041-110-AHU10 | Air Handler 10 | Trane M Series Climate Changer | K09K41069 | MCCB040UA0C0UB | OM00014470 | NA | MECHANICAL ROOM | 5VX670 (2) | 20X24X2(16) 24X24X2 (4) | NA | 20 | 230/460 | 47/23.5 | Electric | 3 | NA | NA | \Classifications\Building System Class\D30-HVAC Systems\D3040 - Distribution SYS\Air Handling Unit - AHU | 1011329
37-I1 | 37-I1 East County Regional Center | 37-I1-D3041-110-AHU11 | Air Handler 11 | Trane M Series Climate Changer | K09H23028 | MCCB040UA0C0UA | OM00014471 | NA | MECHANICAL ROOM | 5VX670 (2) | 20X24X2(16) 24X24X2 (4) | NA | 20 | 230/460 | 47/23.5 | Electric | 3 | NA | NA | \Classifications\Building System Class\D30-HVAC Systems\D3040 - Distribution SYS\Air Handling Unit - AHU | 1011330
37-I1 | 37-I1 East County Regional Center | 37-I1-D3041-110-AHU12 | Air Handler 12 | TRANE | K09D81726A | MCCB040UA0C0UB | OM00014472 | NA | MECHANICAL ROOM | 5VX670 (2) | 20X24X2(16) 24X24X2 (4) | NA | 20 | 230/460 | 47/23.5 | Electric | 3 | NA | NA | \Classifications\Building System Class\D30-HVAC Systems\D3040 - Distribution SYS\Air Handling Unit - AHU | 1011331
37-I1 | 37-I1 East County Regional Center | 37-I1-D3041-110-AHU13 | Air Handler 13 | Trane Climate Changer | U81019292 | CCBB21AELA0 | OM00014587 | NA | MECHANICAL ROOM | B-83 ( 2 ) | 20X25X2 (10) | NA | 10 | 208-230/460 | 26.50-23.90/12.00 | Electric | 3 | NA | NA | \Classifications\Building System Class\D30-HVAC Systems\D3040 - Distribution SYS\Air Handling Unit - AHU | 1011332
37-I1 | 37-I1 East County Regional Center | 37-I1-D3041-110-AHU14 | Air Handler 14 | Trane Climate Changer | U81D19294 | CCBB21AELA0 | OM00014588 | NA | MECHANICAL ROOM | B-83 ( 2 ) | 20X25X2 (10) | NA | 10 | 208-230/460 | 26.50-23.90/12.00 | Electric | 3 | NA | NA | \Classifications\Building System Class\D30-HVAC Systems\D3040 - Distribution SYS\Air Handling Unit - AHU | 1011333
37-I1 | 37-I1 East County Regional Center | 37-I1-D3041-110-AHU15 | Air Handler 15 | Trane Climate Changer | U81D19295 | CCBB21AELA0 | OM00014586 | NA | MECHANICAL ROOM | B-83 ( 2 ) | 20X25X2 (10) | NA | 10 | 208-230/460 | 26.50-23.90/12.00 | Electric | 3 | NA | NA | \Classifications\Building System Class\D30-HVAC Systems\D3040 - Distribution SYS\Air Handling Unit - AHU | 1011334
37-I1 | 37-I1 East County Regional Center | 37-I1-D3041-110-AHU16 | Air Handler 16 | Trane Climate Changer | U81D19293 | CCBB21AELA0 | OM00014589 | NA | MECHANICAL ROOM | B-83 ( 2 ) | 20X25X2 (10) | NA | 10 | 208-230/460 | 26.50-23.90/12.00 | Electric | 3 | NA | NA | \Classifications\Building System Class\D30-HVAC Systems\D3040 - Distribution SYS\Air Handling Unit - AHU | 1011335
37-I1 | 37-I1 East County Regional Center | 37-I1-D3041-110-AHU17 | Air Handler 17 | MCCB030UA0C0UA | K09M62948 | MCCB035VA0C0UA | OM00014474 | NA | MECHANICAL ROOM | 5VX630 (1) | 20X25X2 (12) 20X25X2 (4) | NA | 20 | 460 | 34.5 | Electric | 3 | NA | NA | \Classifications\Building System Class\D30-HVAC Systems\D3040 - Distribution SYS\Air Handling Unit - AHU | 1011336
37-I1 | 37-I1 East County Regional Center | 37-I1-D3041-110-AHU18 | Air Handler 18 | TRANE | U81E19408 | CCBB41AELBO | OM00014473 | NA | MECHANICAL ROOM | B120 (1) | 20X25X2 ( 20 ) 16X25X2 (4) | NA | 15 | 460 | 21 | Electric | 3 | NA | NA | \Classifications\Building System Class\D30-HVAC Systems\D3040 - Distribution SYS\Air Handling Unit - AHU | 1011337
37-I1 | 37-I1 East County Regional Center | 37-I1-D3041-110-AHU19 | AIR HANDLER UNIT #9 | TRANE | U81E19306 | CCBB31AELB0 | OM00014475 | NA | MECHANICAL ROOM | BVX1030 (1) | (8) 16X25X2, (12) 16X20X2 | NA | 5, Motor: 15 | 460 | 21 | Electric | 3 | NA | NA | \Classifications\Building System Class\D30-HVAC Systems\D3040 - Distribution SYS\Air Handling Unit - AHU | 1011338
37-I1 | 37-I1 East County Regional Center | 37-I1-D3041-110-AHU20 | Air Handler 20 | TRANE | U81E19307 | CCBB31AELB0 | OM00014476 | NA | MECHANICAL ROOM | 5VX100 (3) | 16X25X2 (8) 16X20X2 (8) | NA | 5, Motor: 15 | 460 | 21 | Electric | 3 | NA | NA | \Classifications\Building System Class\D30-HVAC Systems\D3040 - Distribution SYS\Air Handling Unit - AHU | 1011339
37-I1 | 37-I1 East County Regional Center | 37-I1-D3041-110-AHU22 | Air Handler 22 | TRANE | KO9M62953 | MCCB021UA0C0UB | OM00014478 | NA | MECHANICAL ROOM | DNA | BVX500 (1)46026 | NA | 15 | 460 | 26.2 | Electric | 3 | NA | NA | \Classifications\Building System Class\D30-HVAC Systems\D3040 - Distribution SYS\Air Handling Unit - AHU | 1011340
37-I1 | 37-I1 East County Regional Center | 37-I1-D3041-110-AHU23 | Air Handler 23 | Trane Climate Changer | U81C19197 | CCDBDAJLB | OM00014496 | NA | MECHANICAL ROOM | TBD | 16X25X2 ( 2 ) | NA | 3/4 | 208-230/460 | 3.2-3/1.5 | Electric | 3 | NA | NA | \Classifications\Building System Class\D30-HVAC Systems\D3040 - Distribution SYS\Air Handling Unit - AHU | 1011341
37-I1 | 37-I1 East County Regional Center | 37-I1-D3041-110-AHU24 | Air Handler 24 | Trane M Series Climate Changer | KO9M62958 | MCCB057UA0C0UB | OM00014538 | NA | MECHANICAL ROOM | TBD | 5VX780 (3) | NA | 25 | 230/460 | 60/30 | Electric | 3 | NA | NA | \Classifications\Building System Class\D30-HVAC Systems\D3040 - Distribution SYS\Air Handling Unit - AHU | 1011342
37-I1 | 37-I1 East County Regional Center | 37-I1-D3042-220-EFN01 | Exhaust Fan 1 | Barry Bower | 72648 | BVB-365 | OM00014593 | NA | NA | B64 (2) | NA | NA | 3 | 208-230/460 | 20-8.10/9.03 | Electric | 3 | NA | NA | \Classifications\Building System Class\D30-HVAC Systems\D3040 - Distribution SYS\Supply/Exhaust/Return fans- FAN | 1011343
37-I1 | 37-I1 East County Regional Center | 37-I1-D3042-220-EFN02 | Exhaust Fan 3 | Barry Bower | 72651 | BVB-330 | OM00014594 | NA | NA | 5L-630 (2) | NA | NA | 3 | 230/460 | 7.9/3.95 | Electric | 3 | NA | NA | \Classifications\Building System Class\D30-HVAC Systems\D3040 - Distribution SYS\Supply/Exhaust/Return fans- FAN | 1011344
37-I1 | 37-I1 East County Regional Center | 37-I1-D3042-220-EFN03 | Exhaust Fan 4 | Barry Bower | 72654 | BVB-330 | OM00014595 | NA | NA | B64 (2) | NA | NA | 3 | 230/460 | 13.2/6.6 | Electric | 3 | NA | NA | \Classifications\Building System Class\D30-HVAC Systems\D3040 - Distribution SYS\Supply/Exhaust/Return fans- FAN | 1011345
37-I1 | 37-I1 East County Regional Center | 37-I1-D3042-220-EFN05 | Exhaust Fan 5 | GreenHeck | 97G14621 | SWB-18-20-CCW-UB | OM00014596 | NA | NA | (2) 4L400 | NA | NA | 2.0 | 208-230/460 | 6.2/3.1 | Electric | 3 | NA | NA | \Classifications\Building System Class\D30-HVAC Systems\D3040 - Distribution SYS\Supply/Exhaust/Return fans- FAN | 1011346
37-I1 | 37-I1 East County Regional Center | 37-I1-D3042-220-EFN06 | Exhaust Fan 6 | Barry Bower | 72664 | BVB-300 | OM00014597 | NA | NA | B-55 ( 2 ) | NA | NA | 3.0 | 480 | 10 | Electric | 3 | NA | NA | \Classifications\Building System Class\D30-HVAC Systems\D3040 - Distribution SYS\Supply/Exhaust/Return fans- FAN | 1011347
37-I1 | 37-I1 East County Regional Center | 37-I1-D3042-220-EFN10 | Exhaust Fan 10 | Carnes | VIDRF2 | 12702-02 | OM00014605 | NA | NA | NA | N/A | NA | 1hp | 110 | DNA | Electric | 1 | NA | NA | \Classifications\Building System Class\D30-HVAC Systems\D3040 - Distribution SYS\Supply/Exhaust/Return fans- FAN | 1011348
37-I1 | 37-I1 East County Regional Center | 37-I1-D3042-220-EFN11 | Exhaust Fan 11 | Dayton Electric MFG Co. | 12348849-1102 | 4YY20 | OM00028466 | NA | NA | 4L-410 (1) | NA | NA | 1/2 hp | 480 | 8.80/4.2-4.4 | Electric | 1 | NA | NA | \Classifications\Building System Class\D30-HVAC Systems\D3040 - Distribution SYS\Supply/Exhaust/Return fans- FAN | 1011349
37-I1 | 37-I1 East County Regional Center | 37-I1-D3042-220-EFN12 | Exhaust Fan 12 | Dayton | 05F31944 | 4YY20 | OM00014493 | NA | NA | 4L-410 (1) | NA | NA | 1/3 | 115/208-230 | 6.6/3.0/3.3 | Electric | 1 | NA | NA | \Classifications\Building System Class\D30-HVAC Systems\D3040 - Distribution SYS\Supply/Exhaust/Return fans- FAN | 1011350
37-I1 | 37-I1 East County Regional Center | 37-I1-D3042-220-EFN13 | Exhaust Fan 13 | Dayton | 12034791-1003 | 2RB65 | OM00028467 | NA | NA | 4L-220 (1) | NA | NA | 1/2 hp | 208-230/460 | 2.3-2.2/1.2 | Electric | 3 | NA | NA | \Classifications\Building System Class\D30-HVAC Systems\D3040 - Distribution SYS\Supply/Exhaust/Return fans- FAN | 1011351
37-I1 | 37-I1 East County Regional Center | 37-I1-D3042-220-EFN14 | Exhaust Fan 14 | Barry Bower | 72635 | BVF-135 | OM00013775 | NA | NA | 7HHK (1) | NA | NA | 1.50 | 208-230/460 | 4.8-5.0/2.5 | Electric | 3 | NA | NA | \Classifications\Building System Class\D30-HVAC Systems\D3040 - Distribution SYS\Supply/Exhaust/Return fans- FAN | 1011352
37-I1 | 37-I1 East County Regional Center | 37-I1-D3042-220-EFN15 | Exhaust Fan 15 | Carnes | DNA | VUBBR6 | OM00014592 | NA | LOWER ROOF | 4L-250 ( 1 ) | NA | NA | 3/4 hp | 480 | 1.5 | Electric | 3 | NA | NA | \Classifications\Building System Class\D30-HVAC Systems\D3040 - Distribution SYS\Supply/Exhaust/Return fans- FAN | 1011353
37-I1 | 37-I1 East County Regional Center | 37-I1-D3042-220-EFN24 | Exhaust Fan 24 | Barry Bower | 72536 | DNA | OM00014608 | NA | NA | 4L360 (1) | NA | NA | 1.00 | 480 | 1.7 | Electric | 3 | NA | NA | \Classifications\Building System Class\D30-HVAC Systems\D3040 - Distribution SYS\Supply/Exhaust/Return fans- FAN | 1011355
37-I1 | 37-I1 East County Regional Center | 37-I1-D3042-220-EFN25 | Exhaust Fan 25 | Barry Bower | 72638 | BVB-270 | OM00028478 | NA | NA | 4L660 (2) | NA | NA | 3 | 230/460 | 10/5 | Electric | 3 | NA | NA | \Classifications\Building System Class\D30-HVAC Systems\D3040 - Distribution SYS\Supply/Exhaust/Return fans- FAN | 1011356
37-I1 | 37-I1 East County Regional Center | 37-I1-D3042-220-EFN26 | Fan Exhaust (1) | Carnes | VUBAS5-24 | 12702-02 | OM00028463 | NA | NA | 4L320 ( 2 ) | NA | NA | 1.00 | 208-230/460 | 3.4-1.7 | Electric | 3 | NA | NA | \Classifications\Building System Class\D30-HVAC Systems\D3040 - Distribution SYS\Supply/Exhaust/Return fans- FAN | 1011357
37-I1 | 37-I1 East County Regional Center | 37-I1-D3042-220-EFN27 | Fan Exhaust (2) | Carnes | VUBAR4 24 | 12702-02 | OM00028465 | NA | NA | 4L360H (1) | NA | NA | 3/4 | 460/200-230 | 1.7/2.9-3.4 | Electric | 3 | NA | NA | \Classifications\Building System Class\D30-HVAC Systems\D3040 - Distribution SYS\Supply/Exhaust/Return fans- FAN | 1011358
37-I1 | 37-I1 East County Regional Center | 37-I1-D3042-220-EFN32 | SE 1A | Barry Bower | NA | 72630 | OM00014616 | NA | NA | AP-48 ( 1 ) | NA | NA | 1.5 hp | 480 | 2.5 | Electric | 3 | NA | NA | \Classifications\Building System Class\D30-HVAC Systems\D3040 - Distribution SYS\Supply/Exhaust/Return fans- FAN | 1011363
37-I1 | 37-I1 East County Regional Center | 37-I1-D3042-220-EFN33 | Exhaust Fan SE2 | Barry Bower | DNA | 72634 | OM00028464 | NA | NA | 4L-400 (1) | NA | NA | 3/4 | 208-230/460 | 3.3-3.0/1.5 | Electric | 3 | NA | NA | \Classifications\Building System Class\D30-HVAC Systems\D3040 - Distribution SYS\Supply/Exhaust/Return fans- FAN | 1011364
37-I1 | 37-I1 East County Regional Center | 37-I1-D3042-220-EFN34 | Bathrooms Exhaust Fan | Dayton Electric MFG Co. | 1212675-1006 | 4YY16 | OM00014590 | NA | LOWER ROOF | AX22 (1) | NA | NA | 1.00 | 208-230/460 | 3.6-3.8/1.9 | Electric | 3 | NA | NA | \Classifications\Building System Class\D30-HVAC Systems\D3040 - Distribution SYS\Supply/Exhaust/Return fans- FAN | 1011365
37-I1 | 37-I1 East County Regional Center | 37-I1-D3042-240-SEF01 | Kitchen Hood Exhaust Fan # 21 SEF01 | Dayton | 11748038-0905 | 4YY20 | OM00014591 | NA | LOWER ROOF | A-36 (1) | NA | NA | 3/4 hp | 480 | 1.5 | Electric | 3 | NA | NA | \Classifications\Building System Class\D30-HVAC Systems\D3040 - Distribution SYS\Supply/Exhaust/Return fans- FAN | 1011383
37-I1 | 37-I1 East County Regional Center | 37-I1-G3060-320-DFP01 | Diesel Fuel Transfer Pump | Viking Pump | 1770631 | FH456X | OM00014601 | NA | Fire Pump Room | NA | NA | NA | 1/3 | 115/208-230 | 6.6/3.3 | Electric | 3 | NA | NA | \Classifications\Building System Class\G30-Site Mechanical Utilities\G3060 - Fuel Distribution\Pump, Fuel, Diesel Fuel Transfer Pump - DFP | 1011385
37-I1 | 37-I1 East County Regional Center | 37-I1-D3050-210-PKU01 | AA1 PACKAGE UNIT | Trane | 4174LU12H | TCC060F300BE | OM00014466 | NA | ROOF | DNA | DNA | R-22 | 1/2 | 230 | 21.1 | Electric | 3 | NA | NA | \Classifications\Building System Class\D30-HVAC Systems\D3050 - Package SYS\Package Unit - PKU | 1011386
37-I1 | 37-I1 East County Regional Center | 37-I1-D3050-210-PKU02 | AA2 PACKAKGE UNIT | Trane | 3401LJ72H | WCH060F100AB | OM00014467 | NA | ROOF | DNA | DNA | R-22 | 1/2 | 230 | 32 | Electric | 1 | NA | NA | \Classifications\Building System Class\D30-HVAC Systems\D3050 - Package SYS\Package Unit - PKU | 1011387
37-I1 | 37-I1 East County Regional Center | 37-I1-D3090-114-CMP01 | Air Compressor,30A,480V,3PH/4W CMP01 | Johnson Controls | 267808_P | A-4_I | OM00014834 | State ID#: A00676-88 | Basement Generator Room | DNA | NA | NA | 3/4 | 208/230-460 | 2.9/2.6/1.3 | Electric | 3 | NA | NA | \Classifications\Building System Class\D30-HVAC Systems\D3090 - Other HVAC Systems and Equipment\Air Compressor - CMP | 1011388
37-I1 | 37-I1 East County Regional Center | 37-I1-D4022-250-PFD01 | Fire Pump Diesel FSG 02 Motor Driven | Aurora Pump Company | 80-66073 | 485SF | OM00014598 | NA | Fire Pump Room | NA | NA | NA | 238 | Other | TBD | Diesel | 3 | NA | NA | \Classifications\Building System Class\D40-Fire Protection SYS\D4020 - Stand Pipe\Pump,Fire,Diesel Engine Driven - PFD | 1011390
37-I1 | 37-I1 East County Regional Center | 37-I1-D4022-210-JPM01 | JOCKEY FIRE PUMP P26 | AURORA PUMP | 80-13435 | F05BF | OM00014759 | NA | Fire Pump Room Basement | NA | NA | NA | NA | 230/460 | 18/9 | Electric | 3 | NA | NA | \Classifications\Building System Class\D40-Fire Protection SYS\D4020 - Stand Pipe\Jockey Pump - JPM | 1011392
37-I1 | 37-I1 East County Regional Center | 37-I1-D5010-234-ATS01 | Auto Transfer Switch,ATS-1 480V | Russel Electric | 8591-1 | RMT-16004C-VS | OM00014826 |  | Basement Main Plant Electrical Room | NA | NA | NA | NA | 480 | DNA | Electric | 3 | NA | NA | \Classifications\Building System Class\D50-Electrical SYS\D5010 - Elec Service & Dist\Automatic Transfer Switch - ATS | 1011393
37-I1 | 37-I1 East County Regional Center | 37-I1-D5010-200-ESD01 | Main Breaker Incoming | WestingHouse | 9910713 | Main Breaker,4000A,480/277v | OM00014671 | NA | Electrical | NA | NA | NA | NA | 480 | 4000 | Electric | 3 | NA | NA | \Classifications\Building System Class\D50-Electrical SYS\D5010 - Elec Service & Dist\Electical Service and Distribution - ESD | 1011394
37-I1 | 37-I1 East County Regional Center | 37-I1-D5010-200-ESD06 | Main Electrical SwitchGear 03 | WestingHouse | 9910708 | 80Y3820 | OM00014683 | NA | Boiler room | NA | NA | NA | NA | 480 | 4000 | Electric | 3 | NA | NA | \Classifications\Building System Class\D50-Electrical SYS\D5010 - Elec Service & Dist\Electical Service and Distribution - ESD | 1011396
37-I1 | 37-I1 East County Regional Center | 37-I1-D5011-240-TRN01 | Transformer, D, TRN01 | Acme Electrical Corp. | NONE | CAT#T-1-5311-1 | OM00014752 | NA | P.Lot Electrical Room | NA | NA | NA | NA | 480-208Y/120 | 15KVA | Electric | 3 | NA | NA | \Classifications\Building System Class\D50-Electrical SYS\D5010 - Elec Service & Dist\Transformer - TRN | 1011397
37-I1 | 37-I1 East County Regional Center | 37-I1-D5092-210-GEN01 | Emergency Stand by Generator | Cummins Onan | I990992837 | DFED-3380102 | OM00013772 | PTO 890863 ¦ Cert of Registration 975725 | 176 | DNA | DNA | NA | 755 | 480 | 500 kW (input Bob Perkins 5/25/2016) | Diesel | 3 | NA | NA | \Classifications\Building System Class\D50-Electrical SYS\D5090 - Elec SYS\Emergency Generator - GEN | 1011398
37-I1 | 37-I1 East County Regional Center | 37-I1-D5092-250-EML09 | Exit Lights/ Back up Lights (9) | Multiple | NA | LITHONIA LIGHTING | OM00028491 |  | Multiple | NA | NA | NA | NA | 240 | NA | Electric | 1 | NA | NA | \Classifications\Building System Class\D50-Electrical SYS\D5090 - Elec SYS\Emergency And Exit Lighting - EML | 1011399
37-I1 | 37-I1 East County Regional Center | 37-I1-D3044-125-PHW01 | MAIN PUMP # 5 FOR HEATING | BELL & GOSSETT | 62240 | 5BC-81/2_BF | OM00014556 | NA | LOWER MECHANICAL ROOM | NA | NA | NA | 15 | 230/460 | 2 | Electric | 3 | NA | NA | \Classifications\Building System Class\D30-HVAC Systems\D3040 - Distribution SYS\Hot Water Pump - PHW | 1011400
37-I1 | 37-I1 East County Regional Center | 37-I1-D3044-125-PHW02 | MAIN PUMP #6 FOR HEATING | BELL & GOSSETT | 1062241 | 5BC-81/2_BF | OM00014555 | NA | LOWER MECHANICAL ROOM | NA | NA | NA | 15 | 230/460 | 40/20 | Electric | 3 | NA | NA | \Classifications\Building System Class\D30-HVAC Systems\D3040 - Distribution SYS\Hot Water Pump - PHW | 1011401
37-I1 | 37-I1 East County Regional Center | 37-I1-D3090-220-CMD01 | AIR DRYER | SPEED AIR | G010A1150303235 | 4XX26 | OM00028487 | NA | SALLY PORT | NA | NA | R-134a | DNA | 115 | 1.3 | Electric | 1 | NA | NA | \Classifications\Building System Class\D30-HVAC Systems\D3090 - Other HVAC Systems and Equipment\Compressed Air Dryer - CMD | 1013103
37-I1 | 37-I1 East County Regional Center | 37-I1-D3090-220-CMD02 | COMPRESSOR, AIR DRYER | Hankison International | H035A1150204250 | HPRP35 | OM00028459 | NA | CENTRAL PLANT | NA | NA | R-134a | DNA | 115 | 4 | Electric | 1 | NA | NA | \Classifications\Building System Class\D30-HVAC Systems\D3090 - Other HVAC Systems and Equipment\Compressed Air Dryer - CMD | 1013105
37-I1 | 37-I1 East County Regional Center | 37-I1-D2023-100-BFP01 | BACKFLOW PREVENTER #1 (FIRE PUMP 8") | FEBCO | 0104161143 | 826YD 8" RP | OM00014655 | 0180005821-52636781-0104161143 | FIRE PUMP ROOM, 8" | NA | NA | NA | NA | NA | NA | NA | NA | NA | NA | \Classifications\Building System Class\D20-Plumbing\D2020 - Domestic Water\Backflow Preventer - BFP | 1013273
37-I1 | 37-I1 East County Regional Center | 37-I1-D1010-100-ELE02 | Passenger #2 (Low Rise 6-stop) | United States Elevator Corp | A-57189-3 | 63_OH | OM00013862 | State ID# 072732 | 9TH FLOOR MECH ROOM | NA | NA | NA | 40 | 240 | 136 | Electric | 3 | NA | NA | \Classifications\Building System Class\D10-Conveyance Systems\D1010 - Elevator\Elevator,Electric,Pass/Freight - ELE | 1013318
37-I1 | 37-I1 East County Regional Center | 37-I1-D1010-100-ELE03 | Passenger #3 (Low Rise 6-stop) | United States Elevator Corp | A-57189-1 | 63_OH | OM00013863 | State ID# 072733 | 9TH FLOOR MECHA ROOM | NA | NA | NA | 40 | 240 | 136 | Electric | 3 | NA | NA | \Classifications\Building System Class\D10-Conveyance Systems\D1010 - Elevator\Elevator,Electric,Pass/Freight - ELE | 1013319
37-I1 | 37-I1 East County Regional Center | 37-I1-D1010-100-ELE05 | Passenger #5 (High Rise 5-stop) | United States Elevator Corp | DNA | DNA | OM00013864 | State ID# 072735 | 9TH FLOOR MECH ROOM | NA | NA | NA | 40 | 240 | 136 | Electric | 3 | NA | NA | \Classifications\Building System Class\D10-Conveyance Systems\D1010 - Elevator\Elevator,Electric,Pass/Freight - ELE | 1013320
37-I1 | 37-I1 East County Regional Center | 37-I1-D1010-100-ELE06 | Passenger #6 (High Rise 5-stop) | United States Elevator Corp | DNA | DNA | OM00013865 | State ID# 072736 | 9TH FLOOR MECH ROOM | NA | NA | NA | 40 | 240 | 136 | Electric | 3 | NA | NA | \Classifications\Building System Class\D10-Conveyance Systems\D1010 - Elevator\Elevator,Electric,Pass/Freight - ELE | 1013321
37-I1 | 37-I1 East County Regional Center | 37-I1-D1010-100-ELE07 | In Custody (8-stop) | United States Elevator Corp | KS-1-482-KS | 5CD1938A838A803 | OM00013866 | State ID# 072737 | 9TH FLOOR MECH ROOM | NA | NA | NA | 40 | 230/460 | 93/46.5 | Electric | 3 | NA | NA | \Classifications\Building System Class\D10-Conveyance Systems\D1010 - Elevator\Elevator,Electric,Pass/Freight - ELE | 1013322
37-I1 | 37-I1 East County Regional Center | 37-I1-D1010-100-ELE09 | In Custody (8-stop) Prison Passenger Elevator | United States Elevator Corp. | A57191 | 63_OH | OM00013868 | State ID# 072714 | 9TH FLOOR MECH ROOM, Passenger Elevator #9 Prison | NA | NA | NA | 40 | 240 | 136 | Electric | 3 | NA | NA | \Classifications\Building System Class\D10-Conveyance Systems\D1010 - Elevator\Elevator,Electric,Pass/Freight - ELE | 1013323
37-I1 | 37-I1 East County Regional Center | 37-I1-D1010-100-ELE10 | Service Elevator (14-stop) | United States Elevator Corp. | A57179 | 63_OH | OM00013869 | State ID# 072715 | MECH ROOM | NA | NA | NA | 40 | 240 | 136 | Electric | 3 | NA | NA | \Classifications\Building System Class\D10-Conveyance Systems\D1010 - Elevator\Elevator,Electric,Pass/Freight - ELE | 1013325
37-I1 | 37-I1 East County Regional Center | 37-I1-B3010-100-RUF01 | ROOF | DNA | DNA | DNA | OM00028490 | NA | ROOF | NA | NA | NA | NA | NA | NA | NA | NA | NA | NA | \Classifications\Building System Class\B30-Roofing\B3010 - Roof Types\Roof - RUF | 1013336
37-I1 | 37-I1 East County Regional Center | 37-I1-B2034-400-DOH02 | SALLY PORT ROLL UP GATE #2 | COOKSON | DNA | 8073 | OM00028486 | NA | PARKING SECURE | NA | NA | NA | 1 | 208-230/460 | 3.2/1.6 | Electric | 3 | NA | NA | \Classifications\Building System Class\B20-General Building Exterior\B2030 - Exterior Doors\Door,Overhead-Shutter,Manual,Elec,Roll-up - DOH | 1013337
37-I1 | 37-I1 East County Regional Center | 37-I1-D2040-100-PSU01 | SUMP PUMP #2 | DNA | DNA | DNA | OM00028455 | NA | CENTRAL PLANT | NA | NA | NA | DNA | 115 | DNA | Electric | 1 | NA | NA | \Classifications\Building System Class\D20-Plumbing\D2040 - Rain Drain\Sump Pump - PSU | 1013338
37-I1 | 37-I1 East County Regional Center | 37-I1-B2010-100-BLD01 | BUILDING | NA | NA | NA | OM00028489 | NA | All | NA | NA | NA | NA | NA | NA | NA | NA | NA | NA | \Classifications\Building System Class\B20-General Building Exterior\B2010 - Exterior Walls\Building - BLD | 1013339
37-I1 | 37-I1 East County Regional Center | 37-I1-B2034-400-DOH04 | LOADING DOCK ROLL UP GATE | Cookson Gate | DNA | DNA | OM00028483 | NA | Ground Floor Trash Collection Area | NA | NA | NA | 1/6 | 115 | 4.6 | Electric | 1 | NA | NA | \Classifications\Building System Class\B20-General Building Exterior\B2030 - Exterior Doors\Door,Overhead-Shutter,Manual,Elec,Roll-up - DOH | 1013341
37-I1 | 37-I1 East County Regional Center | 37-I1-B2034-400-DOH05 | TRASH DOCK ROLL UP GATE | FRANKLIN ELECTRIC | DNA | DNA | OM00028482 | NA | PARKING SECURE | NA | NA | NA | 1/5 | 230 | 5 | Electric | 3 | NA | NA | \Classifications\Building System Class\B20-General Building Exterior\B2030 - Exterior Doors\Door,Overhead-Shutter,Manual,Elec,Roll-up - DOH | 1013342
37-I1 | 37-I1 East County Regional Center | 37-I1-B2034-400-DOH01 | SALLY PORT ROLL UP GATE #1 | Cookson Door Company | DNA | 8073 | OM00028484 | NA | PARKING SECURE | NA | NA | NA | 1 1/2 | 230 | 4.6/2.3 | Electric | 3 | NA | NA | \Classifications\Building System Class\B20-General Building Exterior\B2030 - Exterior Doors\Door,Overhead-Shutter,Manual,Elec,Roll-up - DOH | 1013343
37-I1 | 37-I1 East County Regional Center | 37-I1-D3090-114-CMP03 | COMPRESSOR, CONTROL AIR #3 | INGERSOLL RAND | DNA | T-30 | OM00028485 | State ID#: A006768-88 | SALLY PORT | DNA | NA | NA | 1 1/2 | 460 | 2.4 | Electric | 3 | NA | NA | \Classifications\Building System Class\D30-HVAC Systems\D3090 - Other HVAC Systems and Equipment\Air Compressor - CMP | 1013344
37-I1 | 37-I1 East County Regional Center | 37-I1-D3042-220-EFN18 | EXHAUST FAN #18 | CARNES | DNA | 4HX94A | OM00014490 | NA | ROOF | 4L-220 (1) | NA | NA | 1/2 | 480 | 2.5 | Electric | 3 | NA | NA | \Classifications\Building System Class\D30-HVAC Systems\D3040 - Distribution SYS\Supply/Exhaust/Return fans- FAN | 1013345
37-I1 | 37-I1 East County Regional Center | 37-I1-D3042-220-EFN19 | EXHAUST FAN #19 | BARRY BLOWER | 81-2135 | AF-DW | OM00014606 | NA | Judges Secured Parking Area | R97 (2) | NA | NA | NA | 208-230/460 | 20-18.1/9.03 | Electric | 3 | NA | NA | \Classifications\Building System Class\D30-HVAC Systems\D3040 - Distribution SYS\Supply/Exhaust/Return fans- FAN | 1013346
37-I1 | 37-I1 East County Regional Center | 37-I1-D3042-220-EFN20 | EXHAUST FAN #20 | BARRY BLOWER | 81-2134 | AF-DW | OM00014607 | NA | Judges Secured Parking Area | E94 (2) | NA | NA | 7 1/2 | 230/460 | 20.4/10.2 | Electric | 3 | NA | NA | \Classifications\Building System Class\D30-HVAC Systems\D3040 - Distribution SYS\Supply/Exhaust/Return fans- FAN | 1013347
37-I1 | 37-I1 East County Regional Center | 37-I1-D3042-220-EFN04 | Exhaust Fan #2 | GreenHeck | 03F12585 | CUBE-161-7 | OM00028488 | NA | ROOF | 4L-260 (1) | NA | NA | 3.00 | 280-230/460 | 2.7-2.8/1.4 | Electric | 3 | NA | NA | \Classifications\Building System Class\D30-HVAC Systems\D3040 - Distribution SYS\Supply/Exhaust/Return fans- FAN | 1013348
37-I1 | 37-I1 East County Regional Center | 37-I1-D3090-114-CMP04 | COMPRESSOR, CONTROL AIR | SPEED AIR | D071180 | 1WD46 | OM00028460 | State ID#: needed awaiting permit invoice was processed 3/2019 | CONTROL PLANT | 5L-680 (4) | NA | NA | 5 | 230 | 30 | Electric | 3 | NA | NA | \Classifications\Building System Class\D30-HVAC Systems\D3090 - Other HVAC Systems and Equipment\Air Compressor - CMP | 1013349
37-I1 | 37-I1 East County Regional Center | 37-I1-G3063-100-DAT01 | GENERATOR DAY TANK #1 | ENGINE & COMPRESSOR ACCESSORIES (E&CA) | S_52503Z | MH15297 | OM00014785 | NA | GENERATOR ROOM | NA | NA | NA | 1/3 | 115 | 6.6 | Diesel | NA | NA | NA | \Classifications\Building System Class\G30-Site Mechanical Utilities\G3060 - Fuel Distribution\Tank, Fuel Storage Day - DAT | 1013350
37-I1 | 37-I1 East County Regional Center | 37-I1-G3063-100-DAT02 | DAY TANK, FIRE PUMP | WE-MAC MANUFACTURING CO | DNA | DNA | OM00028456 | NA | FIRE PUMP ROOM | NA | NA | NA | 1/3 | 115 | 6.2 | Diesel | 1 | NA | NA | \Classifications\Building System Class\G30-Site Mechanical Utilities\G3060 - Fuel Distribution\Tank, Fuel Storage Day - DAT | 1013351
37-I1 | 37-I1 East County Regional Center | 37-I1-D2023-100-BFP02 | Backflow Preventer Domestic 4" RP | FEBCO | 0104251121 | 880 V 4" RP | OM00014653 | 0180005821-52636781-0104251121 | BOILER ROOM | [10 empty] | \Classifications\Building System Class\D20-Plumbing\D2020 - Domestic Water\Backflow Preventer - BFP | 1013539
37-I1 | 37-I1 East County Regional Center | 37-I1-D2023-100-BFP03 | Backflor Preventer, Domestic Boiler Room 4" RP | FEBCO | 0104251125 | 880V | OM00014654 | 0180005741-18701043-0104251225 | Basement Boiler Room | [10 empty] | \Classifications\Building System Class\D20-Plumbing\D2020 - Domestic Water\Backflow Preventer - BFP | 1013540
37-I1 | 37-I1 East County Regional Center | 37-I1-D2023-100-BFP04 | Backflow Preventer, Bypass TO BFP01 3/4" | FEBCO | A249362 | 825Y | OM00014365 | 0180005821-52636781-A249362 | Fire Pump Room | [10 empty] | \Classifications\Building System Class\D20-Plumbing\D2020 - Domestic Water\Backflow Preventer - BFP | 1013541
37-I1 | 37-I1 East County Regional Center | 37-I1-D2023-100-BFP05 | BACKFLOW, IRRIGATION 3" | FEBCO | N0608230815 | 880V | OM00014656 | 0180005711-52636810-N0608230815 | 30' directly behind meter irrigation | [10 empty] | \Classifications\Building System Class\D20-Plumbing\D2020 - Domestic Water\Backflow Preventer - BFP | 1013542
37-I1 | 37-I1 East County Regional Center | 37-I1-D4010-150-FMS01 | Stand Pipe | NA | NA | NA | OM00014367 | NA | Basement Fire Pump Room | NA | NA | NA | NA | NA | NA | NA |  | NA | NA | \Classifications\Building System Class\D40-Fire Protection SYS\D4010 - Sprinkler SYS\Fire Systems, stand pipes - FMS | 1014900
37-I1 | 37-I1 East County Regional Center | 37-I1-D5037-710-FAP01 | Fire Alarm Panel | Notifier Pittway Corp. | NA | DNA | OM00014548 | NA | Floor 1 On the wall | NA | NA | NA | NA | 110 | 20 | Electric | 1 | NA | NA | \Classifications\Building System Class\D50-Electrical SYS\D5030 - Comm & Security\Fire Alarm Panel - FAP | 1014904
37-I1 | 37-I1 East County Regional Center | 37-I1-D3068-100-BAS01 | Buiding Automation System - BAS01 | Siemens | DNA | DNA | OM00014369 |  | AOC/County Maintenance Shop | NA | NA | NA | NA | 110 | DNA | Electric | 1 | NA | NA | \Classifications\Building System Class\D30-HVAC Systems\D3060 - Control & Inst Air\Building Automation System - BAS | 1015288
37-I1 | 37-I1 East County Regional Center | 37-I1-D1010-100-ELE01 | Passenger #1 (Low Rise 6-stop) | United States Elevator Corp | A-57189-2 | 60_OH | OM00013861 | State ID# 072731¦ Pass #1 | DNA |  |  |  | 40 | 240 | 136 |  |  |  |  | \Classifications\Building System Class\D10-Conveyance Systems\D1010 - Elevator\Elevator,Electric,Pass/Freight - ELE | 1015780
37-I1 | 37-I1 East County Regional Center | 37-I1-D1091-100-DMW01 | Dumbwaiter | Inclinators Company of America | DNA | HIH | OM00014797 | State ID# 105609 | DNA1 | NA | NA | NA | DNA | DNA | DNA | DNA | DNA | NA | NA | \Classifications\Building System Class\D10-Conveyance Systems\D1090 - Other Conveyance Systems\Dumbwaiter - DMW | 1015785
37-I1 | 37-I1 East County Regional Center | 37-I1-G3010-210-FWT01 | TANK, FIRE WATER STORAGE | JOOR TANK CO | DNA | DNA | OM00014786 | NA | OUTSIDE OF BUILDING S SIDE | NA | NA | NA | NA | NA | NA | NA | NA | NA | NA | \Classifications\Building System Class\G30-Site Mechanical Utilities\G3010 - Water Supply\Fire Water Tank - FWT | 1016163
37-I1 | 37-I1 East County Regional Center | 37-I1-D4095-230-HBL01 | VENT HOOD, BACK KITCHEN | ANSUL | S243755 | R-102_Wet_Chemical | OM00014812 | NA | In lunch room | NA | NA | NA | NA | DNA | DNA | ELECTRIC | NA | NA | NA | \Classifications\Building System Class\D40-Fire Protection SYS\D4090 - Other Fire Protection Systems\Hood and Blower - HBL | 1016208
37-I1 | 37-I1 East County Regional Center | 37-I1-D4095-230-HBL02 | VENT HOOD, FRONT KITCHEN | ANSUL | 0016464 | R-102_Wet_Chemical | OM00014813 | DNA | Basement | NA | NA | NA | NA | NA | NA | Electric |  |  |  | \Classifications\Building System Class\D40-Fire Protection SYS\D4090 - Other Fire Protection Systems\Hood and Blower - HBL | 1016236
37-I1 | 37-I1 East County Regional Center | 37-I1-D5010-234-ATS02 | AUTOMATIC TRANSFER SWITCH, FIRE PUMP ATS-2 | DNA | DNA | DNA | OM00014810 |  | BASEMENT MAIN ELECTRICAL ROOM | NA | NA | NA | NA | 480 | 400 | Electric | 3 | NA | NA | \Classifications\Building System Class\D50-Electrical SYS\D5010 - Elec Service & Dist\Automatic Transfer Switch - ATS | 1016237
37-I1 | 37-I1 East County Regional Center | 37-I1-G3063-100-AST01 | TANK, DIESEL FUEL STORAGE, ABOVE GROUND | Hoover Containment Inc. | 383413 | L-DP500P (500 GAL) | OM00014811 | NA | OUTSIDE CHILLER PLANT | NA | NA | NA | NA | NA | NA | Diesel | NA | NA | NA | \Classifications\Building System Class\G30-Site Mechanical Utilities\G3060 - Fuel Distribution\Tank, Fuel Storage, Above Ground - AST | 1016238
37-I1 | 37-I1 East County Regional Center | 37-I1-D2023-100-BFP06 | BACKFLOW, COOLING TOWER 2" | WATTS | 168464 | M201-RP | OM00014366 |  | FIRE PUMP ROOM | NA | NA | NA | NA | NA | NA | NA | NA | NA | NA | \Classifications\Building System Class\D20-Plumbing\D2020 - Domestic Water\Backflow Preventer - BFP | 1016248
37-I1 | 37-I1 East County Regional Center | 37-I1-D3050-250-ACU01 | Air Conditioning, Split System (Fire Panel Rm) ACU01 | Fujitsu | GDN003283 | AOU24CL1 | OM00014804 |  | 1st Floor Fire Panel Room | NA | NA | R-410A | NA | 208/230 | 10.5 | Electric | 1 | 24000 | NA | \Classifications\Building System Class\D30-HVAC Systems\D3050 - Package SYS\Air Conditioning,Split System - ACU | 1017544
37-I1 | 37-I1 East County Regional Center | 37-I1-D2017-100-SHW02 | Eye Washes & Emergency Showers (Chiller Rm) | Bradley | DNA | 358. 1-2004 | OM00013911 |  | Basement Chiller Room | NA | NA | NA | NA | NA | NA | NA | NA | NA | NA | \Classifications\Building System Class\D20-Plumbing\D2010 - Plumb Fix\Showers - SHW | 1017545
37-I1 | 37-I1 East County Regional Center | 37-I1-D2030-410-PMS02 | Pump Ejector Sewage # 1 (East Side of Building) | Calhoun and Poxon Co | 24538 | AA1381 | OM00013910 |  | East Side of Building | NA | NA | NA | 3 | 480 | 10 | Electric | 3 | NA | NA | \Classifications\Building System Class\D20-Plumbing\D2030 - Sani Waste\Sewage Ejector Pump - PMS | 1017546
37-I1 | 37-I1 East County Regional Center | 37-I1-D3050-250-ACU02 | Air Conditioning, Split System (Fire Panel Rm) ACU02 | Fujitsu | GDN003380 | AOU24CL1 | OM00014803 |  | 1st Floor Fire Panel Room | NA | NA | R-410A | NA | 208/230 | 10.5 | Electric | 1 | 24000 | NA | \Classifications\Building System Class\D30-HVAC Systems\D3050 - Package SYS\Air Conditioning,Split System - ACU | 1017547
37-I1 | 37-I1 East County Regional Center | 37-I1-D3050-250-ACU04 | Air Conditioning, Split System (IDF Rm) | Fujitsu | HBN021869 | AOU30C1 | OM00014814 |  | Judges' Parking Garage Area | NA | PREWASH | R-410A | NA | 220 | 30 | Electric | 1 | NA | NA | \Classifications\Building System Class\D30-HVAC Systems\D3050 - Package SYS\Air Conditioning,Split System - ACU | 1017764
37-I1 | 37-I1 East County Regional Center | 37-I1-D3042-220-EFN35 | Exhaust Fan #33 (Chiller Room) | Dayton | DNA | DNA | OM00014789 | NA | Roof Chiller Room | 4L360 (2) | NA | NA | 1.5 | 208-230/480 | 5.8-6.0/2.8 | Electric | 1 | NA | NA | \Classifications\Building System Class\D30-HVAC Systems\D3040 - Distribution SYS\Supply/Exhaust/Return fans- FAN | 1018467
37-I1 | 37-I1 East County Regional Center | 37-I1-B2034-400-DOH06 | Door, Overhead Manual Roll Up DOH06 | Cookson Roll Door | 143171 | DNA | OM00014563 |  | Behind Security Area Fire Panel Room | NA | NA | NA | NA | NA | NA | NA | NA | NA | NA | \Classifications\Building System Class\B20-General Building Exterior\B2030 - Exterior Doors\Door,Overhead-Shutter,Manual,Elec,Roll-up - DOH | 1019013
37-I1 | 37-I1 East County Regional Center | 37-I1-B2034-400-DOH07 | Door, Overhead Manual Roll Up DOH07 | Cookson Roll Door | DNA | DNA | OM00002549 |  | Lunch Room | NA | NA | NA | 1/2 | 208-203/460 | 2.4/1.2 | Electric | 3 | NA | NA | \Classifications\Building System Class\B20-General Building Exterior\B2030 - Exterior Doors\Door,Overhead-Shutter,Manual,Elec,Roll-up - DOH | 1019014
37-I1 | 37-I1 East County Regional Center | 37-I1-B2034-400-DOH08 | Door, Overhead Manual Roll Up DOH08 | Cookson Roll Door | DNA | DNA | OM00002554 |  | Lunch Room | NA | NA | NA | DNA | 200-230/460 | 6.1-4.8/2.4 | Electric | 3 | NA | NA | \Classifications\Building System Class\B20-General Building Exterior\B2030 - Exterior Doors\Door,Overhead-Shutter,Manual,Elec,Roll-up - DOH | 1019015
37-I1 | 37-I1 East County Regional Center | 37-I1-B2034-400-DOH09 | Door, Overhead Manual Roll Up DOH09 | DNA | DNA | DNA | OM00013909 |  | Maintenance Shop | NA | NA | NA | 1/6 | 115 | 4.6 | Electric | 1 | NA | NA | \Classifications\Building System Class\B20-General Building Exterior\B2030 - Exterior Doors\Door,Overhead-Shutter,Manual,Elec,Roll-up - DOH | 1019016
37-I1 | 37-I1 East County Regional Center | 37-I1-D3042-220-EFN36 | Fan Exhaust EFN36 | Barry Blower | 72672 | BVF | OM00002483 |  | 1st Floor, By Exit door to Judges secured parking area | 41-450 | NA | NA | 1 | 208-230/460 | 4.6 | Electric | 3 | NA | NA | \Classifications\Building System Class\D30-HVAC Systems\D3040 - Distribution SYS\Supply/Exhaust/Return fans- FAN | 1019017
37-I1 | 37-I1 East County Regional Center | 37-I1-D3042-220-EFN37 | Fan Exhaust EFN37 | Barry Blower | 72650 | BVF-330 | OM00028479 |  | Air Handler Room, Inside IM06 | B70 (2) | NA | NA | 10 | 230/460 | 25/12.5 | Electric | 3 | NA | NA | \Classifications\Building System Class\D30-HVAC Systems\D3040 - Distribution SYS\Supply/Exhaust/Return fans- FAN | 1019018
37-I1 | 37-I1 East County Regional Center | 37-I1-D5010-200-ESD03 | Electrical Switch Board, Under 560 volts SBR03 | Industrial Electric MFG Co. | 436000 & 436001 | DNA | OM00002480 |  | Basement, Boiler Room | NA | NA | NA | NA | 480 | 14000 | Electric | 3 | NA | NA | \Classifications\Building System Class\D50-Electrical SYS\D5010 - Elec Service & Dist\Electical Service and Distribution - ESD | 1019019
37-I1 | 37-I1 East County Regional Center | 37-I1-D5010-200-ESD04 | Electrical Switch Board, Under 560 volts SBR04 | Industrial Electric MFG Co. | DNA | DNA | OM00014734 |  | Floor 1, Air Handler Room | NA | NA | NA | NA | 480 | 14000 | Electric | 3 | NA | NA | \Classifications\Building System Class\D50-Electrical SYS\D5010 - Elec Service & Dist\Electical Service and Distribution - ESD | 1019020
37-I1 | 37-I1 East County Regional Center | 37-I1-D5010-200-ESD05 | Electrical Switch Board, Under 560 volts SBR05 | Industrial Electric MFG Co. | DNA | DNA | OM00014681 |  | Basement, Chiller Room | NA | NA | NA | NA | DNA | DNA | Electric | DNA | NA | NA | \Classifications\Building System Class\D50-Electrical SYS\D5010 - Elec Service & Dist\Electical Service and Distribution - ESD | 1019021
37-I1 | 37-I1 East County Regional Center | 37-I1-D3060-100-RDS01 | Leak Detection System, Refrigerant Leak Detection System | MSA North Anerica | H14-4752961-10-001 | A-LE-A-1-1-0-0-1-1 Chillegard - LE | OM00014787 |  | Basement, Chiller Room | NA | NA | NA | NA | 100-240 | 0.4 | Electric | 1 | NA | NA | \Classifications\Building System Class\D30-HVAC Systems\D3060 - Control & Inst Air\Refrigerant Leak Detection System - RDS | 1019022
37-I1 | 37-I1 East County Regional Center | 37-I1-D3020-100-HET01 | Heater Water Expansion Tank # 1 | Roy E Hanson Jr. MGF | 436287 | DNA | OM00002479 |  | Basement, Boiler Room | NA | NA | NA | NA | NA | NA | NA | NA | NA | NA | \Classifications\Building System Class\D30-HVAC Systems\D3020 - Heat SYS\Heater Water Expansion Tank - HET | 1019023
37-I1 | 37-I1 East County Regional Center | 37-I1-D3020-100-HET02 | Heater Water Expansion Tank # 2 | Roy E Hanson Jr. MGF | 436288 | DNA | OM00002478 |  | Basement, Boiler Room | NA | NA | NA | NA | NA | NA | NA | NA | NA | NA | \Classifications\Building System Class\D30-HVAC Systems\D3020 - Heat SYS\Heater Water Expansion Tank - HET | 1019024
37-I1 | 37-I1 East County Regional Center | 37-I1-D2023-310-HWP05 | Pump, Domestic Hot Water Circulating | Taco Pump | 1636C6E3 6.40 | DNA | OM00002477 |  | Basement, Boiler Room | NA | NA | NA | 1.5 | 115/230 | 15.0/7.5 | Electric | 1 | NA | NA | \Classifications\Building System Class\D20-Plumbing\D2020 - Domestic Water\Domestic Hot Water Circulating Pump - HWP | 1019025
37-I1 | 37-I1 East County Regional Center | 37-I1-D2023-310-WBS02 | Pump, Domestic Water Booster System WBS02 | Dayton Pump | DNA | DNA | OM00002475 |  | Basement, Boiler Room | NA | NA | NA | DNA | 230/460 | 14.0/7.0 | Electric | 3 | NA | NA | \Classifications\Building System Class\D20-Plumbing\D2020 - Domestic Water\Domestic Water Booster System - WBS | 1019027
37-I1 | 37-I1 East County Regional Center | 37-I1-D2023-310-WBS03 | Pump, Domestic Water Booster System WBS-03 | Weil Pump Company | 269-194 | 2-310002-15 | OM00002474 |  | Basement, Boiler Room | NA | NA | NA | 15 | 230/460 | 37.6/18.8 | Electric | 3 | NA | NA | \Classifications\Building System Class\D20-Plumbing\D2020 - Domestic Water\Domestic Water Booster System - WBS | 1019028
37-I1 | 37-I1 East County Regional Center | 37-I1-D2030-410-PMS01 | Pump, Ejector Sewage | CalHoun/ Paxon Company | DNA | DNA | OM00002553 |  | Ground Floor | NA | NA | NA | DNA | DNA | DNA | Electric | DNA | NA | NA | \Classifications\Building System Class\D20-Plumbing\D2030 - Sani Waste\Sewage Ejector Pump - PMS | 1019029
37-I1 | 37-I1 East County Regional Center | 37-I1-D2040-100-PSU03 | Pump, Sump # 1 | DNA | DNA | DNA | OM00002481 |  | Fire Pump Room | NA | NA | NA | DNA | DNA | DNA | Electric | DNA | NA | NA | \Classifications\Building System Class\D20-Plumbing\D2040 - Rain Drain\Sump Pump - PSU | 1019030
37-I1 | 37-I1 East County Regional Center | 37-I1-D2023-310-WBS04 | Domestic Water Booster System (WBS04) | Grundfos | 1148011 | MPC-E3,CRE15-3,3X460 | OM00013800 |  | Booster Pump and Boiler Room | NA | NA | NA | 7.5 | 460 | 30 | Electric | 3 | NA | NA | \Classifications\Building System Class\D20-Plumbing\D2020 - Domestic Water\Domestic Water Booster System - WBS | 1019973
37-I1 | 37-I1 East County Regional Center | 37-I1-D3021-130-BLR06 | BOILER #3 FOR REHEATS (BLR06) | RayPak | DNA | DNA | OM00014977 |  | Boiler Room and Booster Pump Room | NA | 16x16x1 Filter Size 1 | NA | 1.5 | 115/230 | 15 | Gas | 1 | 1,999,000 | 1,723,138 | \Classifications\Building System Class\D30-HVAC Systems\D3020 - Heat SYS\Boiler,Hot Water,Oil/Gas/Comb. - BLR | 1020452
37-I1 | 37-I1 East County Regional Center | 37-I1-D2023-310-HWP07 | Pump, Domestic Hot Water Circulating (HWP07) | US Motors | 156060 | T63ZZRL-765 | OM00013798 |  | Basement, Boiler Room | NA | NA | NA | 1.5 | 115/230 | 15.0/7.5 | Electric | 1 | NA | NA | \Classifications\Building System Class\D20-Plumbing\D2020 - Domestic Water\Domestic Hot Water Circulating Pump - HWP | 1022874
37-I1 | 37-I1 East County Regional Center | 37-I1-B2034-400-DOH10 | Judge's Roll Up Gate (DOH10) | Lift Master | 4417N2658 | GH763L6 E79930 | OM00014979 |  | PARKING SECURE | NA | NA | NA | DNA | 208/230 | 4.2 | Electric | 3 | NA | NA | \Classifications\Building System Class\B20-General Building Exterior\B2030 - Exterior Doors\Door,Overhead-Shutter,Manual,Elec,Roll-up - DOH | 1022875
37-I1 | 37-I1 East County Regional Center | 37-I1-D4022-210-FSG02 | Fire Pump Motor Driven (FSG02) | Metron | 2421813 | MP400-125-480C | OM00013797 |  |  | NA | NA | NA | 125 | 460 | 146 | Electric | 3 | NA | NA | \Classifications\Building System Class\D40-Fire Protection SYS\D4020 - Stand Pipe\Pump,Fire,Electric Motor Driven - FSG | 1022918
37-K1 | 37-K1 Banks Street (storage) | 37-K1-D4031-100-FEX05 | HAND HELD FIRE EXTINGUISHER | NA | NA | NA | OM00036864 |  | Multiple | NA | NA | NA | NA | NA | NA | NA | NA | NA | NA | \Classifications\Building System Class\D40-Fire Protection SYS\D4030 - FIRE SPEC\Fire Extinguisher - FEX | 1009950
37-L1 | 37-L1 New Central San Diego Courthouse | 37-L1-B2010-100-BLD01 | Building | NA | NA | NA | DNA |  |  | NA | NA | NA | NA | NA | NA | NA | NA | NA | NA | \Classifications\Building System Class\B20-General Building Exterior\B2010 - Exterior Walls\Building - BLD | 1021657
37-L1 | 37-L1 New Central San Diego Courthouse | 37-L1-D5092-210-GEN01 | Emergency Generator | Kohler Power Systems | SGM32BXH6 | 3250REOZD | OM00046137 | APCD2016-PTO-002614 ¦ Engine S/N: 5282010332 | Floor B2, Generator Room B282 | DNA | DNA | NA | 4680 | 277/480 | 4,510 | Diesel | 3 | DNA | DNA | \Classifications\Building System Class\D50-Electrical SYS\D5090 - Elec SYS\Emergency Generator - GEN | 1021807
37-L1 | 37-L1 New Central San Diego Courthouse | 37-L1-D2023-100-BFP01 | Backflow Preventer, Fire 8" | Wilkins | R05165 | 475DA RPDA 8" | OM00046351 | Assembly ID: 12010944 | Grounds -State St. N/W Corner | NA | NA | NA | NA | NA | NA | NA | NA | NA | NA | \Classifications\Building System Class\D20-Plumbing\D2020 - Domestic Water\Backflow Preventer - BFP | 1022165
37-L1 | 37-L1 New Central San Diego Courthouse | 37-L1-D2023-100-BFP02 | Backflow Preventer, Fire 8" | Wilkins | R05173 | 475DA RPDA 8" | OM00046354 | Assembly ID: 12010946 | Grounds - Union St. N/E Corner | NA | NA | NA | NA | NA | NA | NA | NA | NA | NA | \Classifications\Building System Class\D20-Plumbing\D2020 - Domestic Water\Backflow Preventer - BFP | 1022166
37-L1 | 37-L1 New Central San Diego Courthouse | 37-L1-D2023-100-BFP03 | Backflow Preventer, Domestic Water 4" | Zurn Wilkins | Q08585 | 475 4" | OM00046353 | Assembly ID: 12010943 | Grounds - State St. N/W Corner | NA | NA | NA | NA | NA | NA | NA | NA | NA | NA | \Classifications\Building System Class\D20-Plumbing\D2020 - Domestic Water\Backflow Preventer - BFP | 1022167
37-L1 | 37-L1 New Central San Diego Courthouse | 37-L1-D2023-100-BFP04 | Backflow Preventer, Domestic Water 4" | Zurn Wilkins | Q08587 | 475 4" | OM00046352 | Assembly ID: 2006201 | Grounds - State St. N/W Corner | NA | NA | NA | NA | NA | NA | NA | NA | NA | NA | \Classifications\Building System Class\D20-Plumbing\D2020 - Domestic Water\Backflow Preventer - BFP | 1022168
37-L1 | 37-L1 New Central San Diego Courthouse | 37-L1-D2023-100-BFP05 | Backflow Preventer, Irrigation 1" | Febco | J037181 | 825YA | OM00046350 |  | Grounds - State St. N/W Corner | NA | NA | NA | NA | NA | NA | NA | NA | NA | NA | \Classifications\Building System Class\D20-Plumbing\D2020 - Domestic Water\Backflow Preventer - BFP | 1022169
37-L1 | 37-L1 New Central San Diego Courthouse | 37-L1-D2023-100-BFP06 | Backflow Preventer, Chilled Water Make Up 3/4" | Wilkins | B014139 | 375 XL 3/4 | OM00046153 |  | NRG Room | NA | NA | NA | NA | NA | NA | NA | NA | NA | NA | \Classifications\Building System Class\D20-Plumbing\D2020 - Domestic Water\Backflow Preventer - BFP | 1022170
37-L1 | 37-L1 New Central San Diego Courthouse | 37-L1-D2023-100-BFP07 | Backflow Preventer, Hot Water - HVAC | Wilkins | 375XLA293654 | 375-RP-1 1/2 | OM00046109 |  | Boiler Room 2340 | NA | NA | NA | NA | NA | NA | NA |  | NA | NA | \Classifications\Building System Class\D20-Plumbing\D2020 - Domestic Water\Backflow Preventer - BFP | 1022171
37-L1 | 37-L1 New Central San Diego Courthouse | 37-L1-D4010-150-FMS01 | Stand Pipe (Stairway 4) | NA | NA | NA | OM00046377 |  | Landing | NA | NA | NA | NA | NA | NA | NA | NA | NA | NA | \Classifications\Building System Class\D40-Fire Protection SYS\D4010 - Sprinkler SYS\Fire Systems, stand pipes - FMS | 1022172
37-L1 | 37-L1 New Central San Diego Courthouse | 37-L1-D4010-150-FMS02 | Stand Pipe (Stairway 2b) | NA | NA | NA | OM00046376 |  | Landing - Stairway 2b | NA | NA | NA | NA | NA | NA | NA | NA | NA | NA | \Classifications\Building System Class\D40-Fire Protection SYS\D4010 - Sprinkler SYS\Fire Systems, stand pipes - FMS | 1022173
37-L1 | 37-L1 New Central San Diego Courthouse | 37-L1-D4010-150-FMS04 | Stand Pipe (Stairway 1B) | NA | NA | NA | OM00046379 |  | Stairway 1B - Landing | NA | NA | NA | NA | NA | NA | NA | NA | NA | NA | \Classifications\Building System Class\D40-Fire Protection SYS\D4010 - Sprinkler SYS\Fire Systems, stand pipes - FMS | 1022174
37-L1 | 37-L1 New Central San Diego Courthouse | 37-L1-D4010-150-FMS05 | Stand Pipe (Stairway 3A) | NA | NA | NA | OM00046380 |  | Stairway 3A - Landing | NA | NA | NA | NA | NA | NA | NA | NA | NA | NA | \Classifications\Building System Class\D40-Fire Protection SYS\D4010 - Sprinkler SYS\Fire Systems, stand pipes - FMS | 1022175
37-L1 | 37-L1 New Central San Diego Courthouse | 37-L1-D4010-150-FMS06 | Stand Pipe (Stairway 7 Holding) | NA | NA | NA | OM00046381 |  | Stairway 7 -B1 Landing | NA | NA | NA | NA | NA | NA | NA | NA | NA | NA | \Classifications\Building System Class\D40-Fire Protection SYS\D4010 - Sprinkler SYS\Fire Systems, stand pipes - FMS | 1022176
37-L1 | 37-L1 New Central San Diego Courthouse | 37-L1-D4010-150-FMS03 | Stand Pipe (Level 1 S/E Exit) | NA | NA | NA | OM00046378 |  | Level 1 S/E Exit - Exit Door | NA | NA | NA | NA | NA | NA | NA | NA | NA | NA | \Classifications\Building System Class\D40-Fire Protection SYS\D4010 - Sprinkler SYS\Fire Systems, stand pipes - FMS | 1022177
37-L1 | 37-L1 New Central San Diego Courthouse | 37-L1-D4010-150-FMS07 | Stand Pipe (Stairway 6B) | NA | NA | NA | OM00046382 |  | Stairway 6B - B1 Landing | NA | NA | NA | NA | NA | NA | NA | NA | NA | NA | \Classifications\Building System Class\D40-Fire Protection SYS\D4010 - Sprinkler SYS\Fire Systems, stand pipes - FMS | 1022178
37-L1 | 37-L1 New Central San Diego Courthouse | 37-L1-D5037-710-FAP01 | Fire Alarm Panel Node01 | Edwards | 3916202735 | EST3 | OM00046357 |  | First Floor, Fire Control Room | NA | NA | NA | NA | 120 | NA | Electric | 1 | NA | NA | \Classifications\Building System Class\D50-Electrical SYS\D5030 - Comm & Security\Fire Alarm Panel - FAP | 1022179
37-L1 | 37-L1 New Central San Diego Courthouse | 37-L1-D5037-710-FAP02 | Fire Alarm Panel Node02 | Edwards | NA | EST3 | OM00046358 |  | Fire Control Room - RM 0124 | NA | NA | NA | NA | 120 | DNA | Electric | 1 | NA | NA | \Classifications\Building System Class\D50-Electrical SYS\D5030 - Comm & Security\Fire Alarm Panel - FAP | 1022180
37-L1 | 37-L1 New Central San Diego Courthouse | 37-L1-D5037-710-FAP03 | Fire Alarm Panel Node03 | Edwards | NA | EST3 | OM00046359 |  | Electrical Room | NA | NA | NA | NA | 120 | Electric | Electric | 1 | NA | NA | \Classifications\Building System Class\D50-Electrical SYS\D5030 - Comm & Security\Fire Alarm Panel - FAP | 1022181
37-L1 | 37-L1 New Central San Diego Courthouse | 37-L1-D5037-710-FAP04 | Fire Alarm Panel Node04 | Edwards | NA | EST3 | OM00046360 |  | Electrical Room - 10E1 | NA | NA | NA | NA | 120 | DNA | Electric | 1 | NA | NA | \Classifications\Building System Class\D50-Electrical SYS\D5030 - Comm & Security\Fire Alarm Panel - FAP | 1022182
37-L1 | 37-L1 New Central San Diego Courthouse | 37-L1-D5037-710-FAP05 | Fire Alarm Panel Node05 | Edwards | NA | EST3 | OM00046361 |  | Electrical Room - 15E1 | NA | NA | NA | NA | 120 | DNA | Electric | 1 | NA | NA | \Classifications\Building System Class\D50-Electrical SYS\D5030 - Comm & Security\Fire Alarm Panel - FAP | 1022183
37-L1 | 37-L1 New Central San Diego Courthouse | 37-L1-D5037-710-FAP06 | Fire Alarm Panel Node06 | Edwards | NA | EST3 | OM00046362 |  | Electrical Room - 20E1 | NA | NA | NA | NA | 120 | DNA | Electric | 1 | NA | NA | \Classifications\Building System Class\D50-Electrical SYS\D5030 - Comm & Security\Fire Alarm Panel - FAP | 1022184
37-L1 | 37-L1 New Central San Diego Courthouse | 37-L1-D1010-100-ELE01 | Low Rise Passenger ELE01 | Otis | 7N621772 | ABA21305CE1 | OM00046301 | State ID# 165452 ¦Under Warranty txfr to JCC 11/07/2018 | Low Rise Machine Room - 1156 | NA | NA | NA | NA | 480 | DNA | Electric | 3 | NA | NA | \Classifications\Building System Class\D10-Conveyance Systems\D1010 - Elevator\Elevator,Electric,Pass/Freight - ELE | 1022185
37-L1 | 37-L1 New Central San Diego Courthouse | 37-L1-D1010-100-ELE02 | Low Rise Passenger ELE02 | Otis | 7N621773 | ABA21305CE1 | OM00046302 | State ID# 165453 ¦Under Warranty txfr to JCC 11/07/2018 | Low Rise Machine Room - RM 1156 | NA | NA | NA | NA | 480 | DNA | Electric | 3 | NA | NA | \Classifications\Building System Class\D10-Conveyance Systems\D1010 - Elevator\Elevator,Electric,Pass/Freight - ELE | 1022186
37-L1 | 37-L1 New Central San Diego Courthouse | 37-L1-D1010-100-ELE03 | Low Rise Passenger ELE03 | Otis | 7N621774 | ABA21305CE1 | OM00046303 | State ID# 165355¦Under Warranty txfr to JCC 11/07/2018 | Low Rise Machine Room - 1156 | NA | NA | NA | NA | 480 | DNA | Electric | 3 | NA | NA | \Classifications\Building System Class\D10-Conveyance Systems\D1010 - Elevator\Elevator,Electric,Pass/Freight - ELE | 1022187
37-L1 | 37-L1 New Central San Diego Courthouse | 37-L1-D1010-100-ELE04 | Low Rise Passenger ELE04 | Otis | 7N621775 | ABA21305CE1 | OM00046304 | State ID# 165356¦Under Warranty txfr to JCC 11/07/2018 | Low Rise Machine Room- 1156 | NA | NA | NA | NA | 480 | DNA | Electric | 3 | NA | NA | \Classifications\Building System Class\D10-Conveyance Systems\D1010 - Elevator\Elevator,Electric,Pass/Freight - ELE | 1022188
37-L1 | 37-L1 New Central San Diego Courthouse | 37-L1-D1010-100-ELE05 | Low Rise Passenger ELE05 | Otis | 7N621776 | ABA21305CE1 | OM00046305 | State ID# 165357 ¦Under Warranty txfr to JCC 11/07/2018 | Low Rise Machine Room -1156 | NA | NA | NA | NA | 480 | DNA | Electric | 3 | NA | NA | \Classifications\Building System Class\D10-Conveyance Systems\D1010 - Elevator\Elevator,Electric,Pass/Freight - ELE | 1022189
37-L1 | 37-L1 New Central San Diego Courthouse | 37-L1-D1010-100-ELE06 | Low Rise Passenger ELE06 | Otis | 7N621777 | ABA21305CE1 | OM00046306 | State ID# 165358¦Under Warranty txfr to JCC 11/07/2018 | Low Rise Machine Room- 1156 | NA | NA | NA | NA | 480 | DNA | Electric | 3 | NA | NA | \Classifications\Building System Class\D10-Conveyance Systems\D1010 - Elevator\Elevator,Electric,Pass/Freight - ELE | 1022190
37-L1 | 37-L1 New Central San Diego Courthouse | 37-L1-D1010-100-ELE07 | Low Rise Passenger ELE07 | Otis | 7N621778 | ABA21305CE1 | OM00046307 | State ID# 165459 ¦Under Warranty txfr to JCC 11/07/2018 | Low Rise Machine Room - 1156 | NA | NA | NA | NA | 480 | DNA | Electric | 3 | NA | NA | \Classifications\Building System Class\D10-Conveyance Systems\D1010 - Elevator\Elevator,Electric,Pass/Freight - ELE | 1022191
37-L1 | 37-L1 New Central San Diego Courthouse | 37-L1-D1010-100-ELE08 | Low Rise Passenger ELE08 | Otis | 7N621779 | ABA21305CE1 | OM00046308 | State ID# 165460 ¦Under Warranty txfr to JCC 11/07/2018 | Low Rise Machine Room - 1156 | NA | NA | NA | NA | 480 | DNA | Electric | 3 | NA | NA | \Classifications\Building System Class\D10-Conveyance Systems\D1010 - Elevator\Elevator,Electric,Pass/Freight - ELE | 1022192
37-L1 | 37-L1 New Central San Diego Courthouse | 37-L1-D1010-100-ELE09 | High Rise Passenger ELE09 | Otis | 7N621780 | ABA21305CE1 | OM00046309 | State ID# 172646 ¦Under Warranty txfr to JCC 11/07/2018 | Floor 24- High Rise Machine Room | NA | NA | NA | NA | 480 | DNA | Electric | 3 | NA | NA | \Classifications\Building System Class\D10-Conveyance Systems\D1010 - Elevator\Elevator,Electric,Pass/Freight - ELE | 1022193
37-L1 | 37-L1 New Central San Diego Courthouse | 37-L1-D1010-100-ELE10 | High Rise Passenger ELE10 | Otis | 7N621781 | ABA21305CE1 | OM00046310 | State ID# 172647 ¦Under Warranty txfr to JCC 11/07/2018 | Floor 24 - High Rise Machine Room | NA | NA | NA | NA | 480 | DNA | Electric | 3 | NA | NA | \Classifications\Building System Class\D10-Conveyance Systems\D1010 - Elevator\Elevator,Electric,Pass/Freight - ELE | 1022194
37-L1 | 37-L1 New Central San Diego Courthouse | 37-L1-D1010-100-ELE11 | High Rise Passenger ELE11 | Otis | 7N621782 | ABA21305CE1 | OM00046311 | State ID# 172648 ¦Under Warranty txfr to JCC 11/07/2018 | Floor 24 - High Rise Machine Room | NA | NA | NA | NA | 480 | DNA | Electric | 3 | NA | NA | \Classifications\Building System Class\D10-Conveyance Systems\D1010 - Elevator\Elevator,Electric,Pass/Freight - ELE | 1022195
37-L1 | 37-L1 New Central San Diego Courthouse | 37-L1-D1010-100-ELE12 | High Rise Passenger ELE12 | Otis | 7N621783 | ABA21305CE1 | OM00046312 | State ID# 172649 ¦Under Warranty txfr to JCC 11/07/2018 | Floor 24 - High Rise Machine Room | NA | NA | NA | NA | 480 | DNA | Electric | 3 | NA | NA | \Classifications\Building System Class\D10-Conveyance Systems\D1010 - Elevator\Elevator,Electric,Pass/Freight - ELE | 1022196
37-L1 | 37-L1 New Central San Diego Courthouse | 37-L1-D1010-100-ELE13 | High Rise Passenger ELE13 | Otis | 7N621784 | ABA21305CE1 | OM00046313 | State ID# 172627 ¦Under Warranty txfr to JCC 11/07/2018 | Floor 24 - High Rise Machine Room | NA | NA | NA | NA | 480 | DNA | Electric | 3 | NA | NA | \Classifications\Building System Class\D10-Conveyance Systems\D1010 - Elevator\Elevator,Electric,Pass/Freight - ELE | 1022197
37-L1 | 37-L1 New Central San Diego Courthouse | 37-L1-D1010-100-ELE14 | High Rise Passenger ELE14 | Otis | 7N621785 | ABA21305CE1 | OM00046314 | State ID# 172628 ¦Under Warranty txfr to JCC 11/07/2018 | Floor 24- High Rise Machine Room | NA | NA | NA | NA | 480 | DNA | Electric | 3 | NA | NA | \Classifications\Building System Class\D10-Conveyance Systems\D1010 - Elevator\Elevator,Electric,Pass/Freight - ELE | 1022198
37-L1 | 37-L1 New Central San Diego Courthouse | 37-L1-D1010-100-ELE15 | High Rise Passenger ELE15 | Otis | 7N621786 | ABA21305CE1 | OM00046315 | State ID# 172629 ¦Under Warranty txfr to JCC 11/07/2018 | Floor 24 - High Rise Machine Room | NA | NA | NA | NA | 480 | DNA | Electric | 3 | NA | NA | \Classifications\Building System Class\D10-Conveyance Systems\D1010 - Elevator\Elevator,Electric,Pass/Freight - ELE | 1022199
37-L1 | 37-L1 New Central San Diego Courthouse | 37-L1-D1010-100-ELE16 | High Rise Passenger ELE16 | Otis | 7N621787 | ABA21305CE1 | OM00046316 | State ID# 172630 ¦Under Warranty txfr to JCC 11/07/2018 | Floor 24 -High Rise Machine Room | NA | NA | NA | NA | 480 | DNA | Electric | 3 | NA | NA | \Classifications\Building System Class\D10-Conveyance Systems\D1010 - Elevator\Elevator,Electric,Pass/Freight - ELE | 1022200
37-L1 | 37-L1 New Central San Diego Courthouse | 37-L1-D1010-100-ELE17 | Judges Elevator 01 | Otis | 7N621788 | ABA21305CE1 | OM00046077 | State ID# 172704 ¦Under Warranty txfr to JCC 11/07/2018 | Floor 24 - Elevator Machine Room | NA | NA | NA | NA | 480 | DNA | Electric | 3 | NA | NA | \Classifications\Building System Class\D10-Conveyance Systems\D1010 - Elevator\Elevator,Electric,Pass/Freight - ELE | 1022201
37-L1 | 37-L1 New Central San Diego Courthouse | 37-L1-D1010-100-ELE18 | Judges Elevator 02 | Otis | 7N621789 | ABA21305CE1 | OM00046078 | State ID# 172705 ¦Under Warranty txfr to JCC 11/07/2018 | Floor 24 -Elevator Machine Room | NA | NA | NA | NA | 480 | DNA | Electric | 3 | NA | NA | \Classifications\Building System Class\D10-Conveyance Systems\D1010 - Elevator\Elevator,Electric,Pass/Freight - ELE | 1022202
37-L1 | 37-L1 New Central San Diego Courthouse | 37-L1-D1010-100-ELE19 | Service Freight Elevator 01 | Otis | 7N621792 | ABA21305CE1 | OM00046300 | State ID# 165464 ¦Under Warranty txfr to JCC 11/07/2018 | Floor 25 - SF Machine Room | NA | NA | NA | NA | 480 | DNA | Electric | 3 | NA | NA | \Classifications\Building System Class\D10-Conveyance Systems\D1010 - Elevator\Elevator,Electric,Pass/Freight - ELE | 1022203
37-L1 | 37-L1 New Central San Diego Courthouse | 37-L1-D1010-100-ELE20 | Custody Elevator 01 | Otis | E792271 | ABA21305CE1 | OM00046299 | State ID# 165454 ¦Under Warranty txfr to JCC 11/07/2018 | Floor 24 - H1 Machine Room | NA | NA | NA | NA | 480 | DNA | Electric | 3 | NA | NA | \Classifications\Building System Class\D10-Conveyance Systems\D1010 - Elevator\Elevator,Electric,Pass/Freight - ELE | 1022204
37-L1 | 37-L1 New Central San Diego Courthouse | 37-L1-D1010-100-ELE21 | Custody Elevator 02 | Otis | 621771732 | ABA21305CE1 | OM00046298 | State ID# 165455 ¦Under Warranty txfr to JCC 11/07/2018 | H2 Machine Room | NA | NA | NA | NA | 480 | DNA | Electric | 3 | NA | NA | \Classifications\Building System Class\D10-Conveyance Systems\D1010 - Elevator\Elevator,Electric,Pass/Freight - ELE | 1022205
37-L1 | 37-L1 New Central San Diego Courthouse | 37-L1-D1010-100-ELE22 | Custody Elevator 03 | Otis | F7922727 | ABA21305CE1 | OM00046297 | State ID# 165458 ¦Under Warranty txfr to JCC 11/07/2018 | Floor 24 - H3 Machine Room | NA | NA | NA | NA | 480 | DNA | Electric | 3 | NA | NA | \Classifications\Building System Class\D10-Conveyance Systems\D1010 - Elevator\Elevator,Electric,Pass/Freight - ELE | 1022206
37-L1 | 37-L1 New Central San Diego Courthouse | 37-L1-G3060-320-DFP01 | Diesel Fuel Supply Pump, Day Tank DFP01 | FE Petro | 140713/3 | FOP-B2-1-400590 | OM00046125 |  | Storage Tank Room - Basement2 | NA | NA | NA | 1.5 | 208/460 | 4.4, 4.5/2.2 | Electric | 3 | NA | NA | \Classifications\Building System Class\G30-Site Mechanical Utilities\G3060 - Fuel Distribution\Pump, Fuel, Diesel Fuel Transfer Pump - DFP | 1022207
37-L1 | 37-L1 New Central San Diego Courthouse | 37-L1-G3060-320-DFP02 | Diesel Fuel Supply Pump, Day Tank DFP02 | FE Petro | 140713/3 | FOP-B2-1-400590 | OM00046126 |  | Storage Tank Room | NA | NA | NA | 1.5 | 208/460 | 4.4, 4.5/2.2 | Electric | 3 | NA | NA | \Classifications\Building System Class\G30-Site Mechanical Utilities\G3060 - Fuel Distribution\Pump, Fuel, Diesel Fuel Transfer Pump - DFP | 1022208
37-L1 | 37-L1 New Central San Diego Courthouse | 37-L1-G3060-320-DFP03 | Diesel Fuel Return Pump, Day Tank DFP03 | Viking Pump | 8490770383 | HL475 | OM00046139 |  | Generator Room - B2 | NA | NA | NA | 1.5 | 208 | DNA | Electric | DNA | NA | NA | \Classifications\Building System Class\G30-Site Mechanical Utilities\G3060 - Fuel Distribution\Pump, Fuel, Diesel Fuel Transfer Pump - DFP | 1022209
37-L1 | 37-L1 New Central San Diego Courthouse | 37-L1-G3063-100-DAT01 | Diesel Fuel Day Tank DAT01 | Containment Solutions | BK013221 | V4AA1600V8505 | OM00046138 |  | Generator Room -B2 | NA | NA | NA | NA | NA | NA | Diesel | NA | NA | NA | \Classifications\Building System Class\G30-Site Mechanical Utilities\G3060 - Fuel Distribution\Tank, Fuel Storage Day - DAT | 1022211
37-L1 | 37-L1 New Central San Diego Courthouse | 37-L1-G3063-100-AST01 | Diesel Fuel Storage Tank AST01 - 2000 Gallon Capacity | Containment Solutions | BK012769 | V4AA102MVS630 | OM00046147 |  | Storage Tank Room B2 | NA | NA | NA | NA | Diesel | NA | Diesel | NA | NA | NA | \Classifications\Building System Class\G30-Site Mechanical Utilities\G3060 - Fuel Distribution\Tank, Fuel Storage, Above Ground - AST | 1022212
37-L1 | 37-L1 New Central San Diego Courthouse | 37-L1-G3010-210-FWT01 | Fire Water Storage Tank FWT01 | NA | NA | NA | OM00046087 |  | Fire Pump Room - B1 | NA | NA | NA | NA | NA | NA | NA | NA | NA | NA | \Classifications\Building System Class\G30-Site Mechanical Utilities\G3010 - Water Supply\Fire Water Tank - FWT | 1022213
37-L1 | 37-L1 New Central San Diego Courthouse | 37-L1-D4022-210-JPM01 | Jockey Fire Pump | Goulds Water Technology | 1SV26FF4F20 | E-SV | OM00046086 |  | Fire Pump Room - B1 | NA | NA | NA | 3.0 | 208/230 | DNA | Electric | DNA | NA | NA | \Classifications\Building System Class\D40-Fire Protection SYS\D4020 - Stand Pipe\Jockey Pump - JPM | 1022214
37-L1 | 37-L1 New Central San Diego Courthouse | 37-L1-D4022-210-FSG01 | Fire Pump | A-C Fire Pump Systems | 15-0073871-01-01/QKW777 | 7322-BEN VIT-CT | OM00046112 |  | Fire Pump Room - B137 | NA | NA | NA | DNA | 460 | 300 | Electric | DNA | NA | NA | \Classifications\Building System Class\D40-Fire Protection SYS\D4020 - Stand Pipe\Pump,Fire,Electric Motor Driven - FSG | 1022215
37-L1 | 37-L1 New Central San Diego Courthouse | 37-L1-D3021-130-BLR01 | B-R-1 Heating Boiler | Aerco Benchmark | G-15-2879 | Benchmark 3000 | OM00046102 |  | Boiler Room - 2340 | NA | NA | NA | NA | 480 | 5 | Gas | 3 | 3,000,000 | 2,610,000 | \Classifications\Building System Class\D30-HVAC Systems\D3020 - Heat SYS\Boiler,Hot Water,Oil/Gas/Comb. - BLR | 1022216
37-L1 | 37-L1 New Central San Diego Courthouse | 37-L1-D3021-130-BLR02 | B-R-2 Heating Boiler | Aerco Benchmark | G-15-2880 | Benchmark 3000 | OM00046103 |  | Boiler Room - 2340 | NA | NA | NA | NA | 480 | 5 | Gas | 3 | 3,000,000 | 2,610,000 | \Classifications\Building System Class\D30-HVAC Systems\D3020 - Heat SYS\Boiler,Hot Water,Oil/Gas/Comb. - BLR | 1022217
37-L1 | 37-L1 New Central San Diego Courthouse | 37-L1-D5092-100-UPS01 | UPS-B2A | Emerson | D15D280001 | 40SA11MAAA1A923 | OM00046248 |  | UPS Room B250 | NA | 21X24X1 19ea | NA | NA | 480 | 1323 | Electric | 3 | NA | NA | \Classifications\Building System Class\D50-Electrical SYS\D5090 - Elec SYS\Uninterruptible Power System - UPS | 1022218
37-L1 | 37-L1 New Central San Diego Courthouse | 37-L1-D2017-100-SHW01 | Emergency Shower/EyeWash Station | Water Saver | DNA | DNA | OM00046156 |  | NRG Room - B230 | NA | NA | NA | NA | NA | NA | NA | NA | NA | NA | \Classifications\Building System Class\D20-Plumbing\D2010 - Plumb Fix\Showers - SHW | 1022219
37-L1 | 37-L1 New Central San Diego Courthouse | 37-L1-G2023-150-PEG01 | L1 Coiling Door PEG01 | ASI Doors Inc. | NA | 109E | OM00046253 |  | Entrance Gate | NA | NA | NA | 3.25 | 460 | 7.5 | Electric | 3 | NA | NA | \Classifications\Building System Class\G20-Other Systems\G2020 - Parking Lots\Secured Parking Gate - PEG | 1022220
37-L1 | 37-L1 New Central San Diego Courthouse | 37-L1-G2023-150-PEG02 | L1 Coiling Door PEG02 | ASI Doors Inc. | NA | 109E | OM00046252 |  | L1 - Exit Gate | NA | NA | NA | 3.75 | 460 | 7.5 | Electric | 3 | NA | NA | \Classifications\Building System Class\G20-Other Systems\G2020 - Parking Lots\Secured Parking Gate - PEG | 1022221
37-L1 | 37-L1 New Central San Diego Courthouse | 37-L1-G2023-150-PEG03 | B1 Coiling Door PEG03 | ASI Doors Inc. | NA | 109E | OM00046250 |  | B1 - Sally Port Entrance | NA | NA | NA | 3.75 | 460 | 7.5 | Electric | 3 | NA | NA | \Classifications\Building System Class\G20-Other Systems\G2020 - Parking Lots\Secured Parking Gate - PEG | 1022222
37-L1 | 37-L1 New Central San Diego Courthouse | 37-L1-G2023-150-PEG04 | B1 Coiling Door PEG04 | ASI Doors Inc. | NA | 109E | OM00046251 |  | Sally Port Exit - B1 | NA | NA | NA | 3.75 | 460 | 7.5 | Electric | 3 | NA | NA | \Classifications\Building System Class\G20-Other Systems\G2020 - Parking Lots\Secured Parking Gate - PEG | 1022223
37-L1 | 37-L1 New Central San Diego Courthouse | 37-L1-G2023-150-PEG05 | B2 Coiling Door PEG05 | ASI Doors Inc. | NA | 109E | OM00046249 |  | Ramp ajacent to Sally Port | NA | NA | NA | 3.75 | 460 | 7.5 | Electric | 3 | NA | NA | \Classifications\Building System Class\G20-Other Systems\G2020 - Parking Lots\Secured Parking Gate - PEG | 1022224
37-L1 | 37-L1 New Central San Diego Courthouse | 37-L1-D2023-310-WBS01 | Domestic Water Booster Pump | Technoforce | 1013547 | 650-000-100 | OM00046365 |  | Domestic Pump Room - B234 | NA | NA | NA | 50 | 460 | 55 | Electric | 3 | NA | NA | \Classifications\Building System Class\D20-Plumbing\D2020 - Domestic Water\Domestic Water Booster System - WBS | 1022225
37-L1 | 37-L1 New Central San Diego Courthouse | 37-L1-E1097-100-WDO01 | Window Washer System 01 | Technoforce | NA | 5499 | OM00046367 |  | Outside High Rise Machine Room - Floor 23 | NA | NA | NA | .25 | 230 | 1.12 | Electric | 3 | NA | NA | \Classifications\Building System Class\E10-Equipment\E1090 - Other Equipment\Window Washing Unit - WDO | 1022226
37-L1 | 37-L1 New Central San Diego Courthouse | 37-L1-E1097-100-WDO02 | Basket, Track Mounted | Skymaster | NA | 5499 |  |  | Floor 23 -Outside High Rise Machine Room | NA | NA | NA | .25 | 230 | 1.2 | Electric | 3 | NA | NA | \Classifications\Building System Class\E10-Equipment\E1090 - Other Equipment\Window Washing Unit - WDO | 1022227
37-L1 | 37-L1 New Central San Diego Courthouse | 37-L1-E1097-100-WDO03 | Window Washer System 03 | Skymaster | NA | 5499 | OM00046369 |  | Roof catwalk | NA | NA | NA | .25 | 230 | 1.12 | Electric | 3 | NA | NA | \Classifications\Building System Class\E10-Equipment\E1090 - Other Equipment\Window Washing Unit - WDO | 1022228
37-L1 | 37-L1 New Central San Diego Courthouse | 37-L1-D5010-234-ATS01 | ATS-B2A | Kohler Power System | DNA | EMPAC1500 | OM00046141 |  | Generator Room | NA | NA | NA | NA | 480 | DNA | Electric | 3 | NA | NA | \Classifications\Building System Class\D50-Electrical SYS\D5010 - Elec Service & Dist\Automatic Transfer Switch - ATS | 1022229
37-L1 | 37-L1 New Central San Diego Courthouse | 37-L1-D5010-234-ATS02 | ATS-B2B | Kohler Power System | DNA | IMPAC1500 | OM00046122 |  | Generator Room - B2 | NA | NA | NA | NA | 480 | DNA | Electric | 3 | NA | NA | \Classifications\Building System Class\D50-Electrical SYS\D5010 - Elec Service & Dist\Automatic Transfer Switch - ATS | 1022230
37-L1 | 37-L1 New Central San Diego Courthouse | 37-L1-D5010-234-ATS03 | Fire Pump ATS | Fire Trol | 1265863-01RE | FTA950-AN600B | OM00046085 |  | B137 - Fire Pump Room | NA | NA | NA | NA | 480 | 300 | Electric | 3 | NA | NA | \Classifications\Building System Class\D50-Electrical SYS\D5010 - Elec Service & Dist\Automatic Transfer Switch - ATS | 1022231
37-L1 | 37-L1 New Central San Diego Courthouse | 37-L1-D5010-234-ATS04 | ATS-B2C | Kohler Power System | SGM32BJL8 | KCP-DMVA-2000S | OM00046245 |  | UPS Room - B250 | NA | NA | NA | NA | 480 | 2000 | Electric | 3 | NA | NA | \Classifications\Building System Class\D50-Electrical SYS\D5010 - Elec Service & Dist\Automatic Transfer Switch - ATS | 1022232
37-L1 | 37-L1 New Central San Diego Courthouse | 37-L1-D5010-234-ATS05 | ATS-RA | Kohler Power System | SGM32BJ5W | KEP-BMTA-1600S | OM00046268 |  | Emer. Pwr. Elect Room | NA | NA | NA | NA | 480 | 1600 | Electric | 3 | NA | NA | \Classifications\Building System Class\D50-Electrical SYS\D5010 - Elec Service & Dist\Automatic Transfer Switch - ATS | 1022233
37-L1 | 37-L1 New Central San Diego Courthouse | 37-L1-E1092-100-TCP01 | Trash Compactor | Marathon | 53033922 | RJ-250SC | OM00046254 |  | B1 Loading Dock | NA | NA | NA | 49,800 LB PSI | 480 | DNA | Electric | 3 | NA | NA | \Classifications\Building System Class\E10-Equipment\E1090 - Other Equipment\Trash Compactor - TCP | 1022236
37-L1 | 37-L1 New Central San Diego Courthouse | 37-L1-D3041-110-AHU01 | AHU-R-01 | Huntair | DNA | CSU-29K-CHW | OM00046079 |  | Mechanical Room - 2330 | NA | 24x24 | Water | NA | 460 | 54 | Electric | 3 | NA | NA | \Classifications\Building System Class\D30-HVAC Systems\D3040 - Distribution SYS\Air Handling Unit - AHU | 1022237
37-L1 | 37-L1 New Central San Diego Courthouse | 37-L1-D3041-110-AHU02 | AHU-R-02 | Huntair | DNA | CSU-29K-CHW | OM00046084 |  | Mechanical Room - 2330 | DNA | 24x24 | Water | DNA | 460 | 54 | Electric | 3 | NA | NA | \Classifications\Building System Class\D30-HVAC Systems\D3040 - Distribution SYS\Air Handling Unit - AHU | 1022238
37-L1 | 37-L1 New Central San Diego Courthouse | 37-L1-D3041-110-AHU03 | AHU-R-03 | Huntair | DNA | FTA950-AN600B | OM00046081 |  | Mechanical Room - 2330 | DNA | 24x24 | Water | NA | 460 | 112 | Electric | 3 | NA | NA | \Classifications\Building System Class\D30-HVAC Systems\D3040 - Distribution SYS\Air Handling Unit - AHU | 1022239
37-L1 | 37-L1 New Central San Diego Courthouse | 37-L1-D3041-110-AHU04 | AHU-R-04 | Huntair | DNA | CSU-66K-CHW | OM00046082 |  | Mechanical Room - 2330 | NA | 24x24 | Water | NA | 460 | 112 | Electric | 3 | NA | NA | \Classifications\Building System Class\D30-HVAC Systems\D3040 - Distribution SYS\Air Handling Unit - AHU | 1022240
37-L1 | 37-L1 New Central San Diego Courthouse | 37-L1-D3041-110-AHU05 | AHU-R-05 | Huntair | DNA | CSU-70K-CHW | OM00046080 |  | Mechanical Room - 2330 | DNA | 24x24 | Water | NA | 460 | 144 | Electric | 3 | NA | NA | \Classifications\Building System Class\D30-HVAC Systems\D3040 - Distribution SYS\Air Handling Unit - AHU | 1022241
37-L1 | 37-L1 New Central San Diego Courthouse | 37-L1-D3041-110-AHU06 | AHU-R-06 | Huntair | DNA | CSU-70K-CHW | OM00046083 |  | Mechanical Room - 2330 | DNA | 24x24 | Water | DNA | 460 | 144 | Electric | 3 | NA | NA | \Classifications\Building System Class\D30-HVAC Systems\D3040 - Distribution SYS\Air Handling Unit - AHU | 1022242
37-L1 | 37-L1 New Central San Diego Courthouse | 37-L1-D3041-110-AHU07 | AHU-R-07 | Daikin | FB0U151100669 | 08H010GDAM | OM00046069 |  | Roof N/E | DNA | 24x24 | Water | NA | 460 | DNA | Electric | 3 | NA | NA | \Classifications\Building System Class\D30-HVAC Systems\D3040 - Distribution SYS\Air Handling Unit - AHU | 1022243
37-L1 | 37-L1 New Central San Diego Courthouse | 37-L1-D3041-110-AHU08 | AHU-R-08 | Daikin | FB0U151100621 | CAH011GDAM | OM00046073 |  | Mechanical Room - 2422 | DNA | 24x24 | Water | NA | 460 | DNA | Electric | 3 | NA | NA | \Classifications\Building System Class\D30-HVAC Systems\D3040 - Distribution SYS\Air Handling Unit - AHU | 1022244
37-L1 | 37-L1 New Central San Diego Courthouse | 37-L1-D3041-110-AHU10 | AHU-R-10 | Daikin | FB0U151100643 | CAH006DAC | OM00046071 |  | 2450 - H1 Machine Room | NA | 24x24 | Water | DNA | 460 | DNA | Electric | 3 | NA | NA | \Classifications\Building System Class\D30-HVAC Systems\D3040 - Distribution SYS\Air Handling Unit - AHU | 1022245
37-L1 | 37-L1 New Central San Diego Courthouse | 37-L1-D3041-110-AHU11 | AHU-R-11 | Daikin | FB0U151100620 | CAH006DAC | OM00046070 |  | H3 Machine Room | DNA | 24x24 | Water | NA | 460 | DNA | Electric | 3 | NA | NA | \Classifications\Building System Class\D30-HVAC Systems\D3040 - Distribution SYS\Air Handling Unit - AHU | 1022246
37-L1 | 37-L1 New Central San Diego Courthouse | 37-L1-D3041-110-AHU12 | AHU-12-1 | Daikin | FB0U150900146 | 0AH008GDAM | OM00046159 |  | Floor 12 Roof Area | NA | NA | Water | DNA | 460 | DNA | Electric | 3 | NA | NA | \Classifications\Building System Class\D30-HVAC Systems\D3040 - Distribution SYS\Air Handling Unit - AHU | 1022247
37-L1 | 37-L1 New Central San Diego Courthouse | 37-L1-D3041-110-AHU13 | AHU-5-1A | Huntair | DNA | CSU-40K-CHW | OM00046202 |  | Roof Area Mech Room | DNA | DNA | Water | DNA | 460 | DNA | Electric | 3 | NA | NA | \Classifications\Building System Class\D30-HVAC Systems\D3040 - Distribution SYS\Air Handling Unit - AHU | 1022248
37-L1 | 37-L1 New Central San Diego Courthouse | 37-L1-D3041-110-AHU14 | AHU-5-1B | Huntair | DNA | CSU-40K-CHW | OM00046203 |  | Roof Area Mech Room - floot 5 | NA | NA | Water | DNA | 460 | DNA | Electric | 3 | NA | NA | \Classifications\Building System Class\D30-HVAC Systems\D3040 - Distribution SYS\Air Handling Unit - AHU | 1022249
37-L1 | 37-L1 New Central San Diego Courthouse | 37-L1-D3041-110-AHU15 | FC-3-5 AHU Food Service | Trane | K15C22250 | UCCAA14C0A0FT12 | OM00046232 |  | Food Service Area | DNA | DNA | Water | 5 | 460 | 8.3 |  | 3 | NA | NA | \Classifications\Building System Class\D30-HVAC Systems\D3040 - Distribution SYS\Air Handling Unit - AHU | 1022250
37-L1 | 37-L1 New Central San Diego Courthouse | 37-L1-D3041-110-AHU16 | CRAC-B1-1 | Data Aire | 9force 2015-1829-E | GFCU-06334 | OM00046363 |  | MDF Room | DNA | DNA | Water | 7.5 | 480 | 11.5 | Electric | 3 | NA | NA | \Classifications\Building System Class\D30-HVAC Systems\D3040 - Distribution SYS\Air Handling Unit - AHU | 1022251
37-L1 | 37-L1 New Central San Diego Courthouse | 37-L1-D3041-110-AHU17 | CRAC-B1-2 | Delta Aire | DNA | GFCU-06334 | OM00046636 |  | MDF Room - B1T3 | DNA | NA | Water | 7.5 | 480 | 11.5 | Electric | 3 | NA | NA | \Classifications\Building System Class\D30-HVAC Systems\D3040 - Distribution SYS\Air Handling Unit - AHU | 1022252
37-L1 | 37-L1 New Central San Diego Courthouse | 37-L1-D3041-170-SPF01 | STP-R-1 Stair 1 Pressurization Fan | Greenheck | 14424796 | GEI-30-I-150-X | OM00046089 |  | South Side Roof | NA | NA | NA | 15 | 460 | DNA | Electric | 3 | NA | NA | \Classifications\Building System Class\D30-HVAC Systems\D3040 - Distribution SYS\Stairwell Pressurization Fan - SPF | 1022253
37-L1 | 37-L1 New Central San Diego Courthouse | 37-L1-D3041-170-SPF02 | STP-R-2 Stair 2 Pressurization Fan | Greenheck | 14424797 | GEI-36-I-150-X | OM00046074 |  | Roof, North/East Corner | NA | NA | NA | 15 | 460 | DNA | Electric | 3 | NA | NA | \Classifications\Building System Class\D30-HVAC Systems\D3040 - Distribution SYS\Stairwell Pressurization Fan - SPF | 1022254
37-L1 | 37-L1 New Central San Diego Courthouse | 37-L1-D3041-170-SPF03 | STP-5-3 Stair 3 Pressurization Fan | Greenheck | 14194775 | LSF-15-30 | OM00046197 |  | 5th Floor Roof | NA | NA | NA | 3 | 460 | DNA | Electric | 3 | NA | NA | \Classifications\Building System Class\D30-HVAC Systems\D3040 - Distribution SYS\Stairwell Pressurization Fan - SPF | 1022255
37-L1 | 37-L1 New Central San Diego Courthouse | 37-L1-D3041-170-SPF04 | STP-5-1 Stair 4 Pressurization Fan | Greenheck | 14194773 | LSF-15-30 | OM00046199 |  | 5th Floor Roof | NA | NA | NA | 3 | 460 | DNA | Electric | 3 | NA | NA | \Classifications\Building System Class\D30-HVAC Systems\D3040 - Distribution SYS\Stairwell Pressurization Fan - SPF | 1022256
37-L1 | 37-L1 New Central San Diego Courthouse | 37-L1-D3041-170-SPF05 | STP-5-2 Stair 5 Pressurization Fan | Greenheck | 14194774 | LSF-15-30 | OM00046198 |  | 5th Floor Roof | NA | NA | NA | 3 | 460 | DNA | Electric | 3 | NA | NA | \Classifications\Building System Class\D30-HVAC Systems\D3040 - Distribution SYS\Stairwell Pressurization Fan - SPF | 1022257
37-L1 | 37-L1 New Central San Diego Courthouse | 37-L1-D3042-240-SEF01 | SX-R-1 Roof Smoke Exhaust Fan | Greenheck | 14421983 | GEI-27-II-250-HTUL | OM00046065 |  | 24th Floor Roof | NA | NA | NA | 2.5 | 460 | DNA | Electric | 3 | NA | NA | \Classifications\Building System Class\D30-HVAC Systems\D3040 - Distribution SYS\Supply/Exhaust/Return fans- FAN | 1022258
37-L1 | 37-L1 New Central San Diego Courthouse | 37-L1-D3042-240-SEF02 | SX-R-2 Roof Smoke Exhaust Fan | Greenheck | 14421985 | GEI-27-II-250-HTUL | OM00046066 |  | 24th Floor Roof | NA | NA | NA | 2.5 | 460 | DNA | Electric | 3 | NA | NA | \Classifications\Building System Class\D30-HVAC Systems\D3040 - Distribution SYS\Supply/Exhaust/Return fans- FAN | 1022259
37-L1 | 37-L1 New Central San Diego Courthouse | 37-L1-D3042-240-SEF03 | SX-B1-1 Holding Cell Area Smoke Exhaust | Greenheck | 14111135 | GEI-24-I-150-HTUL | OM00046113 |  | Custodial Storage - B130 | NA | NA | NA | 15 | 460 | DNA | Electric | 3 | NA | NA | \Classifications\Building System Class\D30-HVAC Systems\D3040 - Distribution SYS\Supply/Exhaust/Return fans- FAN | 1022260
37-L1 | 37-L1 New Central San Diego Courthouse | 37-L1-D3042-240-SEF04 | SX-B1-2 Locker Area Smoke Exhaust | Greenheck | 14111136 | GEI-24-I-150-HTUL | OM00046110 |  | Fan Room | NA | NA | NA | 3 | 460 | DNA | Electric | 3 | NA | NA | \Classifications\Building System Class\D30-HVAC Systems\D3040 - Distribution SYS\Supply/Exhaust/Return fans- FAN | 1022261
37-L1 | 37-L1 New Central San Diego Courthouse | 37-L1-D3042-240-SEF05 | SX-B1-3 Storage Area Smoke Exhaust | Greenheck | 14111137 | GEI-27-I-75-HTUL | OM00046088 |  | Custodial Storage - B130 | NA | NA | NA | 7.5 | 460 | DNA | Electric | 3 | NA | NA | \Classifications\Building System Class\D30-HVAC Systems\D3040 - Distribution SYS\Supply/Exhaust/Return fans- FAN | 1022262
37-L1 | 37-L1 New Central San Diego Courthouse | 37-L1-D3042-240-SEF06 | SX-B1-4 Loading Dock/Sally Port Smoke Exhaust | Greenheck | 14111131 | GEI-27-II-50-HTUL | OM00046117 |  | Sally Port Driveway SE Corner B135 | NA | NA | NA | 5 | 460 | DNA | Electric | 3 | NA | NA | \Classifications\Building System Class\D30-HVAC Systems\D3040 - Distribution SYS\Supply/Exhaust/Return fans- FAN | 1022264
37-L1 | 37-L1 New Central San Diego Courthouse | 37-L1-D3041-210-SFN01 | SF-R-1 Hi Rise Elevator Pressurization | Greenheck | TBI-FS-3H-36-100-X | OM00046075 | OM00046075 |  | East Corner | NA | NA | NA | 10 | 460 | DNA | Electric | 3 | NA | NA | \Classifications\Building System Class\D30-HVAC Systems\D3040 - Distribution SYS\Supply/Exhaust/Return fans- FAN | 1022265
37-L1 | 37-L1 New Central San Diego Courthouse | 37-L1-D3041-210-SFN02 | SF-R-2 Supply Fan | Greenheck | 14424854 | SG-95-VG-6-X | OM00046098 |  | Electrical Room 23E1 | NA | NA | NA | 1/6 | 460 | DNA | Electric | 3 | NA | NA | \Classifications\Building System Class\D30-HVAC Systems\D3040 - Distribution SYS\Supply/Exhaust/Return fans- FAN | 1022266
37-L1 | 37-L1 New Central San Diego Courthouse | 37-L1-D3041-210-SFN03 | SF-B2-1 Supply Fan | Greenheck | 14099622 | QE-I-22-I-75-X | OM00046140 |  | Generator Room | NA | NA | NA | 7.5 HP | 460 | DNA | Electric | 3 | NA | NA | \Classifications\Building System Class\D30-HVAC Systems\D3040 - Distribution SYS\Supply/Exhaust/Return fans- FAN | 1022267
37-L1 | 37-L1 New Central San Diego Courthouse | 37-L1-D3041-210-SFN04 | SF-B2-2 Supply Fan | Greenheck | 14099823 | QEI-60-II-750-X | OM00046120 |  | Generator Room - B282 | NA | NA | NA | 75 Hp | 460 | DNA | Electric | 3 | NA | NA | \Classifications\Building System Class\D30-HVAC Systems\D3040 - Distribution SYS\Supply/Exhaust/Return fans- FAN | 1022268
37-L1 | 37-L1 New Central San Diego Courthouse | 37-L1-D3041-210-SFN05 | SF-12-1 Elevator Pressurization | Greenheck | 14238933 15I | TBI-FS-3H36-75-X | OM00046160 |  | 12 Floor Roof | NA | NA | NA | 7.5 HP | 460 | DNA | Electric | 3 | NA | NA | \Classifications\Building System Class\D30-HVAC Systems\D3040 - Distribution SYS\Supply/Exhaust/Return fans- FAN | 1022269
37-L1 | 37-L1 New Central San Diego Courthouse | 37-L1-D3042-220-EFN01 | TX-R-1 Roof Toilet/Smoke Exhaust South | Greenheck | 14424798 | QEI-36-II-400-HTUL | OM00046067 |  | South Side, Roof | NA | NA | NA | 40 HP | 460 | DNA | Electric | 3 | NA | NA | \Classifications\Building System Class\D30-HVAC Systems\D3040 - Distribution SYS\Supply/Exhaust/Return fans- FAN | 1022270
37-L1 | 37-L1 New Central San Diego Courthouse | 37-L1-D3042-220-EFN02 | TX-R-2 Roof Toilet/Smoke Exhaust Center | Greenheck | 14421987 | QEI-30-II-400-HTUL | OM00046068 |  | Roof Center | NA | NA | NA | 15 HP | 460 | DNA | Electric | 3 | NA | NA | \Classifications\Building System Class\D30-HVAC Systems\D3040 - Distribution SYS\Supply/Exhaust/Return fans- FAN | 1022271
37-L1 | 37-L1 New Central San Diego Courthouse | 37-L1-D3042-220-EFN03 | TX-R-3 Roof Toilet/Smoke Exhaust North | Greenheck | 14421990-16c | QEI-33-II-200-HTUL | OM00046076 |  | Roof North/East | NA | NA | NA | 20HP | 460 | DNA | Electric | 3 | NA | NA | \Classifications\Building System Class\D30-HVAC Systems\D3040 - Distribution SYS\Supply/Exhaust/Return fans- FAN | 1022272
37-L1 | 37-L1 New Central San Diego Courthouse | 37-L1-D3042-220-EFN04 | EF-R-1 Exhaust Fan | Greenheck | 14424850 | QEI-44-I-400-X | OM00046090 |  | Mechanical Room 2330 | NA | NA | NA | 40 | 460 | DNA | Electric | 3 | NA | NA | \Classifications\Building System Class\D30-HVAC Systems\D3040 - Distribution SYS\Supply/Exhaust/Return fans- FAN | 1022273
37-L1 | 37-L1 New Central San Diego Courthouse | 37-L1-D3042-220-EFN05 | EF-R-2 Exhaust Fan | Greenheck | 14424753 | QEI-44-I-400-X | OM00046091 |  | Mechanical Room 2330 | NA | NA | NA | 40 | 460 | DNA | Electric | 3 | NA | NA | \Classifications\Building System Class\D30-HVAC Systems\D3040 - Distribution SYS\Supply/Exhaust/Return fans- FAN | 1022274
37-L1 | 37-L1 New Central San Diego Courthouse | 37-L1-D3042-220-EFN06 | EF-R-3 Exhaust Fan | Greenheck | 14424758 | QEI-44-I-400-X | OM00046092 |  | Mechanical Room 2330 | NA | NA | NA | 40 | 460 | DNA | Electric | 3 | NA | NA | \Classifications\Building System Class\D30-HVAC Systems\D3040 - Distribution SYS\Supply/Exhaust/Return fans- FAN | 1022275
37-L1 | 37-L1 New Central San Diego Courthouse | 37-L1-D3042-220-EFN07 | EF-R-4 Exhaust Fan | Greenheck | 14424760 | QEI-44-I-400-X | OM00046093 |  | Mechanical Room 2330 | NA | NA | NA | 40 | 460 | DNA | Electric | 3 | NA | NA | \Classifications\Building System Class\D30-HVAC Systems\D3040 - Distribution SYS\Supply/Exhaust/Return fans- FAN | 1022276
37-L1 | 37-L1 New Central San Diego Courthouse | 37-L1-D3042-220-EFN08 | EF-R-5 Exhaust Fan | Greenheck | 1.44E07 | QEI-44-I-400-X | OM00046094 |  | Mechanical Room 2330 | NA | NA | NA | 40 | 460 | DNA | Electric | 3 | NA | NA | \Classifications\Building System Class\D30-HVAC Systems\D3040 - Distribution SYS\Supply/Exhaust/Return fans- FAN | 1022277
37-L1 | 37-L1 New Central San Diego Courthouse | 37-L1-D3042-220-EFN09 | EF-R-6 Exhaust Fan | Greenheck | 14423764 | QEI-44-I-400-X | OM00046095 |  | Mechanical Room 2330 | NA | NA | NA | 40 | 460 | DNA | Electric | 3 | NA | NA | \Classifications\Building System Class\D30-HVAC Systems\D3040 - Distribution SYS\Supply/Exhaust/Return fans- FAN | 1022278
37-L1 | 37-L1 New Central San Diego Courthouse | 37-L1-D3042-220-EFN10 | EF-R-8 Exhaust Fan | Greenheck | 14424853 | SQ-90-VG-6-X | OM00046097 |  | Mechanical Room 2330 | NA | NA | NA | .25 | 120 | DNA | Electric | 1 | NA | NA | \Classifications\Building System Class\D30-HVAC Systems\D3040 - Distribution SYS\Supply/Exhaust/Return fans- FAN | 1022279
37-L1 | 37-L1 New Central San Diego Courthouse | 37-L1-D3042-220-EFN11 | EF-1-1 Exhaust Fan | Greenheck | 14159916 156 | SQ-95-VG--^-X | OM00046370 |  | Coffee Cart Storage | NA | NA | NA | one sixth | 120 | DNA | Electric | 1 | NA | NA | \Classifications\Building System Class\D30-HVAC Systems\D3040 - Distribution SYS\Supply/Exhaust/Return fans- FAN | 1022280
37-L1 | 37-L1 New Central San Diego Courthouse | 37-L1-D3042-220-EFN12 | EF-B1-1 Exhaust Fan | Greenheck | 1.44E07 | ESQ=160-15-X | OM00046111 |  | Corridor SW Corner B137 | NA | NA | NA | 1.5 | 460 | DNA | Electric | 3 | NA | NA | \Classifications\Building System Class\D30-HVAC Systems\D3040 - Distribution SYS\Supply/Exhaust/Return fans- FAN | 1022281
37-L1 | 37-L1 New Central San Diego Courthouse | 37-L1-D3042-220-EFN13 | EF-B1-2 Garage Exhaust | Greenheck | 14111132 | QEI-27-II-50-THUL | OM00046096 |  | Fan Room - B176 | NA | NA | NA | 5 | 460 | DNA | Electric | 3 | NA | NA | \Classifications\Building System Class\D30-HVAC Systems\D3040 - Distribution SYS\Supply/Exhaust/Return fans- FAN | 1022282
37-L1 | 37-L1 New Central San Diego Courthouse | 37-L1-D3042-220-EFN14 | EF-F1-3 Exhaust Fan | Greenheck | 14110137 | SQ-98-V6-4-X | OM00046115 |  | Gun Loading Room B171 | NA | NA | NA | one sixth | 120 | DNA | Electric | 1 | NA | NA | \Classifications\Building System Class\D30-HVAC Systems\D3040 - Distribution SYS\Supply/Exhaust/Return fans- FAN | 1022283
37-L1 | 37-L1 New Central San Diego Courthouse | 37-L1-D3042-220-EFN15 | EF-B1-4 Exhaust Fan | Greenheck | 14110138 | BSQ=180-15-X | OM00046114 |  | Custodial Storage - B130 | NA | NA | NA | 1.5 | 460 | DNA | Electric | 3 | NA | NA | \Classifications\Building System Class\D30-HVAC Systems\D3040 - Distribution SYS\Supply/Exhaust/Return fans- FAN | 1022284
37-L1 | 37-L1 New Central San Diego Courthouse | 37-L1-D3042-220-EFN16 | EF-B2-1 Garage Exhaust | Greenheck | 14099819 | QEI-24-I-75-HTUL | OM00046144 |  | Fan Room | NA | NA | NA | 7.5 | 460 | DNA | Electric | 3 | NA | NA | \Classifications\Building System Class\D30-HVAC Systems\D3040 - Distribution SYS\Supply/Exhaust/Return fans- FAN | 1022285
37-L1 | 37-L1 New Central San Diego Courthouse | 37-L1-D3042-220-EFN18 | EF-B2-2 Garage Exhaust | Greenheck | 14099818 | QEI-24-I-75-HTUL | OM00046128 |  | Fan Room -B252 | NA | NA | NA | 7.5 | 460 | DNA | Electric | 3 | NA | NA | \Classifications\Building System Class\D30-HVAC Systems\D3040 - Distribution SYS\Supply/Exhaust/Return fans- FAN | 1022286
37-L1 | 37-L1 New Central San Diego Courthouse | 37-L1-D3042-220-EFN19 | EF-B2-3 UPS Exhaust | Greenheck | 14099820 | QEI-24-I-75-HTUL | OM00045145 |  | Storage/Workshop B262 | NA | NA | NA | 0.5 | 460 | DNA | Electric | 3 | NA | NA | \Classifications\Building System Class\D30-HVAC Systems\D3040 - Distribution SYS\Supply/Exhaust/Return fans- FAN | 1022287
37-L1 | 37-L1 New Central San Diego Courthouse | 37-L1-D3042-220-EFN20 | EF-B2-4 NRG Room Exhaust | Greenheck | DNA | DNA | OM00046129 |  | Parking NW Corner B201 | NA | NA | NA | 1.5 | 460 | DNA | Electric | 3 | NA | NA | \Classifications\Building System Class\D30-HVAC Systems\D3040 - Distribution SYS\Supply/Exhaust/Return fans- FAN | 1022288
37-L1 | 37-L1 New Central San Diego Courthouse | 37-L1-D3042-220-EFN21 | EF-B2-5 Fuel Tank Room Exhaust | Greenheck | 14089885 | BSQ-80-4-X | OM00046148 |  | Fuel Storage Tank Room | NA | NA | NA | 0.25 | 120 | DNA | Electric | 1 | NA | NA | \Classifications\Building System Class\D30-HVAC Systems\D3040 - Distribution SYS\Supply/Exhaust/Return fans- FAN | 1022289
37-L1 | 37-L1 New Central San Diego Courthouse | 37-L1-D3042-220-EFN22 | EF-B2-6 Mail Room Exhaust | Greenheck | 14099821 | QEI-12-II-15-X | OM00046127 |  | Fan Room -B252 | NA | NA | NA | 1.5 | 460 | DNA | Electric | 3 | NA | NA | \Classifications\Building System Class\D30-HVAC Systems\D3040 - Distribution SYS\Supply/Exhaust/Return fans- FAN | 1022290
37-L1 | 37-L1 New Central San Diego Courthouse | 37-L1-D3042-220-EFN23 | EF-B2-7 Elevator Control Room Exhaust | Greenheck | DNA | BSQ-240HP | OM00046131 |  | Parking SW Corner - B201 | NA | NA | NA | 1 | 460 | DNA | Electric | 3 | NA | NA | \Classifications\Building System Class\D30-HVAC Systems\D3040 - Distribution SYS\Supply/Exhaust/Return fans- FAN | 1022291
37-L1 | 37-L1 New Central San Diego Courthouse | 37-L1-D3042-220-EFN25 | EF-B2-10 Storage Room Exhaust | Greenheck | 14089888 | 5Q-70-VG-6-X | OM00046130 |  | Storage/Workshop - B262 | NA | NA | NA | one sixth | 120 | DNA | Electric | 1 | NA | NA | \Classifications\Building System Class\D30-HVAC Systems\D3040 - Distribution SYS\Supply/Exhaust/Return fans- FAN | 1022292
37-L1 | 37-L1 New Central San Diego Courthouse | 37-L1-D3020-100-HET01 | ET-23-1 Heating Boiler Expansion Tank | Bell & Gossett | 305335 | B1600 | OM00046101 |  | Boiler Room - 2340 | NA | NA | NA | NA | NA | NA | NA | NA | NA | NA | \Classifications\Building System Class\D30-HVAC Systems\D3020 - Heat SYS\Heater Water Expansion Tank - HET | 1022293
37-L1 | 37-L1 New Central San Diego Courthouse | 37-L1-D3020-100-HET02 | ET-23-2 Chilled Water Expansion Tank | Bell & Gossett | 305336 | B3000 | OM00046152 |  | NRG Room | NA | NA | NA | NA | NA | NA | NA | NA | NA | NA | \Classifications\Building System Class\D30-HVAC Systems\D3020 - Heat SYS\Heater Water Expansion Tank - HET | 1022294
37-L1 | 37-L1 New Central San Diego Courthouse | 37-L1-D3040-600-HES01 | HX-B2-1 Primary Chilled Water Heat Exchanger | Bell & Gossett | DNA | AP130-521-TL | OM00046200 |  | NRG Room - B230 | NA | NA | NA | NA | NA | NA | NA | NA | NA | NA | \Classifications\Building System Class\D30-HVAC Systems\D3040 - Distribution SYS\Heat Exchanger,Steam - HES | 1022295
37-L1 | 37-L1 New Central San Diego Courthouse | 37-L1-D3040-600-HES02 | HX-B2-2 Primary Chilled Water Heat Exchanger | Bell & Gossett | DNA | AP130-521-TL | OM00046201 |  | NRG Room - B230 | NA | NA | NA | NA | NA | NA | NA | NA | NA | NA | \Classifications\Building System Class\D30-HVAC Systems\D3040 - Distribution SYS\Heat Exchanger,Steam - HES | 1022296
37-L1 | 37-L1 New Central San Diego Courthouse | 37-L1-D2040-100-PSU01 | SP-B3-1-2-3 Sump Pump 01 | Well Aquatronic | DNA | Weil Aquatronic | OM00046158 |  | Basement South side | NA | NA | NA | DNA | DNA | DNA | Electric | DNA | NA | NA | \Classifications\Building System Class\D20-Plumbing\D2040 - Rain Drain\Sump Pump - PSU | 1022297
37-L1 | 37-L1 New Central San Diego Courthouse | 37-L1-D2040-100-PSU02 | SP-B2-1-2 Sump Pump 02 | Weils Aquatronic | DNA | DNA | OM00046366 |  | Dom Water Booster Room - B234 | NA | NA | NA | DNA | 460 | DNA | Electric | 3 | NA | NA | \Classifications\Building System Class\D20-Plumbing\D2040 - Rain Drain\Sump Pump - PSU | 1022298
37-L1 | 37-L1 New Central San Diego Courthouse | 37-L1-D3044-125-PHW01 | HWP-R-1 HVAC Hot Water Pump | Bell & Gossett | C200128-02A51 | 1510-2EB | OM00046106 |  | Boiler Room - 2340 | NA | NA | NA | 10 | 460 | DNA | Electric | 3 | NA | NA | \Classifications\Building System Class\D30-HVAC Systems\D3040 - Distribution SYS\Hot Water Pump - PHW | 1022299
37-L1 | 37-L1 New Central San Diego Courthouse | 37-L1-D3044-125-PHW02 | HWP-R-2 HVAC Hot Water Pump | Bell & Gossett | C200128-01A51 | 1510-2EB | OM00046107 |  | Boiler Room - 2340 | NA | NA | NA | 10 | 460 | DNA | Electric | 3 | NA | NA | \Classifications\Building System Class\D30-HVAC Systems\D3040 - Distribution SYS\Hot Water Pump - PHW | 1022300
37-L1 | 37-L1 New Central San Diego Courthouse | 37-L1-D2023-310-HWP01 | Pump, Domestic Hot Water | Goulds Water Technology | 10SVHGA7510 | C-5V | OM00046108 |  | Boiler Room - 2340 | NA | NA | NA | 1.5 | DNA | DNA | Electric | DNA | NA | NA | \Classifications\Building System Class\D20-Plumbing\D2020 - Domestic Water\Domestic Hot Water Circulating Pump - HWP | 1022301
37-L1 | 37-L1 New Central San Diego Courthouse | 37-L1-D3031-100-PCH01 | CHWP-B2-1 Chilled Water Pump 01 | Bell & Gossett | C2000124-1 C51 | Series 80-SC | OM00046149 |  | NRG Room - B230 | NA | NA | NA | 75 | 460 | DNA | Electric | 3 | NA | NA | \Classifications\Building System Class\D30-HVAC Systems\D3030 - Cooling SYS\Chilled Water Pump - PCH | 1022302
37-L1 | 37-L1 New Central San Diego Courthouse | 37-L1-D3031-100-PCH02 | CHWP-B2-2 Chilled Water Pump 02 | Bell & Gossett | C2000124-2 C51 | Series 80-SC | OM00046150 |  | NRG Room - B230 | NA | NA | NA | 75 | 460 | DNA | Electric | 3 | NA | NA | \Classifications\Building System Class\D30-HVAC Systems\D3030 - Cooling SYS\Chilled Water Pump - PCH | 1022303
37-L1 | 37-L1 New Central San Diego Courthouse | 37-L1-D3031-100-PCH03 | CHWP-B2-3 Chilled Water Pump 03 | Bell & Gossett | C2000124-3 C51 | Series 80-SC | OM00046151 |  | NRG Room - B230 | NA | NA | NA | 75 | 460 | DNA | Electric | 3 | NA | NA | \Classifications\Building System Class\D30-HVAC Systems\D3030 - Cooling SYS\Chilled Water Pump - PCH | 1022304
37-L1 | 37-L1 New Central San Diego Courthouse | 37-L1-D3031-100-PCH04 | CHWP-B2-4 Chilled Water Pump 04 | Bell & Gossett | 1AF0LFF51 | 310335 | OM00046136 |  | NRG Room - B230 | NA | NA | NA | 3 | 460 | DNA | Electric | 3 | NA |  | \Classifications\Building System Class\D30-HVAC Systems\D3030 - Cooling SYS\Chilled Water Pump - PCH | 1022305
37-L1 | 37-L1 New Central San Diego Courthouse | 37-L1-D3031-100-PCH05 | CHWP-B2-5 Chilled Water Pump 05 | Bell & Gossett | 1AF010LF51 | 319335 | OM00046135 |  | NRG Room -B230 | NA | NA | NA | 3 | 460 | DNA | Electric | 3 | NA | NA | \Classifications\Building System Class\D30-HVAC Systems\D3030 - Cooling SYS\Chilled Water Pump - PCH | 1022306
37-L1 | 37-L1 New Central San Diego Courthouse | 37-L1-D3031-100-PCH06 | RFWP-B2-1 Radiant Water Circ Pump | Bell & Gossett | C200126-02C51 | Series 80-SC | OM00046154 |  | NRG Room - B230 | NA | NA | NA | 15 | 460 | DNA | Electric | 3 | NA | NA | \Classifications\Building System Class\D30-HVAC Systems\D3030 - Cooling SYS\Chilled Water Pump - PCH | 1022307
37-L1 | 37-L1 New Central San Diego Courthouse | 37-L1-D3031-100-PCH07 | RFWP-B2-2 Radiant Water Circ Pump | Bell & Gossett | C200126-01C51 | Series 80-SC | OM00046155 |  | NRG Room - B230 | NA | NA | NA | 15 | 208/460 | DNA | Electric | 3 | NA | NA | \Classifications\Building System Class\D30-HVAC Systems\D3030 - Cooling SYS\Chilled Water Pump - PCH | 1022308
37-L1 | 37-L1 New Central San Diego Courthouse | 37-L1-E1033-310-HLF01 | Dock Leveler | Rite Hite | DNA | C144357Rev.1. 480V | OM00046255 |  | Loading Dock | NA | NA | NA | DNA | 480 | DNA | Electric | 3 | NA | NA | \Classifications\Building System Class\E10-Equipment\E1030 - Vehicular Equipment\Hydraulic Lift,Loading Dock - HLF | 1022309
37-L1 | 37-L1 New Central San Diego Courthouse | 37-L1-D3040-120-FCU01 | FC-B2-1 Fan Coil IDF Room | Trane | T15B13705 | BCHV090G1ECA3MO4Z | OM00046134 |  | Parking South | NA | DNA | NA | 0.75 | 460 | 1.5 | Electric | 3 | NA | NA | \Classifications\Building System Class\D30-HVAC Systems\D3040 - Distribution SYS\Fan Coil Unit - FCU | 1022312
37-L1 | 37-L1 New Central San Diego Courthouse | 37-L1-D3040-120-FCU02 | FC-B2-3 Fan Coil IDF Room | Trane | T15B13714 | BCHDO90G1E0A4MO4Z | OM00046133 |  | Parking South Parking North | NA | DNA | NA | 0.75 | 460 | 1.5 | Electric | 3 | NA | NA | \Classifications\Building System Class\D30-HVAC Systems\D3040 - Distribution SYS\Fan Coil Unit - FCU | 1022313
37-L1 | 37-L1 New Central San Diego Courthouse | 37-L1-D3040-120-FCU03 | FC-B2-4 Fan Coil Switchgear Room | Trane | T15B13695 | BCHD036D1E0A4M02Z | OM00046243 |  | Storage Room | NA | DNA | NA | 0.33 | 277 | 2.5 |  | 1 | NA | NA | \Classifications\Building System Class\D30-HVAC Systems\D3040 - Distribution SYS\Fan Coil Unit - FCU | 1022314
37-L1 | 37-L1 New Central San Diego Courthouse | 37-L1-D3040-120-FCU04 | FC-B1-1 Fan Coil Electric/IDF Room | Trane | T15B12708 | BCHD090G1E0A4MO5Z | OM00045116 |  | Corridor S/W Corner | NA | DNA | NA | 1.5 | 460 | 2.4 | Electric | 3 | NA | NA | \Classifications\Building System Class\D30-HVAC Systems\D3040 - Distribution SYS\Fan Coil Unit - FCU | 1022315
37-L1 | 37-L1 New Central San Diego Courthouse | 37-L1-D3040-120-FCU05 | FC-B1-2 Fan Coil IDF Room | Trane | T15B13713 | BCHDO72D1E0AMO4Z | OM00046118 |  |  | NA | DNA | NA | 0.75 | 277 | 4.3 | Electric | 1 | NA | NA | \Classifications\Building System Class\D30-HVAC Systems\D3040 - Distribution SYS\Fan Coil Unit - FCU | 1022316
37-L1 | 37-L1 New Central San Diego Courthouse | 37-L1-D3040-120-FCU06 | FC-B1-3 Fan Coil IDF Room | Trane | T15B13699 | BCHD072 | OM00046244 |  | Storage Exhibits | NA | 18X36" | NA | 0.75 | 277 | 4.3 |  | 1 | NA | NA | \Classifications\Building System Class\D30-HVAC Systems\D3040 - Distribution SYS\Fan Coil Unit - FCU | 1022317
37-L1 | 37-L1 New Central San Diego Courthouse | 37-L1-D3040-120-FCU07 | FC-B1-4 Fan Coil Electric Room | Trane | T15B13700 | BCHD018D1E0A4N02Z | OM00046119 |  | Electrical Room | NA | DNA | NA | 0.5 | 277 | 3.6 | Electric | 1 | NA | NA | \Classifications\Building System Class\D30-HVAC Systems\D3040 - Distribution SYS\Fan Coil Unit - FCU | 1022318
37-L1 | 37-L1 New Central San Diego Courthouse | 37-L1-D3040-120-FCU08 | FC-1-1 Fan Coil Electric/IDF Room | Trane | T15B13706 | BCDH072G1E0A3G04Z | OM00046227 |  | Hallway Dept. 102 | NA | 18"x36" | NA | 1 | 460 | 1.8 | Electric | 3 | NA | NA | \Classifications\Building System Class\D30-HVAC Systems\D3040 - Distribution SYS\Fan Coil Unit - FCU | 1022320
37-L1 | 37-L1 New Central San Diego Courthouse | 37-L1-D3040-120-FCU09 | FC-1-2 Fan Coil Electric/IDF Rooms | Trane | T15B13710 | BCHC0712 | OM00046224 |  | Elevator Lobby | NA | 18"x36" | NA | 0.75 | 277 | 4.3 |  | 1 | NA | NA | \Classifications\Building System Class\D30-HVAC Systems\D3040 - Distribution SYS\Fan Coil Unit - FCU | 1022321
37-L1 | 37-L1 New Central San Diego Courthouse | 37-L1-D3040-120-FCU10 | FC-1-3 Fan Coil Electric Room 01E1 | Trane | T15B13703 | BCHC024 | OM00046226 |  | Pantry/Work Room | NA | 1'x2' | NA | 0.33 | 277 | 2.5 | Electric | 1 | NA | NA | \Classifications\Building System Class\D30-HVAC Systems\D3040 - Distribution SYS\Fan Coil Unit - FCU | 1022322
37-L1 | 37-L1 New Central San Diego Courthouse | 37-L1-D3040-120-FCU11 | FC-1-4 Fan Coil Fire Command Center | Trane | T15B | BCHC018 | OM00046709 |  | Fire Control Room | NA | DNA | NA | 0.33 | 277 | 2.5 | Electric | 1 | NA | NA | \Classifications\Building System Class\D30-HVAC Systems\D3040 - Distribution SYS\Fan Coil Unit - FCU | 1022323
37-L1 | 37-L1 New Central San Diego Courthouse | 37-L1-D3040-120-FCU12 | FC-1-5 Fan Coil IDF Room 01T2 | Trane | T15B13709 | BCHC072 | OM00046225 |  | Hallway | NA | 18"x36" | NA | 0.75 | 277 | 4.3 | Electric | 1 | NA | NA | \Classifications\Building System Class\D30-HVAC Systems\D3040 - Distribution SYS\Fan Coil Unit - FCU | 1022324
37-L1 | 37-L1 New Central San Diego Courthouse | 37-L1-D3040-120-FCU13 | FC-2-1 Fan Coil Electric/IDF Room | Trane | T15B13696 | BCHC072 | OM00046230 |  | Hallway outside IDF Room | NA | 18"x36" | NA | 0.75 | 277 | 4.3 |  | 1 | NA | NA | \Classifications\Building System Class\D30-HVAC Systems\D3040 - Distribution SYS\Fan Coil Unit - FCU | 1022325
37-L1 | 37-L1 New Central San Diego Courthouse | 37-L1-D3040-120-FCU14 | FC-2-2 Fan Coil Electric Room | Trane | T15B13697 | BCDHD-72D1E0A3M0$z | OM00046228 |  | Elevator Lobby | NA | 18"x36" | NA | 0.75 | 277 | 4.3 | Electric | 1 | NA | NA | \Classifications\Building System Class\D30-HVAC Systems\D3040 - Distribution SYS\Fan Coil Unit - FCU | 1022326
37-L1 | 37-L1 New Central San Diego Courthouse | 37-L1-D3040-120-FCU15 | FC-2-3 Fan Coil IDF Room | Trane | T15B13701 | BCHC024 | OM00046229 |  | Vestibule Outside Elect Room | NA | 1'x2' | NA | 0.33 | 277 | 2.5 | Electric | 1 | NA | NA | \Classifications\Building System Class\D30-HVAC Systems\D3040 - Distribution SYS\Fan Coil Unit - FCU | 1022327
37-L1 | 37-L1 New Central San Diego Courthouse | 37-L1-D3040-120-FCU16 | FC-3-1 Fan Coil Elect/IDF Room | Trane | T15B21707 | BCHC090 | OM00046166 |  | Hallway outside IDF Room | NA | 2x2' | NA | 1.5 | 460 | 2.4 | Electric | 3 | NA | NA | \Classifications\Building System Class\D30-HVAC Systems\D3040 - Distribution SYS\Fan Coil Unit - FCU | 1022328
37-L1 | 37-L1 New Central San Diego Courthouse | 37-L1-D3040-120-FCU17 | FC-3-2 Fan Coil IDF Room | Trane | T15B13711 | BCHC072 | OM00046231 |  | Elevator Lobby | NA | 18X36" | NA | 0.75 | 277 | 4.3 | Electric | 1 | NA | NA | \Classifications\Building System Class\D30-HVAC Systems\D3040 - Distribution SYS\Fan Coil Unit - FCU | 1022329
37-L1 | 37-L1 New Central San Diego Courthouse | 37-L1-D3040-120-FCU18 | FC-3-3 Fan Coil Elect Room | Trane | T15B13704 | BCHC072 | OM00046161 |  | Vestibule Outside Elect Room | NA | 18"x36" | NA | 0.75 | 277 | 4.3 | Electric | 1 | NA | NA | \Classifications\Building System Class\D30-HVAC Systems\D3040 - Distribution SYS\Fan Coil Unit - FCU | 1022330
37-L1 | 37-L1 New Central San Diego Courthouse | 37-L1-D3040-120-FCU19 | FC-3-4 Fan Coil Elect Room | Trane | T15B13702 | BCHC024 | OM00046165 |  | Food Service Area | NA | 1'x2' | NA | 0.33 | 277 | 2.5 | Electric | 1 | NA | NA | \Classifications\Building System Class\D30-HVAC Systems\D3040 - Distribution SYS\Fan Coil Unit - FCU | 1022331
37-L1 | 37-L1 New Central San Diego Courthouse | 37-L1-D3040-120-FCU20 | FC-4-1 Fan Coil Elect/IDF Room | Trane | T15B13698 | BCHC072 | OM00046163 |  | Ceiling of Office area | NA | 18"x36" | NA | 0.75 | 277 | 4.3 | Electric | 1 | NA | NA | \Classifications\Building System Class\D30-HVAC Systems\D3040 - Distribution SYS\Fan Coil Unit - FCU | 1022332
37-L1 | 37-L1 New Central San Diego Courthouse | 37-L1-D3040-120-FCU21 | FC-4-2 Fan Coil IDF Room | Trane | T15B13712 | BCHC072 | OM00046162 |  | Elevator Lobby | NA | 18"x36" | NA | 0.75 | 277 | 4.3 | Electric | 1 | NA | NA | \Classifications\Building System Class\D30-HVAC Systems\D3040 - Distribution SYS\Fan Coil Unit - FCU | 1022333
37-L1 | 37-L1 New Central San Diego Courthouse | 37-L1-D3040-120-FCU22 | FC-4-3 Fan Coil Elect Room | Trane | T15B13716 | BCHC024 | OM00046164 |  | Vestibule Outside Elect Room | NA | 1'x2' | NA | 0.33 | 277 | 2.5 | Electric | 1 | NA | NA | \Classifications\Building System Class\D30-HVAC Systems\D3040 - Distribution SYS\Fan Coil Unit - FCU | 1022334
37-L1 | 37-L1 New Central San Diego Courthouse | 37-L1-D3040-120-FCU23 | FC-5-1 Fan Coil IDF Room | Trane | T15F41134 | BCHC072 | OM00046168 |  | IDF Room Hallway | NA | 18"x36" | NA | 0.75 | 277 | 4.3 | Electric | 1 | NA | NA | \Classifications\Building System Class\D30-HVAC Systems\D3040 - Distribution SYS\Fan Coil Unit - FCU | 1022335
37-L1 | 37-L1 New Central San Diego Courthouse | 37-L1-D3040-120-FCU24 | FC-5-2 Fan Coil IDF Room | Trane | T15F41137 | BCHC072 | OM00046167 |  | Elevator Lobby | NA | 18"x36" | NA | 0.75 | 277 | 4.3 | Electric | 1 | NA | NA | \Classifications\Building System Class\D30-HVAC Systems\D3040 - Distribution SYS\Fan Coil Unit - FCU | 1022336
37-L1 | 37-L1 New Central San Diego Courthouse | 37-L1-D3040-120-FCU25 | FC-5-3 Fan Coil Elect Room | Trane | T15F41136 | BCHC024 | OM00046170 |  | Electrical Room | NA | 1x2' | NA | 0.33 | 277 | 2.5 | Electric | 1 | NA | NA | \Classifications\Building System Class\D30-HVAC Systems\D3040 - Distribution SYS\Fan Coil Unit - FCU | 1022337
37-L1 | 37-L1 New Central San Diego Courthouse | 37-L1-D3040-120-FCU26 | FC-5-4 Fan Coil Elect Room | Trane | T15F51135 | BCHC036 | OM00046169 |  | Electrical Room | NA | DNA | NA | 0.33 | 277 | 2.5 | Electric | 1 | NA | NA | \Classifications\Building System Class\D30-HVAC Systems\D3040 - Distribution SYS\Fan Coil Unit - FCU | 1022339
37-L1 | 37-L1 New Central San Diego Courthouse | 37-L1-D3040-120-FCU27 | FC-6-1 Fan Coil IDF Room | Trane | T15F41138 | BCHC072 | OM00046172 |  | IDF Room Hallway | NA | 18"x36" | NA | 0.75 | 277 | 4.3 | Electric | 1 | NA | NA | \Classifications\Building System Class\D30-HVAC Systems\D3040 - Distribution SYS\Fan Coil Unit - FCU | 1022340
37-L1 | 37-L1 New Central San Diego Courthouse | 37-L1-D3040-120-FCU28 | FC-6-2 Fan Coil IDF Room | Trane | T15F41139 | BCHC072 | OM00046171 |  | Elevator Lobby | NA | 18"x36" | NA | 0.75 | 277 | 4.3 | Electric | 1 | NA | NA | \Classifications\Building System Class\D30-HVAC Systems\D3040 - Distribution SYS\Fan Coil Unit - FCU | 1022341
37-L1 | 37-L1 New Central San Diego Courthouse | 37-L1-D3040-120-FCU29 | FC-6-3 Fan Coil Elect Room | Trane | T15F41141 | BCHC024 | OM00046173 |  | Electrical Room | NA | 1x2' | NA | 0.33 | 277 | 2.5 | Electric | 1 | NA | NA | \Classifications\Building System Class\D30-HVAC Systems\D3040 - Distribution SYS\Fan Coil Unit - FCU | 1022342
37-L1 | 37-L1 New Central San Diego Courthouse | 37-L1-D3040-120-FCU30 | FC-7-1 Fan Coil IDF Room | Trane | T15F42772 | BCHC072 | OM00046175 |  | IDF Room Hallway | NA | 18"x36" | NA | 0.75 | 277 | 4.3 | Electric | 1 | NA | NA | \Classifications\Building System Class\D30-HVAC Systems\D3040 - Distribution SYS\Fan Coil Unit - FCU | 1022343
37-L1 | 37-L1 New Central San Diego Courthouse | 37-L1-D3040-120-FCU31 | FC-7-2 Fan Coil IDF Room | Trane | T15F43773 | BCHC072 | OM00046174 |  | Elevator Lobby | NA | 18"x36" | NA | 0.75 | 277 | 4.3 | Electric | 1 | NA | NA | \Classifications\Building System Class\D30-HVAC Systems\D3040 - Distribution SYS\Fan Coil Unit - FCU | 1022344
37-L1 | 37-L1 New Central San Diego Courthouse | 37-L1-D3040-120-FCU32 | FC-7-3 Fan Coil Elect Room | Trane | T15F43276 | BCHC024 | OM00046176 |  | Electrical Room | NA | 1x2' | NA | 0.33 | 277 | 2.5 | Electric | 1 | NA | NA | \Classifications\Building System Class\D30-HVAC Systems\D3040 - Distribution SYS\Fan Coil Unit - FCU | 1022345
37-L1 | 37-L1 New Central San Diego Courthouse | 37-L1-D3040-120-FCU33 | FC-8-1 Fan Coil IDF Room | Trane | T15F42774 | BCHC072 | OM00046178 |  | Floor 8, IDF Room Hallway | NA | 18"x36" | NA | 0.33 | 277 | 2.5 | Electric | 1 | NA | NA | \Classifications\Building System Class\D30-HVAC Systems\D3040 - Distribution SYS\Fan Coil Unit - FCU | 1022361
37-L1 | 37-L1 New Central San Diego Courthouse | 37-L1-D3040-120-FCU43 | FC-11-1 Fan Coil IDF Room | Trane | T15G47102 | BCHC072 | OM00046208 |  | Floor 11, IDF Room Hallway | NA | 18"x36" | NA | 0.75 | 277 | 4.3 | Electric | 1 | NA | NA | \Classifications\Building System Class\D30-HVAC Systems\D3040 - Distribution SYS\Fan Coil Unit - FCU | 1022362
37-L1 | 37-L1 New Central San Diego Courthouse | 37-L1-D3040-120-FCU46 | FC-11-4 Fan Coil Elect Room | Trane | T15F47089 | BCHC036 | OM00046209 |  | Floor 11, Electrical Room | NA | DNA | NA | 0.33 | 277 | 2.5 | Electric | 1 | NA | NA | \Classifications\Building System Class\D30-HVAC Systems\D3040 - Distribution SYS\Fan Coil Unit - FCU | 1022365
37-L1 | 37-L1 New Central San Diego Courthouse | 37-L1-D3040-120-FCU50 | FC-13-1 Fan Coil IDF Room | Trane | T15G47108 | BCHC072 | OM00046215 |  | Floor 13, IDF Room Hallway | NA | 18"x36" | NA | 0.75 | 277 | 4.3 | Electric | 1 | NA | NA | \Classifications\Building System Class\D30-HVAC Systems\D3040 - Distribution SYS\Fan Coil Unit - FCU | 1022370
37-L1 | 37-L1 New Central San Diego Courthouse | 37-L1-D3040-120-FCU44 | FC-11-2 Fan Coil IDF Room | Trane | T15G47103 | BCHC072 | OM00046207 |  | Floor 11, Elevator Lobby | NA | 18"x36" | NA | 0.75 | 277 | 4.3 | Electric | 1 | NA | NA | \Classifications\Building System Class\D30-HVAC Systems\D3040 - Distribution SYS\Fan Coil Unit - FCU | 1022363
37-L1 | 37-L1 New Central San Diego Courthouse | 37-L1-D3040-120-FCU45 | FC-11-3 Fan Coil Elect Room | Trane | T15G47104 | BCHC024 | OM00046210 |  | Floor 11, Electrical Room | NA | 1'x2' | NA | 0.33 | 277 | 2.5 | Electric | 1 | NA | NA | \Classifications\Building System Class\D30-HVAC Systems\D3040 - Distribution SYS\Fan Coil Unit - FCU | 1022364
37-L1 | 37-L1 New Central San Diego Courthouse | 37-L1-D3040-120-FCU47 | FC-12-1 Fan Coil IDF Room | Trane | T15G47105 | BCHC072 | OM00046212 |  | Floor 12, IDF Room Hallway | NA | 18"x36" | NA | 0.75 | 277 | 4.3 | Electric | 1 | NA | NA | \Classifications\Building System Class\D30-HVAC Systems\D3040 - Distribution SYS\Fan Coil Unit - FCU | 1022366
37-L1 | 37-L1 New Central San Diego Courthouse | 37-L1-D3040-120-FCU48 | FC-12-2 Fan Coil IDF Room | Trane | T15G47106 | BCHC072 | OM00046211 |  | Floor 12, Elevator Lobby | NA | 18"x36" | NA | 0.75 | 277 | 4.3 | Electric | 1 | NA | NA | \Classifications\Building System Class\D30-HVAC Systems\D3040 - Distribution SYS\Fan Coil Unit - FCU | 1022367
37-L1 | 37-L1 New Central San Diego Courthouse | 37-L1-D3040-120-FCU49 | FC-12-3 Fan Coil Elect Room | Trane | T15G47107 | BCHC024 | OM00046213 |  | Floor 12, Electrical Room | NA | 1'x2' | NA | 0.33 | 277 | 2.5 | Electric | 1 | NA | NA | \Classifications\Building System Class\D30-HVAC Systems\D3040 - Distribution SYS\Fan Coil Unit - FCU | 1022368
37-L1 | 37-L1 New Central San Diego Courthouse | 37-L1-D3040-120-FCU51 | FC-13-2 Fan Coil IDF Room | Trane | T15G47109 | BCHC072 | OM00046214 |  | Floor 13, Elevator Lobby | NA | 18"x36" | NA | .75 | 277 | 4.3 | Electric | 1 | NA | NA | \Classifications\Building System Class\D30-HVAC Systems\D3040 - Distribution SYS\Fan Coil Unit - FCU | 1022371
37-L1 | 37-L1 New Central San Diego Courthouse | 37-L1-D3040-120-FCU52 | FC-13-3 Fan Coil Elect Room | Trane | T15G47110 | BCHC024 | OM00046216 |  | Electrical Room | NA | 1'x2' | NA | .33 | 277 | 2.5 | Electric | 1 | NA | NA | \Classifications\Building System Class\D30-HVAC Systems\D3040 - Distribution SYS\Fan Coil Unit - FCU | 1022372
37-L1 | 37-L1 New Central San Diego Courthouse | 37-L1-D3040-120-FCU53 | FC-14-1 Fan Coil IDF Room | Trane | T15G47111 | BCHC072 | OM00046218 |  | Floor 14, IDF Room Hallway | NA | 18"x36" | NA | .75 | 277 | 4.3 | Electric | 1 | NA | NA | \Classifications\Building System Class\D30-HVAC Systems\D3040 - Distribution SYS\Fan Coil Unit - FCU | 1022373
37-L1 | 37-L1 New Central San Diego Courthouse | 37-L1-D3040-120-FCU55 | FC-14-3 Fan Coil Elect Room | Trane | T15G46114 | BCHC024 | OM00046220 |  | Floor 14, Electrical Room | NA | 1'x2' | NA | .33 | 277 | 2.5 | Electric | 1 | NA | NA | \Classifications\Building System Class\D30-HVAC Systems\D3040 - Distribution SYS\Fan Coil Unit - FCU | 1022375
37-L1 | 37-L1 New Central San Diego Courthouse | 37-L1-D3040-120-FCU54 | FC-14-2 Fan Coil IDF Room | Trane | T15G47112 | BCHC072 | OM00046217 |  | Floor 14, Elevator Lobby | NA | 18"x36" | NA | .75 | 277 | 4.3 | Electric | 1 | NA | NA | \Classifications\Building System Class\D30-HVAC Systems\D3040 - Distribution SYS\Fan Coil Unit - FCU | 1022374
37-L1 | 37-L1 New Central San Diego Courthouse | 37-L1-D3040-120-FCU56 | FC-14-4 Fan Coil Elect Room | Trane | T15G46113 | BCHC036 | OM00046219 |  | Floor 14, Electrical Room | NA | DNA | NA | .33 | 277 | 2.5 | Electric | 1 | NA | NA | \Classifications\Building System Class\D30-HVAC Systems\D3040 - Distribution SYS\Fan Coil Unit - FCU | 1022376
37-L1 | 37-L1 New Central San Diego Courthouse | 37-L1-D3040-120-FCU57 | FC-15-1 Fan Coil IDF Room | Trane | T15G47115 | BCHC072 | OM00046222 |  | Floor 15, IDF Room Hallway | NA | 18"x36" | NA | 0.75 | 277 | 4.3 | Electric | 1 | NA | NA | \Classifications\Building System Class\D30-HVAC Systems\D3040 - Distribution SYS\Fan Coil Unit - FCU | 1022377
37-L1 | 37-L1 New Central San Diego Courthouse | 37-L1-D3040-120-FCU58 | FC-15-2 Fan Coil IDF Room | Trane | T15G47116 | BCHC072 | OM00046221 |  | Floor 15, Elevator Lobby | NA | 18"x36" | NA | 0.75 | 277 | 4.3 | Electric | 1 | NA | NA | \Classifications\Building System Class\D30-HVAC Systems\D3040 - Distribution SYS\Fan Coil Unit - FCU | 1022378
37-L1 | 37-L1 New Central San Diego Courthouse | 37-L1-D3040-120-FCU59 | FC-15-3 Fan Coil Elect Room | Trane | T15G47117 | BCHC024 | OM00046223 |  | Floor 15, Electrical Room | NA | 1'x2' | NA | 0.33 | 277 | 2.5 | Electric | 1 | NA | NA | \Classifications\Building System Class\D30-HVAC Systems\D3040 - Distribution SYS\Fan Coil Unit - FCU | 1022379
37-L1 | 37-L1 New Central San Diego Courthouse | 37-L1-D3040-120-FCU60 | FC-16-1 Fan CoiI IDF Room | Trane | T15G47118 | BCHC072 | OM00046185 |  | IDF Room Hallway | NA | 1'x3' | NA | 0.75 | 277 | 4.3 | Electric | 1 | NA | NA | \Classifications\Building System Class\D30-HVAC Systems\D3040 - Distribution SYS\Fan Coil Unit - FCU | 1022380
37-L1 | 37-L1 New Central San Diego Courthouse | 37-L1-D3040-120-FCU61 | FC-16-2 Fan Coil IDF Room | Trane | T15G47119 | BCHC072 | OM00046184 |  | Floor 16, Elevator Lobby | NA | 18"x36" | NA | 0.75 | 277 | 4.3 | Electric | 1 | NA | NA | \Classifications\Building System Class\D30-HVAC Systems\D3040 - Distribution SYS\Fan Coil Unit - FCU | 1022381
37-L1 | 37-L1 New Central San Diego Courthouse | 37-L1-D3040-120-FCU62 | FC-16-3 Fan Coil Elect Room | Trane | T15G47120 | BCHC024 | OM00046186 |  | Floor 16, Electrical Room | NA | 1x2' | NA | 0.33 | 277 | 2.5 | Electric | 1 | NA | NA | \Classifications\Building System Class\D30-HVAC Systems\D3040 - Distribution SYS\Fan Coil Unit - FCU | 1022382
37-L1 | 37-L1 New Central San Diego Courthouse | 37-L1-D3040-120-FCU66 | FC-17-4 Fan Coil Elect Room | Trane | T15G47123 | BCHC036 | OM00046189 |  | Floor 17, Electrical Room | NA | DNA | NA | 0.33 | 277 | 2.5 | Electric | 1 | NA | NA | \Classifications\Building System Class\D30-HVAC Systems\D3040 - Distribution SYS\Fan Coil Unit - FCU | 1022386
37-L1 | 37-L1 New Central San Diego Courthouse | 37-L1-D3040-120-FCU67 | FC-18-1 Fan Coil IDF Room | Trane | T15G47125 | BCHC072 | OM00046192 |  | IDF Room Hallway | NA | 18"x36" | NA | 0.75 | 277 | 4.3 | Electric | 1 | NA | NA | \Classifications\Building System Class\D30-HVAC Systems\D3040 - Distribution SYS\Fan Coil Unit - FCU | 1022387
37-L1 | 37-L1 New Central San Diego Courthouse | 37-L1-D3040-120-FCU63 | FC-17-1 Fan Coil IDF Room | Trane | T15G47121 | BCHC072 | OM00046188 |  | Floor 17, IDF Room Hallway | NA | 18"x36" | NA | 0.75 | 277 | 4.3 | Electric | 1 | NA | NA | \Classifications\Building System Class\D30-HVAC Systems\D3040 - Distribution SYS\Fan Coil Unit - FCU | 1022383
37-L1 | 37-L1 New Central San Diego Courthouse | 37-L1-D3040-120-FCU64 | FC-17-2 Fan Coil IDF Room | Trane | T15G47122 | BCHC072 | OM00046187 |  | Floor 17, Elevator Lobby | NA | 18"x36" | NA | 0.75 | 277 | 4.3 | Electric | 1 | NA | NA | \Classifications\Building System Class\D30-HVAC Systems\D3040 - Distribution SYS\Fan Coil Unit - FCU | 1022384
37-L1 | 37-L1 New Central San Diego Courthouse | 37-L1-D3040-120-FCU65 | FC-17-3 Fan Coil Elect Room | Trane | T15G47124 | BCHC024 | OM00046190 |  | Electrical Room | NA | 1x2' | NA | 0.33 | 277 | 2.5 | Electric | 1 | NA | NA | \Classifications\Building System Class\D30-HVAC Systems\D3040 - Distribution SYS\Fan Coil Unit - FCU | 1022385
37-L1 | 37-L1 New Central San Diego Courthouse | 37-L1-D3040-120-FCU68 | FC-18-2 Fan Coil IDF Room | Trane | T15G47126 | BCHC072 | OM00046191 |  | Floor 18, Elevator Lobby | NA | 18"x36" | NA | 0.75 | 277 | 4.3 | Electric | 1 | NA | NA | \Classifications\Building System Class\D30-HVAC Systems\D3040 - Distribution SYS\Fan Coil Unit - FCU | 1022388
37-L1 | 37-L1 New Central San Diego Courthouse | 37-L1-D3040-120-FCU69 | FC-18-3 Fan Coil Elect Room | Trane | T15G47127 | BCHC024 | OM00046193 |  | Electrical Room | NA | 1x2' | NA | 0.33 | 277 | 2.5 | Electric | 1 | NA | NA | \Classifications\Building System Class\D30-HVAC Systems\D3040 - Distribution SYS\Fan Coil Unit - FCU | 1022389
37-L1 | 37-L1 New Central San Diego Courthouse | 37-L1-D3040-120-FCU70 | FC-19-1 Fan Coil IDF Room | Trane | T15G47099 | BCHC072 | OM00046195 |  | Floor 19, IDF Room Hallway | NA | 18"x36" | NA | 0.33 | 277 | 4.3 | Electric | 1 | NA | NA | \Classifications\Building System Class\D30-HVAC Systems\D3040 - Distribution SYS\Fan Coil Unit - FCU | 1022390
37-L1 | 37-L1 New Central San Diego Courthouse | 37-L1-D3040-120-FCU71 | FC-19-2 Fan Coil IDF Room | Trane | T15G47100 | BCHC072 | OM00046194 |  | Floor 19, Elevator Lobby | NA | 18"x36" | NA | 0.75 | 277 | 4.3 | Electric | 1 | NA | NA | \Classifications\Building System Class\D30-HVAC Systems\D3040 - Distribution SYS\Fan Coil Unit - FCU | 1022391
37-L1 | 37-L1 New Central San Diego Courthouse | 37-L1-D3040-120-FCU72 | FC-19-3 Fan Coil Elect Room | Trane | T15G47101 | BCHC024 | OM00046196 |  | Floor 19, Electrical Room | NA | 1x2' | NA | 0.33 | 277 | 2.5 | Electric | 1 | NA | NA | \Classifications\Building System Class\D30-HVAC Systems\D3040 - Distribution SYS\Fan Coil Unit - FCU | 1022392
37-L1 | 37-L1 New Central San Diego Courthouse | 37-L1-D3040-120-FCU73 | FC-20-1 Fan Coil IDF Room | Trane | T15K58797 | BCHC072 | OM00046234 |  | IDF Room Hallway | NA | 18X36" | NA | .75 | 277 | 4.3 | Electric | 1 | NA | NA | \Classifications\Building System Class\D30-HVAC Systems\D3040 - Distribution SYS\Fan Coil Unit - FCU | 1022393
37-L1 | 37-L1 New Central San Diego Courthouse | 37-L1-D3040-120-FCU74 | FC-20-2 Fan Coil IDF Room | Trane | T15K58798 | BCHC072 | OM00046233 |  | Floor 20, Elevator Lobby | NA | 18X36" | NA | .75 | 277 | 4.3 | Electric | 1 | NA | NA | \Classifications\Building System Class\D30-HVAC Systems\D3040 - Distribution SYS\Fan Coil Unit - FCU | 1022394
37-L1 | 37-L1 New Central San Diego Courthouse | 37-L1-D3040-120-FCU75 | FC-20-3 Fan Coil Elect Room | Trane | T15K58794 | BCHC024 | OM00046236 |  | Floor 20, Electrical Room | NA | DNA | NA | .33 | 277 | 2.5 | Electric | 1 | NA | NA | \Classifications\Building System Class\D30-HVAC Systems\D3040 - Distribution SYS\Fan Coil Unit - FCU | 1022395
37-L1 | 37-L1 New Central San Diego Courthouse | 37-L1-D3040-120-FCU76 | FC-20-4 Fan Coil Elect Room | Trane | T15K58792 | BCHC036 | OM00046235 |  | Floor 20, Electrical Room | NA | DNA | NA | .33 | 277 | 2.5 | Electric | 1 | NA | NA | \Classifications\Building System Class\D30-HVAC Systems\D3040 - Distribution SYS\Fan Coil Unit - FCU | 1022396
37-L1 | 37-L1 New Central San Diego Courthouse | 37-L1-D3040-120-FCU77 | FC-21-1 Fan Coil IDF Room | Trane | T15K58799 | BCHC072 | OM00046238 |  | Floor 21, IDF Room Hallway | NA | 18X36" | NA | .75 | 277 | 4.3 | Electric | 1 | NA | NA | \Classifications\Building System Class\D30-HVAC Systems\D3040 - Distribution SYS\Fan Coil Unit - FCU | 1022397
37-L1 | 37-L1 New Central San Diego Courthouse | 37-L1-D3040-120-FCU78 | FC-21-2 Fan Coil IDF Room | Trane | T15K58800 | BCHC072 | OM00046237 |  | Floor 21, Elevator Lobby | NA | 18X36" | NA | .75 | 277 | 4.3 | Electric | 1 | NA | NA | \Classifications\Building System Class\D30-HVAC Systems\D3040 - Distribution SYS\Fan Coil Unit - FCU | 1022398
37-L1 | 37-L1 New Central San Diego Courthouse | 37-L1-D3040-120-FCU79 | FC-21-3 Fan Coil Elect Room | Trane | T15K58795 | BCHC024 | OM00046239 |  | Floor 21, Electrical Room | NA | DNA | NA | .33 | 277 | 2.5 | Electric | 1 | NA | NA | \Classifications\Building System Class\D30-HVAC Systems\D3040 - Distribution SYS\Fan Coil Unit - FCU | 1022399
37-L1 | 37-L1 New Central San Diego Courthouse | 37-L1-D3040-120-FCU80 | FC-22-1 Fan Coil IDF Room | Trane | T15K58801 | BCHC072 | OM00046241 |  | Floor 22, IDF Room Hallway | NA | 18X36" | NA | .75 | 277 | 4.3 | Electric | 1 | NA | NA | \Classifications\Building System Class\D30-HVAC Systems\D3040 - Distribution SYS\Fan Coil Unit - FCU | 1022400
37-L1 | 37-L1 New Central San Diego Courthouse | 37-L1-D3040-120-FCU81 | FC-22-2 Fan Coil IDF Room | Trane | T15K58802 | BCHC072 | OM00046240 |  | Floor 22, Elevator Lobby | NA | 18X36" | NA | .75 | 277 | 4.3 | Electric | 1 | NA | NA | \Classifications\Building System Class\D30-HVAC Systems\D3040 - Distribution SYS\Fan Coil Unit - FCU | 1022401
37-L1 | 37-L1 New Central San Diego Courthouse | 37-L1-D3040-120-FCU82 | FC-22-3 Fan Coil Elect Room | Trane | T15K58796 | BCHC024 | OM00046242 |  | Floor 22, Electrical Room | NA | DNA | NA | .33 | 277 | 2.5 | Electric | 1 | NA | NA | \Classifications\Building System Class\D30-HVAC Systems\D3040 - Distribution SYS\Fan Coil Unit - FCU | 1022402
37-L1 | 37-L1 New Central San Diego Courthouse | 37-L1-D3040-120-FCU83 | FC-R1 Fan Coil Elect Room | Trane | T15K58793 | BCHC024 | OM00046099 |  | Floor 23, Corridor North | NA | DNA | NA | .33 | 277 | 2.5 | Electric | 1 | NA | NA | \Classifications\Building System Class\D30-HVAC Systems\D3040 - Distribution SYS\Fan Coil Unit - FCU | 1022403
37-L1 | 37-L1 New Central San Diego Courthouse | 37-L1-D3040-120-FCU84 | FC-R2 Fan Coil IDF Room | Trane | T15K58803 | BCHC072 | OM00046100 |  | Floor 23, Corridor North | NA | 24x28 | NA | .75 | 277 | 4.3 | Electric | 1 | NA | NA | \Classifications\Building System Class\D30-HVAC Systems\D3040 - Distribution SYS\Fan Coil Unit - FCU | 1022405
37-L1 | 37-L1 New Central San Diego Courthouse | 37-L1-D5011-240-TRN01 | ET-B2A Emergency Panel XFMR | General Electric | 1M0379584 | 9T83B3874 | OM0046143 |  | B2, Generator Room | NA | NA | NA | NA | 480 | DNA | Electric | 3 | NA | NA | \Classifications\Building System Class\D50-Electrical SYS\D5010 - Elec Service & Dist\Transformer - TRN | 1022406
37-L1 | 37-L1 New Central San Diego Courthouse | 37-L1-D5011-240-TRN12 | UTK-3A XFMR | General Electric | IM0377445 | 9T61B3146603 | OM00046261 |  | 3E2, Electrical Room | NA | NA | NA | NA | 480 | DNA | Electric | 3 | NA | NA | \Classifications\Building System Class\D50-Electrical SYS\D5010 - Elec Service & Dist\Transformer - TRN | 1022407
37-L1 | 37-L1 New Central San Diego Courthouse | 37-L1-D5011-240-TRN15 | TK-5A XFMR | General Electric | NA | 9T83B3475G03 | OM00046330 |  | 5E1, Electrical Room | NA | NA | NA | NA | 480 | DNA | Electric | 3 | NA | NA | \Classifications\Building System Class\D50-Electrical SYS\D5010 - Elec Service & Dist\Transformer - TRN | 1022410
37-L1 | 37-L1 New Central San Diego Courthouse | 37-L1-D5011-240-TRN18 | TK-6A XFMR | General Electric | NA | 9T83B3474G03 | OM00046333 |  | 6E1, Electrical Room | NA | NA | NA | NA | 480 | DNA | Electric | 3 | NA | NA | \Classifications\Building System Class\D50-Electrical SYS\D5010 - Elec Service & Dist\Transformer - TRN | 1022413
37-L1 | 37-L1 New Central San Diego Courthouse | 37-L1-D5011-240-TRN13 | T-3B XFMR | General Electric | IM0379565 | 9T83B3874 | OM00046262 |  | 3E3, Electrical Room | NA | NA | NA | NA | 480 | DNA | Electric | 3 | NA | NA | \Classifications\Building System Class\D50-Electrical SYS\D5010 - Elec Service & Dist\Transformer - TRN | 1022408
37-L1 | 37-L1 New Central San Diego Courthouse | 37-L1-D5011-240-TRN14 | TK-4A XFMR | General Electric | NA | 9T61B3146G03 | OM00046329 |  | 4E1, Electrical Room | NA | NA | NA | NA | 480 | DNA | Electric | 3 | NA | NA | \Classifications\Building System Class\D50-Electrical SYS\D5010 - Elec Service & Dist\Transformer - TRN | 1022409
37-L1 | 37-L1 New Central San Diego Courthouse | 37-L1-D5011-240-TRN16 | UTK-5A XFMR | General Electric | NA | 9T61B3146G03 | OM00046331 |  | 5E2, Electrical Room | NA | NA | NA | NA | 480 | DNA | Electric | 3 | NA | NA | \Classifications\Building System Class\D50-Electrical SYS\D5010 - Elec Service & Dist\Transformer - TRN | 1022411
37-L1 | 37-L1 New Central San Diego Courthouse | 37-L1-D5011-240-TRN17 | ST-5A XFMR | General Electric | NA | 9t83B3872 | OM00046332 |  | 5E2, Electrical Room | NA | NA | NA | NA | 480 | DNA | Electric | 3 | NA | NA | \Classifications\Building System Class\D50-Electrical SYS\D5010 - Elec Service & Dist\Transformer - TRN | 1022412
37-L1 | 37-L1 New Central San Diego Courthouse | 37-L1-D5011-240-TRN02 | ST-B2A XFMR | General Electric | 1M0372357 | 9T83B3872 | OM00046121 |  | B282, Generator Room | NA | NA | NA | NA | 480 | DNA | Electric | 3 | NA | NA | \Classifications\Building System Class\D50-Electrical SYS\D5010 - Elec Service & Dist\Transformer - TRN | 1022414
37-L1 | 37-L1 New Central San Diego Courthouse | 37-L1-D5011-240-TRN07 | UTK-B1A XFMR | General Electric | NA | 9T61B3146G03 | OM00046259 |  | B1E2, Electrical Room | NA | NA | NA | NA | 480 | DNA | Electric | 3 | NA | NA | \Classifications\Building System Class\D50-Electrical SYS\D5010 - Elec Service & Dist\Transformer - TRN | 1022418
37-L1 | 37-L1 New Central San Diego Courthouse | 37-L1-D5011-240-TRN10 | TK-2A XFMR | General Electric | NA | 9T61B3146G03 | OM00046263 |  | 2E1, Electrical Room | NA | NA | NA | NA | 480 | DNA | Electric | 3 | NA | NA | \Classifications\Building System Class\D50-Electrical SYS\D5010 - Elec Service & Dist\Transformer - TRN | 1022421
37-L1 | 37-L1 New Central San Diego Courthouse | 37-L1-D5011-240-TRN03 | UTK-B2A XFMR | General Electric | NA | 9T61B3878G03 | OM00046246 |  | B250, UPS Room | NA | NA | NA | NA | 480 | DNA | Electric | 3 | NA | NA | \Classifications\Building System Class\D50-Electrical SYS\D5010 - Elec Service & Dist\Transformer - TRN | 1022415
37-L1 | 37-L1 New Central San Diego Courthouse | 37-L1-D5011-240-TRN04 | TK-B2A XFMR | General Electric | NA | 9T61B3146G03 | OM00046247 |  | B250, UPS | NA | NA | NA | NA | 480 | DNA | Electric | 3 | NA | NA | \Classifications\Building System Class\D50-Electrical SYS\D5010 - Elec Service & Dist\Transformer - TRN | 1022416
37-L1 | 37-L1 New Central San Diego Courthouse | 37-L1-D5011-240-TRN06 | T-B1A XFMR | General Electric | NA | 9T83B3874 | OM00046258 |  | Electrical Room | NA | NA | NA | NA | 480 | DNA | Electric | 3 | NA | NA | \Classifications\Building System Class\D50-Electrical SYS\D5010 - Elec Service & Dist\Transformer - TRN | 1022417
37-L1 | 37-L1 New Central San Diego Courthouse | 37-L1-D5011-240-TRN08 | TK-1A XFMR | General Electric | IM0368105 | 9T83B3475G03 | OM00046264 |  | 1E1, Electrical Room | NA | NA | NA | NA | 480 | DNA | Electric | 3 | NA | NA | \Classifications\Building System Class\D50-Electrical SYS\D5010 - Elec Service & Dist\Transformer - TRN | 1022419
37-L1 | 37-L1 New Central San Diego Courthouse | 37-L1-D5011-240-TRN09 | ET-1A XFMR | General Electric | NA | 9T83B3875 | OM00046265 |  | Electrical Room | NA | NA | NA | NA | 480 | DNA | Electric | 3 | NA | NA | \Classifications\Building System Class\D50-Electrical SYS\D5010 - Elec Service & Dist\Transformer - TRN | 1022420
37-L1 | 37-L1 New Central San Diego Courthouse | 37-L1-D5011-240-TRN19 | ET-6A XFMR | General Electric | NA | 9T83B3874 | OM00046334 |  | 6E2, Electrical Room | NA | NA | NA | NA | 480 | DNA | Electric | 3 | NA | NA | \Classifications\Building System Class\D50-Electrical SYS\D5010 - Elec Service & Dist\Transformer - TRN | 1022422
37-L1 | 37-L1 New Central San Diego Courthouse | 37-L1-D5011-240-TRN20 | TK-7A XFMR | General Electric | NA | 9T83B3474G03 | OM00046335 |  | 7E1, Electrical Room | NA | NA | NA | NA | 480 | DNA | Electric | 3 | NA | NA | \Classifications\Building System Class\D50-Electrical SYS\D5010 - Elec Service & Dist\Transformer - TRN | 1022423
37-L1 | 37-L1 New Central San Diego Courthouse | 37-L1-D5011-240-TRN21 | TK-8A XFMR | General Electric | NA | 9T83B3474G03 | OM00046336 |  | 8E1, Electrical Room | NA | NA | NA | NA | 480 | DNA | Electric | 3 | NA | NA | \Classifications\Building System Class\D50-Electrical SYS\D5010 - Elec Service & Dist\Transformer - TRN | 1022424
37-L1 | 37-L1 New Central San Diego Courthouse | 37-L1-D5011-240-TRN22 | UTK-8A XFMR | General Electric | NA | 9T61B3146G03 | OM00046337 |  | 8E2, Electrical Room | NA | NA | NA | NA | 480 | DNA | Electric | 3 | NA | NA | \Classifications\Building System Class\D50-Electrical SYS\D5010 - Elec Service & Dist\Transformer - TRN | 1022425
37-L1 | 37-L1 New Central San Diego Courthouse | 37-L1-D5011-240-TRN23 | TK-9A XFMR | General Electric | NA | 9T83B3474G03 | OM00047338 |  | 9E1, Electrical Room | NA | NA | NA | NA | 480 | DNA | Electric | 3 | NA | NA | \Classifications\Building System Class\D50-Electrical SYS\D5010 - Elec Service & Dist\Transformer - TRN | 1022426
37-L1 | 37-L1 New Central San Diego Courthouse | 37-L1-D5011-240-TRN24 | TK-10A XFMR | General Electric | NA | 9T83B3474G03 | OM00046339 |  | 10E1, Electrical Room | NA | NA | NA | NA | 480 | DNA | Electric | 3 | NA | NA | \Classifications\Building System Class\D50-Electrical SYS\D5010 - Elec Service & Dist\Transformer - TRN | 1022427
37-L1 | 37-L1 New Central San Diego Courthouse | 37-L1-D5011-240-TRN25 | ST-10A XFMR | General Electric | NA | 9T83B3872 | OM00046340 |  | 10E2, Electrical Room | NA | NA | NA | NA | 480 | DNA | Electric | 3 | NA | NA | \Classifications\Building System Class\D50-Electrical SYS\D5010 - Elec Service & Dist\Transformer - TRN | 1022428
37-L1 | 37-L1 New Central San Diego Courthouse | 37-L1-D5011-240-TRN28 | ET-11A XFMR | General Electric | NA | 9T83B3874 | OM00046343 |  | 11E2, Electrical Room | NA | NA | NA | NA | 480 | DNA | Electric | 3 | NA | v | \Classifications\Building System Class\D50-Electrical SYS\D5010 - Elec Service & Dist\Transformer - TRN | 1022431
37-L1 | 37-L1 New Central San Diego Courthouse | 37-L1-D5011-240-TRN26 | TK-11A XFMR | General Electric | NA | 9T83B3474G03 | OM00046341 |  | 11E1, Electrical Room | NA | NA | NA | NA | 480 | DNA | Electric | 3 | NA | NA | \Classifications\Building System Class\D50-Electrical SYS\D5010 - Elec Service & Dist\Transformer - TRN | 1022429
37-L1 | 37-L1 New Central San Diego Courthouse | 37-L1-D5011-240-TRN27 | UTK-11A XFMR | General Electric | NA | 9T61B3146G03 | OM00046342 |  | 11E2, Electrical Room | NA | NA | NA | NA | 480 | DNA | Electric | 3 | NA | NA | \Classifications\Building System Class\D50-Electrical SYS\D5010 - Elec Service & Dist\Transformer - TRN | 1022430
37-L1 | 37-L1 New Central San Diego Courthouse | 37-L1-D5011-240-TRN29 | TK-12A XFMR | General Electric | NA | 9T83B3474G03 | OM00046344 |  | 12E1, Electrical Room | NA | NA | NA | NA | 480 | DNA | Electric | 3 | NA | NA | \Classifications\Building System Class\D50-Electrical SYS\D5010 - Elec Service & Dist\Transformer - TRN | 1022434
37-L1 | 37-L1 New Central San Diego Courthouse | 37-L1-D5011-240-TRN30 | TK-13A XFMR | General Electric | NA | 9T83B3474G03 | OM00046345 |  | 13E1, Electrical Room | NA | NA | NA | NA | 480 | DNA | Electric | 3 | NA | NA | \Classifications\Building System Class\D50-Electrical SYS\D5010 - Elec Service & Dist\Transformer - TRN | 1022435
37-L1 | 37-L1 New Central San Diego Courthouse | 37-L1-D5011-240-TRN31 | TK-14A XFMR | General Electric | NA | 9T83B3474G03 | OM00046345 |  | 14E1, Electrical Room | NA | NA | NA | NA | 480 | DNA | Electric | 3 | NA | NA | \Classifications\Building System Class\D50-Electrical SYS\D5010 - Elec Service & Dist\Transformer - TRN | 1022436
37-L1 | 37-L1 New Central San Diego Courthouse | 37-L1-D5011-240-TRN32 | UTK-14A XFMR | General Electric | NA | 9T61B3146G03 | OM00046347 |  | 14E2, Electrical Room | NA | NA | NA | NA | 480 | DNA | Electric | 3 | NA | NA | \Classifications\Building System Class\D50-Electrical SYS\D5010 - Elec Service & Dist\Transformer - TRN | 1022437
37-L1 | 37-L1 New Central San Diego Courthouse | 37-L1-D5011-240-TRN33 | TK-15A XFMR | General Electric | NA | 9T83B3474G03 | OM00046348 |  | Electrical Room | NA | NA | NA | NA | 480 | DNA | Electric | 3 | NA | NA | \Classifications\Building System Class\D50-Electrical SYS\D5010 - Elec Service & Dist\Transformer - TRN | 1022438
37-L1 | 37-L1 New Central San Diego Courthouse | 37-L1-D5011-240-TRN36 | ET-16A XFMR | General Electric | NA | 9T83B3874 | OM00046280 |  | 16E3, Electrical Room | NA | NA | NA | NA | 480 | DNA | Electric | 3 | NA | NA | \Classifications\Building System Class\D50-Electrical SYS\D5010 - Elec Service & Dist\Transformer - TRN | 1022441
37-L1 | 37-L1 New Central San Diego Courthouse | 37-L1-D5011-240-TRN34 | ST-15A XFMR | General Electric | NA | 9T83B3871 | OM00046349 |  | 15E2, Electrical Room | NA | NA | NA | NA | 480 | DNA | Electric | 3 | NA | NA | \Classifications\Building System Class\D50-Electrical SYS\D5010 - Elec Service & Dist\Transformer - TRN | 1022439
37-L1 | 37-L1 New Central San Diego Courthouse | 37-L1-D5011-240-TRN35 | TK-16A XFMR | General Electric | NA | 9T83B3474G03 | OM00046279 |  | 16E1, Electrical Room | NA | NA | NA | NA | 480 | DNA | Electric | 3 | NA | NA | \Classifications\Building System Class\D50-Electrical SYS\D5010 - Elec Service & Dist\Transformer - TRN | 1022440
37-L1 | 37-L1 New Central San Diego Courthouse | 37-L1-D5011-240-TRN37 | TK-17A XFMR | General Electric | NA | 9T83B3474G03 | OM00046277 |  | 17E1, Electrical Room | NA | NA | NA | NA | 480 | DNA | Electric | 3 | NA | NA | \Classifications\Building System Class\D50-Electrical SYS\D5010 - Elec Service & Dist\Transformer - TRN | 1022442
37-L1 | 37-L1 New Central San Diego Courthouse | 37-L1-D5011-240-TRN38 | UTK-17A XFMR | General Electric | NA | 9T83B3474G03 | OM00046278 |  | 17-E2, Electrical Room | NA | NA | NA | NA | 480 | DNA | Electric | 3 | NA | NA | \Classifications\Building System Class\D50-Electrical SYS\D5010 - Elec Service & Dist\Transformer - TRN | 1022443
37-L1 | 37-L1 New Central San Diego Courthouse | 37-L1-D5011-240-TRN40 | TK-19A XFMR | General Electric | NA | 9T83B3474G03 | OM00046274 |  | 19E1, Electrical Room | NA | NA | NA | NA | 480 | DNA | Electric | 3 | NA | NA | \Classifications\Building System Class\D50-Electrical SYS\D5010 - Elec Service & Dist\Transformer - TRN | 1022445
37-L1 | 37-L1 New Central San Diego Courthouse | 37-L1-D5011-240-TRN41 | ST-19A XFMR | General Electric | NA | 9T83B3871 | OM00046275 |  | 19E2, Electrical Room | NA | NA | NA | NA | 480 | DNA | Electric | 3 | NA | NA | \Classifications\Building System Class\D50-Electrical SYS\D5010 - Elec Service & Dist\Transformer - TRN | 1022446
37-L1 | 37-L1 New Central San Diego Courthouse | 37-L1-D5011-240-TRN42 | TK-20A XFMR | General Electric | NA | 9T83B3474G03 | OM00046272 |  | Electrical Room | NA | NA | NA | NA | 480 | DNA | Electric | 3 | NA | NA | \Classifications\Building System Class\D50-Electrical SYS\D5010 - Elec Service & Dist\Transformer - TRN | 1022447
37-L1 | 37-L1 New Central San Diego Courthouse | 37-L1-D5011-240-TRN43 | UTK-20A XFMR | General Electric | NA | 9T61B3146G03 | OM00046273 |  | Electrical Room | NA | NA | NA | NA | 480 | DNA | Electric | 3 | NA | NA | \Classifications\Building System Class\D50-Electrical SYS\D5010 - Elec Service & Dist\Transformer - TRN | 1022448
37-L1 | 37-L1 New Central San Diego Courthouse | 37-L1-D5011-240-TRN44 | TK-21A XFMR | General Electric | NA | 9T83B3474G03 | OM00046270 |  | 21E1,Electrical Room | NA | NA | NA | NA | 480 | DNA | Electric | 3 | NA | NA | \Classifications\Building System Class\D50-Electrical SYS\D5010 - Elec Service & Dist\Transformer - TRN | 1022449
37-L1 | 37-L1 New Central San Diego Courthouse | 37-L1-D5011-240-TRN39 | TK-18A XFMR | General Electric | NA | 9T11A1004G03 | OM00046276 |  | 18E1,Electrical Room | NA | NA | NA | NA | 480 | DNA | Electric | 3 | NA | NA | \Classifications\Building System Class\D50-Electrical SYS\D5010 - Elec Service & Dist\Transformer - TRN | 1022444
37-L1 | 37-L1 New Central San Diego Courthouse | 37-L1-D5011-240-TRN45 | ET-21A XFMR | General Electric | NA | 9T83B3874 | OM00046271 |  | 21E2, Electrical Room | NA | NA | NA | NA | 480 | DNA | Electric | 3 | NA | NA | \Classifications\Building System Class\D50-Electrical SYS\D5010 - Elec Service & Dist\Transformer - TRN | 1022450
37-L1 | 37-L1 New Central San Diego Courthouse | 37-L1-D5011-240-TRN46 | TK-22A XFMR | General Electric | NA | 9T83B3474G03 | OM00046269 |  | 22E1, Electrical Room | NA | NA | NA | NA | 480 | DNA | Electric | 3 | NA | NA | \Classifications\Building System Class\D50-Electrical SYS\D5010 - Elec Service & Dist\Transformer - TRN | 1022451
37-L1 | 37-L1 New Central San Diego Courthouse | 37-L1-D5011-240-TRN47 | ST-RA XFMR | General Electric | IM0379615 | 9T83B3873 | OM00046267 |  | 23E1, Electrical Room | NA | NA | NA | NA | 480 | DNA | Electric | 3 | NA | NA | \Classifications\Building System Class\D50-Electrical SYS\D5010 - Elec Service & Dist\Transformer - TRN | 1022452
37-L1 | 37-L1 New Central San Diego Courthouse | 37-L1-D5011-240-TRN48 | T-RA XFMR | General Electric | IM0379620 | 9T83B3872 | OM00046266 |  | 23E2, Electrical Room | NA | NA | NA | NA | 480 | DNA | Electric | 3 | NA | NA | \Classifications\Building System Class\D50-Electrical SYS\D5010 - Elec Service & Dist\Transformer - TRN | 1022453
37-L1 | 37-L1 New Central San Diego Courthouse | 37-L1-D3040-120-FCU35 | FC-8-3 Fan Coil Elect Room | Trane | T15F42769 | BCHC024 | OM00046180 |  | 08 E1,Electrical Room | NA | 1x2' | NA | .33 | 277 | 2.5 | Electric | 1 | NA | NA | \Classifications\Building System Class\D30-HVAC Systems\D3040 - Distribution SYS\Fan Coil Unit - FCU | 1022455
37-L1 | 37-L1 New Central San Diego Courthouse | 37-L1-D3040-120-FCU39 | FC-9-3 Fan Coil Elect room | Trane | T15F42770 | BCHC024 | OM00046183 |  | 09 E1, Electrical Room | NA | 1x2' | NA | 0.33 | 277 | 2.5 | Electric | 1 | NA | NA | \Classifications\Building System Class\D30-HVAC Systems\D3040 - Distribution SYS\Fan Coil Unit - FCU | 1022459
37-L1 | 37-L1 New Central San Diego Courthouse | 37-L1-D3040-120-FCU41 | FC-10-2 Fan Coil IDF Room | Trane | T15G47097 | BCHC072 | OM00046204 |  | 10 20, Elevator Lobby | NA | 18"x36" | NA | 0.75 | 277 | 4.3 | Electric | 1 | NA | NA | \Classifications\Building System Class\D30-HVAC Systems\D3040 - Distribution SYS\Fan Coil Unit - FCU | 1022461
37-L1 | 37-L1 New Central San Diego Courthouse | 37-L1-D3040-120-FCU34 | FC-8-2 Fan Coil IDF Room | Trane | T15F42775 | BCHC072 | OM00046177 |  | 08 20, Elevator Lobby | NA | 18"x36" | NA | .75 | 277 | 4.3 | Electric | 1 | NA | NA | \Classifications\Building System Class\D30-HVAC Systems\D3040 - Distribution SYS\Fan Coil Unit - FCU | 1022454
37-L1 | 37-L1 New Central San Diego Courthouse | 37-L1-D3040-120-FCU36 | FC-8-4 Fan Coil Elect Room | Trane | T15F42779 | BCHC036 | OM00046179 |  | 08 E2, Electrical Room | NA | DNA | NA | .33 | 277 | 2.5 | Electric | 1 | NA | NA | \Classifications\Building System Class\D30-HVAC Systems\D3040 - Distribution SYS\Fan Coil Unit - FCU | 1022456
37-L1 | 37-L1 New Central San Diego Courthouse | 37-L1-D3040-120-FCU37 | FC-9-1 Fan Coil IDF Room | Trane | T15F42778 | BCHC072 | OM00046182 |  | 09 T2, IDF Room Hallway | NA | 18"x36" | NA | 0.75 | 277 | 4.3 | Electric | 1 | NA | NA | \Classifications\Building System Class\D30-HVAC Systems\D3040 - Distribution SYS\Fan Coil Unit - FCU | 1022457
37-L1 | 37-L1 New Central San Diego Courthouse | 37-L1-D3040-120-FCU38 | FC-9-2-Fan Coil IDF Room | Trane | T15F42777 | BCHC072 | OM00046181 |  | 09 20, Elevator Lobby | NA | 18"x36" | NA | .75 | 277 | 4.3 |  | 1 | NA | NA | \Classifications\Building System Class\D30-HVAC Systems\D3040 - Distribution SYS\Fan Coil Unit - FCU | 1022458
37-L1 | 37-L1 New Central San Diego Courthouse | 37-L1-D3040-120-FCU40 | FC-10-1 Fan Coil IDF Room | Trane | T15G47096 | BCHC072 | OM00046205 |  | 10 T2, IDF Room Hallway | NA | 18"x36" | NA | 0.75 | 277 | 4.3 | Electric | 1 | NA | NA | \Classifications\Building System Class\D30-HVAC Systems\D3040 - Distribution SYS\Fan Coil Unit - FCU | 1022460
37-L1 | 37-L1 New Central San Diego Courthouse | 37-L1-D3040-120-FCU42 | FC-10-3 Fan Coil Elect Room | Trane | T15G47098 | BCHC024 | OM00046206 |  | Electrical Room | NA | 1x2' | NA | 0.33 | 277 | 2.5 | Electric | 1 | NA | NA | \Classifications\Building System Class\D30-HVAC Systems\D3040 - Distribution SYS\Fan Coil Unit - FCU | 1022462
37-L1 | 37-L1 New Central San Diego Courthouse | 37-L1-D5011-240-TRN11 | TK-3A XFMR | General Electric | IM0368095 | 9T83B3475G03 | OM00046260 |  | 3E1, Electrical Room | NA | NA | NA |  | 480 | DNA | Electric | 3 | NA | NA | \Classifications\Building System Class\D50-Electrical SYS\D5010 - Elec Service & Dist\Transformer - TRN | 1022463
37-L1 | 37-L1 Central Courthouse | 37-L1-D2023-100-BFP45 | Backflow Preventer, 3/4" Bypass (BFP45) | Wilkins Zurn | 3946707 | 975XL2 3/4" | OM00046710 | Assembly ID: 12010945 | Corner of B St. and State St. | NA | NA | NA | NA | NA | NA | NA | NA | NA | NA | \Classifications\Building System Class\D20-Plumbing\D2020 - Domestic Water\Backflow Preventer - BFP | 1022654
37-L1 | 37-L1 Central Courthouse | 37-L1-D2023-100-BFP46 | Backflow Preventer, 3/4" Bypass (BFP46) | Wilkins Zurn | 3946687 | 975XL2 3/4" | OM00046711 | Assembly ID: 12010947 | Corner of B St. and State St. | NA | NA | NA | NA | NA | NA | NA | NA | NA | NA | \Classifications\Building System Class\D20-Plumbing\D2020 - Domestic Water\Backflow Preventer - BFP | 1022655
37-L1 | 37-L1 Central Courthouse | 37-L1-D1020-100-ESC01 | Escalator 1 - floors 1 and 2: 2-1 (DOWN) | Otis | 621765 | 508 NCE | OM00046713 | State ID#: 172716 | Floors 1 and 2 | NA | NA | NA | DNA | DNA | DNA | Electric | DNA | NA | NA | \Classifications\Building System Class\D10-Conveyance Systems\D1020 - Escalator\Escalator,Electric - ESC | 1022667
37-L1 | 37-L1 Central Courthouse | 37-L1-D1020-100-ESC02 | Escalator 2 - floors 1 and 2 | Otis | 621766 | 508 NCE | OM00046714 | State ID#: 172715 | Floors 1 and 2 | NA | NA | NA | DNA | DNA | DNA | Electric | DNA | NA | NA | \Classifications\Building System Class\D10-Conveyance Systems\D1020 - Escalator\Escalator,Electric - ESC | 1022668
37-L1 | 37-L1 Central Courthouse | 37-L1-D1020-100-ESC03 | Escalator 3 - floors 2 and 3: 3-2 (DOWN) | Otis | 621767 | 508 NCE | OM00046715 | State ID#: 172718 | Floors 2 and 3 | NA | NA | NA | DNA | DNA | DNA | Electric | DNA | NA | NA | \Classifications\Building System Class\D10-Conveyance Systems\D1020 - Escalator\Escalator,Electric - ESC | 1022669
37-L1 | 37-L1 Central Courthouse | 37-L1-D1020-100-ESC05 | Escalator 5 - floors 3 and 4: 2-3 (UP) | Otis | 621768 | 508 NCE | OM00046717 | State ID#: 172717 | Floors 3 and 4 | NA | NA | NA | NA | DNA | DNA | Electric | DNA | NA | NA | \Classifications\Building System Class\D10-Conveyance Systems\D1020 - Escalator\Escalator,Electric - ESC | 1022671
37-L1 | 37-L1 Central Courthouse | 37-L1-D1020-100-ESC04 | Escalator 4 - floors 2 and 3: 4-3 (DOWN) | Otis | 621769 | 508 NCE | OM00046716 | State ID#: 172720 | Floors 2 and 3 | NA | NA | NA | DNA | DNA | DNA | Electric | DNA | NA | NA | \Classifications\Building System Class\D10-Conveyance Systems\D1020 - Escalator\Escalator,Electric - ESC | 1022670
37-L1 | 37-L1 Central Courthouse | 37-L1-D1020-100-ESC06 | Escalator 6 - floors 3 and 4: 3-4 (UP) | Otis | 621770 | 508 NCE | OM00046718 | State ID# 172719 | Floors 3 and 4 | NA | NA | NA | DNA | DNA | DNA | Electric | DNA | NA | NA | \Classifications\Building System Class\D10-Conveyance Systems\D1020 - Escalator\Escalator,Electric - ESC | 1022672
37-L1 | 37-L1 Central Courthouse | 37-L1-D2023-100-BFP08 | Backflow Preventer, 3/4" (BFP08) | Wilkins Zurn | B01426 | 375XL RP, 3/4" | OM00046665 |  | Inside Closet | NA | NA | NA | NA | NA | NA | NA | NA | NA | NA | \Classifications\Building System Class\D20-Plumbing\D2020 - Domestic Water\Backflow Preventer - BFP | 1022673
37-L1 | 37-L1 Central Courthouse | 37-L1-D2023-100-BFP09 | Backflow Preventer, 3/4" (BFP09) | Wilkins Zurn | B014258 | 375XL RP, 3/4" | OM00046668 |  | Inside Closet | NA | NA | NA | NA | NA | NA | NA | NA | NA | NA | \Classifications\Building System Class\D20-Plumbing\D2020 - Domestic Water\Backflow Preventer - BFP | 1022674
37-L1 | 37-L1 Central Courthouse | 37-L1-D2023-100-BFP10 | Backflow Preventer, 3/4" (BFP10) | Wilkins Zurn | B014131 | 375XL RP, 3/4" | OM00046669 |  | Public Hallway, Adjacent to Dept. 504 | NA | NA | NA | NA | NA | NA | NA | NA | NA | NA | \Classifications\Building System Class\D20-Plumbing\D2020 - Domestic Water\Backflow Preventer - BFP | 1022675
37-L1 | 37-L1 Central Courthouse | 37-L1-D2023-100-BFP11 | Backflow Preventer, 3/4" (BFP11) | Wilkins Zurn | B014257 | 375XL RP, 3/4" | OM00046670 |  | Public Hallway, Adjacent to Dept. 604 | NA | NA | NA | NA | NA | NA | NA | NA | NA | NA | \Classifications\Building System Class\D20-Plumbing\D2020 - Domestic Water\Backflow Preventer - BFP | 1022676
37-L1 | 37-L1 Central Courthouse | 37-L1-D2023-100-BFP13 | Backflow Preventer, 3/4" (BFP13) | Wilkins Zurn | B014270 | 375XL RP, 3/4" | OM00046672 |  | Inside Closet | NA | NA | NA | NA | NA | NA | NA | NA | NA | NA | \Classifications\Building System Class\D20-Plumbing\D2020 - Domestic Water\Backflow Preventer - BFP | 1022678
37-L1 | 37-L1 Central Courthouse | 37-L1-D2023-100-BFP12 | Backflow Preventer, 3/4" (BFP12) | Wilkins Zurn | B013203 | 375XL RP, 3/4" | OM00046671 |  | Inside Closet | NA | NA | NA | NA | NA | NA | NA | NA | NA | NA | \Classifications\Building System Class\D20-Plumbing\D2020 - Domestic Water\Backflow Preventer - BFP | 1022677
37-L1 | 37-L1 Central Courthouse | 37-L1-D2023-100-BFP14 | Backflow Preventer, 3/4" (BFP14) | Wilkins Zurn | B014107 | 375XL RP, 3/4" | OM00046673 |  | Public Hallway, Next to Dept. 704 | NA | NA | NA | NA | NA | NA | NA | NA | NA | NA | \Classifications\Building System Class\D20-Plumbing\D2020 - Domestic Water\Backflow Preventer - BFP | 1022679
37-L1 | 37-L1 Central Courthouse | 37-L1-D2023-100-BFP16 | Backflow Preventer, 3/4" (BFP16) | Wilkins Zurn | B014112 | 375XL RP, 3/4" | OM00046675 |  | Inside Closet | NA | NA | NA | NA | NA | NA | NA | NA | NA | NA | \Classifications\Building System Class\D20-Plumbing\D2020 - Domestic Water\Backflow Preventer - BFP | 1022681
37-L1 | 37-L1 Central Courthouse | 37-L1-D2023-100-BFP15 | Backflow Preventer, 3/4" (BFP15) | Wilkins Zurn | B014132 | 375XL RP, 3/4" | OM00046674 |  | Public Hallway, Next to Dept. 804 | NA | NA | NA | NA | NA | NA | NA | NA | NA | NA | \Classifications\Building System Class\D20-Plumbing\D2020 - Domestic Water\Backflow Preventer - BFP | 1022680
37-L1 | 37-L1 Central Courthouse | 37-L1-D2023-100-BFP17 | Backflow Preventer, 3/4" (BFP17) | Wilkins Zurn | B014262 | 375XL RP, 3/4" | OM00046676 |  | Inside Closet | NA | NA | NA | NA | NA | NA | NA | NA | NA | NA | \Classifications\Building System Class\D20-Plumbing\D2020 - Domestic Water\Backflow Preventer - BFP | 1022682
37-L1 | 37-L1 Central Courthouse | 37-L1-D2023-100-BFP18 | Backflow Preventer, 3/4" (BFP18) | Wilkins Zurn | B014118 | 375XL RP, 3/4" | OM00046677 |  | Public Hallway | NA | NA | NA | NA | NA | NA | NA | NA | NA | NA | \Classifications\Building System Class\D20-Plumbing\D2020 - Domestic Water\Backflow Preventer - BFP | 1022683
37-L1 | 37-L1 Central Courthouse | 37-L1-D2023-100-BFP19 | Backflow Preventer, 3/4" (BFP19) | Wilkins Zurn | B023955 | 375XL RP, 3/4" | OM00046677 |  | Public Hallway | NA | NA | NA | NA | NA | NA | NA | NA | NA | NA | \Classifications\Building System Class\D20-Plumbing\D2020 - Domestic Water\Backflow Preventer - BFP | 1022684
37-L1 | 37-L1 Central Courthouse | 37-L1-D2023-100-BFP20 | Backflow Preventer, 3/4" (BFP20) | Wilkins Zurn | B014264 | 375XL RP, 3/4" | OM00046679 |  | Inside Closet | NA | NA | NA | NA | NA | NA | NA | NA | NA | NA | \Classifications\Building System Class\D20-Plumbing\D2020 - Domestic Water\Backflow Preventer - BFP | 1022685
37-L1 | 37-L1 Central Courthouse | 37-L1-D2023-100-BFP21 | Backflow Preventer, 3/4" (BFP21) | Wilkins Zurn | B064713 | 375XL RP, 3/4" | OM00046680 |  | Inside Closet | NA | NA | NA | NA | NA | NA | NA | NA | NA | NA | \Classifications\Building System Class\D20-Plumbing\D2020 - Domestic Water\Backflow Preventer - BFP | 1022686
37-L1 | 37-L1 Central Courthouse | 37-L1-D2023-100-BFP31 | Backflow Preventer, 3/4" (BFP31) | Wilkins Zurn | B014119 | 375XL RP, 3/4" | OM00046690 |  | Public Hallway | NA | NA | NA | NA | NA | NA | NA | NA | NA | NA | \Classifications\Building System Class\D20-Plumbing\D2020 - Domestic Water\Backflow Preventer - BFP | 1022696
37-L1 | 37-L1 Central Courthouse | 37-L1-D2023-100-BFP22 | Backflow Preventer, 3/4" (BFP22) | Wilkins Zurn | B014137 | 375XL RP, 3/4" | OM00046681 |  | Public Hallway | NA | NA | NA | NA | NA | NA | NA | NA | NA | NA | \Classifications\Building System Class\D20-Plumbing\D2020 - Domestic Water\Backflow Preventer - BFP | 1022687
37-L1 | 37-L1 Central Courthouse | 37-L1-D2023-100-BFP23 | Backflow Preventer, 3/4" (BFP23) | Wilkins Zurn | B014268 | 375XL RP, 3/4" | OM00046682 |  | Public Hallway | NA | NA | NA | NA | NA | NA | NA | NA | NA | NA | \Classifications\Building System Class\D20-Plumbing\D2020 - Domestic Water\Backflow Preventer - BFP | 1022688
37-L1 | 37-L1 Central Courthouse | 37-L1-D2023-100-BFP24 | Backflow Preventer, 3/4" (BFP24) | Wilkins Zurn | B065364 | 375XL RP, 3/4" | OM00046683 |  | Inside Closet | NA | NA | NA | NA | NA | NA | NA | NA | NA | NA | \Classifications\Building System Class\D20-Plumbing\D2020 - Domestic Water\Backflow Preventer - BFP | 1022689
37-L1 | 37-L1 Central Courthouse | 37-L1-D2023-100-BFP25 | Backflow Preventer, 3/4" (BFP25) | Wilkins Zurn | B023994 | 375XL RP, 3/4" | OM00046684 |  | Inside Closet | NA | NA | NA | NA | NA | NA | NA | NA | NA | NA | \Classifications\Building System Class\D20-Plumbing\D2020 - Domestic Water\Backflow Preventer - BFP | 1022690
37-L1 | 37-L1 Central Courthouse | 37-L1-D2023-100-BFP26 | Backflow Preventer, 3/4" (BFP26) | Wilkins Zurn | B023963 | 375XL RP, 3/4" | OM00046685 |  | Public Hallway | NA | NA | NA | NA | NA | NA | NA | NA | NA | NA | \Classifications\Building System Class\D20-Plumbing\D2020 - Domestic Water\Backflow Preventer - BFP | 1022691
37-L1 | 37-L1 Central Courthouse | 37-L1-D2023-100-BFP27 | Backflow Preventer, 3/4" (BFP27) | Wilkins Zurn | B014113 | 375XL RP, 3/4" | OM00046686 |  | Public Hallway | NA | NA | NA | NA | NA | NA | NA | NA | NA | NA | \Classifications\Building System Class\D20-Plumbing\D2020 - Domestic Water\Backflow Preventer - BFP | 1022692
37-L1 | 37-L1 Central Courthouse | 37-L1-D2023-100-BFP28 | Backflow Preventer, 3/4" (BFP28) | Wilkins Zurn | B014259 | 375XL RP, 3/4" | OM00046687 |  | Inside Closet | NA | NA | NA | NA | NA | NA | NA | NA | NA | NA | \Classifications\Building System Class\D20-Plumbing\D2020 - Domestic Water\Backflow Preventer - BFP | 1022693
37-L1 | 37-L1 Central Courthouse | 37-L1-D2023-100-BFP29 | Backflow Preventer, 3/4" (BFP29) | Wilkins Zurn | B014138 | 375XL RP, 3/4" | OM00046688 |  | Inside Closet | NA | NA | NA | NA | NA | NA | NA | NA | NA | NA | \Classifications\Building System Class\D20-Plumbing\D2020 - Domestic Water\Backflow Preventer - BFP | 1022694
37-L1 | 37-L1 Central Courthouse | 37-L1-D2023-100-BFP30 | Backflow Preventer, 3/4" (BFP30) | Wilkins Zurn | B014263 | 375XL RP, 3/4" | OM00046689 |  | Public Hallway | NA | NA | NA | NA | NA | NA | NA | NA | NA | NA | \Classifications\Building System Class\D20-Plumbing\D2020 - Domestic Water\Backflow Preventer - BFP | 1022695
37-L1 | 37-L1 Central Courthouse | 37-L1-D2023-100-BFP32 | Backflow Preventer, 3/4" (BFP32) | Wilkins Zurn | B014136 | 375XL RP, 3/4" | OM00046691 |  | Inside Closet | NA | NA | NA | NA | NA | NA | NA | NA | NA | NA | \Classifications\Building System Class\D20-Plumbing\D2020 - Domestic Water\Backflow Preventer - BFP | 1022697
37-L1 | 37-L1 Central Courthouse | 37-L1-D2023-100-BFP33 | Backflow Preventer, 3/4" (BFP33) | Wilkins Zurn | B014121 | 375XL RP, 3/4" | OM00046692 |  | Inside Closet | NA | NA | NA | NA | NA | NA | NA | NA | NA | NA | \Classifications\Building System Class\D20-Plumbing\D2020 - Domestic Water\Backflow Preventer - BFP | 1022698
37-L1 | 37-L1 Central Courthouse | 37-L1-D2023-100-BFP34 | Backflow Preventer, 3/4" (BFP34) | Wilkins Zurn | B014130 | 375XL RP, 3/4" | OM00046693 |  | Public Hallway | NA | NA | NA | NA | NA | NA | NA | NA | NA | NA | \Classifications\Building System Class\D20-Plumbing\D2020 - Domestic Water\Backflow Preventer - BFP | 1022699
37-L1 | 37-L1 Central Courthouse | 37-L1-D2023-100-BFP35 | Backflow Preventer, 3/4" (BFP35) | Wilkins Zurn | B014269 | 375XL RP, 3/4" | OM00046694 |  | Public Hallway | NA | NA | NA | NA | NA | NA | NA | NA | NA | NA | \Classifications\Building System Class\D20-Plumbing\D2020 - Domestic Water\Backflow Preventer - BFP | 1022700
37-L1 | 37-L1 Central Courthouse | 37-L1-D2023-100-BFP36 | Backflow Preventer, 3/4" (BFP36) | Wilkins Zurn | B014140 | 375XL RP, 3/4" | OM00046695 |  | Inside Closet | NA | NA | NA | NA | NA | NA | NA | NA | NA | NA | \Classifications\Building System Class\D20-Plumbing\D2020 - Domestic Water\Backflow Preventer - BFP | 1022701
37-L1 | 37-L1 Central Courthouse | 37-L1-D2023-100-BFP37 | Backflow Preventer, 3/4" (BFP37) | Wilkins Zurn | B014261 | 375XL RP, 3/4" | OM00046696 |  | Inside Closet | NA | NA | NA | NA | NA | NA | NA | NA | NA | NA | \Classifications\Building System Class\D20-Plumbing\D2020 - Domestic Water\Backflow Preventer - BFP | 1022702
37-L1 | 37-L1 Central Courthouse | 37-L1-D2023-100-BFP38 | Backflow Preventer, 3/4" (BFP38) | Wilkins Zurn | B095993 | 375XL RP, 3/4" | OM00046697 |  | Public Hallway | NA | NA | NA | NA | NA | NA | NA | NA | NA | NA | \Classifications\Building System Class\D20-Plumbing\D2020 - Domestic Water\Backflow Preventer - BFP | 1022703
37-L1 | 37-L1 Central Courthouse | 37-L1-D2023-100-BFP39 | Backflow Preventer, 3/4" (BFP39) | Wilkins Zurn | B094317 | 375XL RP, 3/4" | OM00046698 |  | Public Hallway | NA | NA | NA | NA | NA | NA | NA | NA | NA | NA | \Classifications\Building System Class\D20-Plumbing\D2020 - Domestic Water\Backflow Preventer - BFP | 1022704
37-L1 | 37-L1 Central Courthouse | 37-L1-D2023-100-BFP40 | Backflow Preventer, 3/4" (BFP40) | Wilkins Zurn | B014116 | 375XL RP, 3/4" | OM00046699 |  | Inside Closet | NA | NA | NA | NA | NA | NA | NA | NA | NA | NA | \Classifications\Building System Class\D20-Plumbing\D2020 - Domestic Water\Backflow Preventer - BFP | 1022705
37-L1 | 37-L1 Central Courthouse | 37-L1-D2023-100-BFP43 | Backflow Preventer, 3/4" (BFP43) | Wilkins Zurn | B014267 | 375XL RP, 3/4" | OM00046702 |  | Public Hallway | NA | NA | NA | NA | NA | NA | NA | NA | NA | NA | \Classifications\Building System Class\D20-Plumbing\D2020 - Domestic Water\Backflow Preventer - BFP | 1022708
37-L1 | 37-L1 Central Courthouse | 37-L1-D2023-100-BFP41 | Backflow Preventer, 3/4" (BFP41) | Wilkins Zurn | B014110 | 375XL RP, 3/4" | OM00046700 |  | Inside Closet | NA | NA | NA | NA | NA | NA | NA | NA | NA | NA | \Classifications\Building System Class\D20-Plumbing\D2020 - Domestic Water\Backflow Preventer - BFP | 1022706
37-L1 | 37-L1 Central Courthouse | 37-L1-D2023-100-BFP42 | Backflow Preventer, 3/4" (BFP42) | Wilkins Zurn | B014135 | 375XL RP, 3/4" | OM00046701 |  | Public Hallway | NA | NA | NA | NA | NA | NA | NA | NA | NA | NA | \Classifications\Building System Class\D20-Plumbing\D2020 - Domestic Water\Backflow Preventer - BFP | 1022707
37-L1 | 37-L1 Central Courthouse | 37-L1-D2023-100-BFP44 | Backflow Preventer, 3/4" (BFP44) | Wilkins Zurn | B014120 | 375XL RP, 3/4" | OM00046703 |  | Inside Closet | NA | NA | NA | NA | NA | NA | NA | NA | NA | NA | \Classifications\Building System Class\D20-Plumbing\D2020 - Domestic Water\Backflow Preventer - BFP | 1022709
37-L1 | 37-L1 Central Courthouse | 37-L1-D5010-200-ESD01 | Main Switchboard (ESD01) | GE Spectra Series | DNA | DNA | OM00046385 |  | Basement #2, Main Electrical Room | NA | NA | NA | NA | 277/480 | 4000 | Electric | 3Ph, 4 Wire | NA | NA | \Classifications\Building System Class\D50-Electrical SYS\D5010 - Elec Service & Dist\Electical Service and Distribution - ESD | 1022710
37-L1 | 37-L1 Central Courthouse | 37-L1-D5010-200-ESD03 | Main Switchboard (ESD03) | GE Spectra Series | DNA | DNA | OM00046387 |  | Basement #2, Main Electrical Room | NA | NA | NA | NA | 277/480 | 4000 | Electric | 3Ph, 4 Wire | NA | NA | \Classifications\Building System Class\D50-Electrical SYS\D5010 - Elec Service & Dist\Electical Service and Distribution - ESD | 1022712
37-L1 | 37-L1 Central Courthouse | 37-L1-D5010-200-ESD02 | Main Switchboard (ESD02) | GE Spectra Series | DNA | DNA | OM00046386 |  | Basement #2, Main Electrical Room | NA | NA | NA | NA | 277/480 | 4000 | Electric | 3Ph, 4 Wire | NA | NA | \Classifications\Building System Class\D50-Electrical SYS\D5010 - Elec Service & Dist\Electical Service and Distribution - ESD | 1022711
37-L1 | 37-L1 Central Courthouse | 37-L1-D5010-200-ESD04 | Main Switchboard (ESD04) | GE Spectra Series | DNA | DNA | OM00046142 |  | Basement #2, Generator Room | NA | NA | NA | NA | 277/480 | DNA | Electric | 3Ph, 4 Wire | NA | NA | \Classifications\Building System Class\D50-Electrical SYS\D5010 - Elec Service & Dist\Electical Service and Distribution - ESD | 1022713
37-L1 | 37-L1 Central Courthouse | 37-L1-D5010-200-ESD05 | Main Switchboard (ESD05) | GE Spectra Series | DNA | DNA | OM00046124 |  | Basement | NA | NA | NA | NA | 480/277 | 5000 | Electric | 3Ph, 4 Wire | NA | NA | \Classifications\Building System Class\D50-Electrical SYS\D5010 - Elec Service & Dist\Electical Service and Distribution - ESD | 1022714
37-L1 | 37-L1 Central Courthouse | 37-L1-D5010-200-ESD06 | Main Switchboard (ESD06) | GE Spectra Series | DNA | DNA | OM00046123 |  | Basement #2, Engineer Generator Room | NA | NA | NA | NA | DNA | DNA | Electric | DNA | NA | NA | \Classifications\Building System Class\D50-Electrical SYS\D5010 - Elec Service & Dist\Electical Service and Distribution - ESD | 1022715
37-L1 | 37-L1 Central Courthouse | 37-L1-D2030-410-PMS01 | Sewage Ejector Pump (PMS01) | Weil Aquatronics | DNA | DNA | OM00046157 |  | Basement near NRG Room | NA | NA | NA | DNA | DNA | DNA | Electric | DNA | NA | NA | \Classifications\Building System Class\D20-Plumbing\D2030 - Sani Waste\Sewage Ejector Pump - PMS | 1022716
37-L1 | 37-L1 Central Courthouse | 37-L1-D2030-410-PMS02 | Sewage Ejector Pump (PMS02) | Weil Aquatronics | DNA | DNA | OM00046384 |  | Basement 3, Tunnel | NA | NA | NA | DNA | 480 | DNA | Electric | DNA | NA | NA | \Classifications\Building System Class\D20-Plumbing\D2030 - Sani Waste\Sewage Ejector Pump - PMS | 1022717
37-L1 | 37-L1 Central Courthouse | 37-L1-B2034-400-DOH01 | Roll Up Gate #1 (DOH01) | Cookson Rolling Doors. | AA19022252 | R1 | OM00046356 |  | Basement 2 | NA | NA | NA | NA | NA | NA | Other | NA | NA | NA | \Classifications\Building System Class\B20-General Building Exterior\B2030 - Exterior Doors\Door,Overhead-Shutter,Manual,Elec,Roll-up - DOH | 1022718
37-L1 | 37-L1 Central Courthouse | 37-L1-B2034-400-DOH02 | Roll Up Gate #2 (DOH02) | Cookson Rolling Doors. | AA19O23253 | R2 | OM00046355 |  |  | NA | NA | NA | NA | NA | NA | Other | NA | NA | NA | \Classifications\Building System Class\B20-General Building Exterior\B2030 - Exterior Doors\Door,Overhead-Shutter,Manual,Elec,Roll-up - DOH | 1022719
37-L1 | 37-L1 Central Courthouse | 37-L1-B2034-400-DOH03 | Roll Up Gate #3 (DOH03) | Cookson Rolling Doors. | DNA | DNA | OM00046704 |  | Recycle/Trash Area | NA | NA | NA | NA | NA | NA | Other | NA | NA | NA | \Classifications\Building System Class\B20-General Building Exterior\B2030 - Exterior Doors\Door,Overhead-Shutter,Manual,Elec,Roll-up - DOH | 1022720
37-L1 | 37-L1 Central Courthouse | 37-L1-D5011-240-TRN05 | Transformer, TB2B | General Electric | DNA | DNA | OM00046388 |  | Main Electrical Room | NA | NA | NA | NA | 480 | 45 | Electric | 3 | NA | NA | \Classifications\Building System Class\D50-Electrical SYS\D5010 - Elec Service & Dist\Transformer - TRN | 1022721
37-L1 | 37-L1 Central Courthouse | 37-L1-B2033-120-DOR01 | Sliding Door (DOR01) | DNA | DNA | DNA | OM00046707 |  | Breeze way Sliding Doors | NA | NA | NA | NA | NA | NA | NA | NA | NA | NA | \Classifications\Building System Class\B20-General Building Exterior\B2030 - Exterior Doors\Door,Automatic-Sliding,Revolving - DOR | 1022722
37-L1 | 37-L1 Central Courthouse | 37-L1-D3031-100-PCH08 | IT Cabinet Cooling Pumps, CDU-B1-1-2 (PCH08) | DNA | CD6C0070 | DNA | OM00046374 |  | MDF Room | NA | NA | NA | 5.4 | 480 | 7 | Electric | 3 | NA | NA | \Classifications\Building System Class\D30-HVAC Systems\D3030 - Cooling SYS\Chilled Water Pump - PCH | 1022723
37-L1 | 37-L1 Central Courthouse | 37-L1-D3068-100-BAS01 | Building Automation System (BAS01) | Siemens | Siemens Desigo CC | DNA | OM00046319 |  | Engineering Office | NA | NA | NA | DNA | 120 | DNA | Electric | DNA | NA | NA | \Classifications\Building System Class\D30-HVAC Systems\D3060 - Control & Inst Air\Building Automation System - BAS | 1022724
37-L1 | 37-L1 Central Courthouse | 37-L1-D3041-110-AHU09 | Air Handling Unit, Elevator RM, (AHU09) | DNA | DNA | DNA | OM00046072 |  | 2520-SF1 Machine | DNA | DNA | NA | DNA | DNA | DNA | Electric | DNA | NA | NA | \Classifications\Building System Class\D30-HVAC Systems\D3040 - Distribution SYS\Air Handling Unit - AHU | 1022725
37-L1 | 37-L1 Central Courthouse | 37-L1-D3042-220-EFN27 | Exhaust Fan Pump Room (EFN24) | Green Heck | DNA | BSQ-240HP | OM00046318 |  | Domestic Booster Pump Room | DNA | NA | NA | 1 | 460 | DNA | Electric | 3 | NA | NA | \Classifications\Building System Class\D30-HVAC Systems\D3040 - Distribution SYS\Supply/Exhaust/Return fans- FAN | 1022727
37-L1 | 37-L1 Central Courthouse | 37-L1-D3042-220-EFN17 | Exhaust Fan SDG&E Vault (EFN17) | DNA | DNA | DNA | OM00046708 |  | SDGE Vault | DNA | NA | NA | DNA | DNA | DNA | Electric | DNA | NA | NA | \Classifications\Building System Class\D30-HVAC Systems\D3040 - Distribution SYS\Supply/Exhaust/Return fans- FAN | 1022726
37-L1 | 37-L1 Central Courthouse | 37-L1-C1020-110-FRD01 | Service Elevator Fire Door, Floor 23 (FRD01) | Commercial Door Manufacturing Inc. | B07113440 | DNA | OM00046389 | A - Excellent | Service Elevator Lobby | NA | NA | NA | NA | NA | NA | NA | NA | NA | NA | \Classifications\Building System Class\C10-General Building Interior\C1020 - Fire Doors\Fire Doors Sliding (Fire Curtain)- FRD | 1022764
37-L1 | 37-L1 Central Courthouse | 37-L1-C1020-110-FRD03 | Judge's Elevator Fire Door, Floor 22 (FRD03) | Commercial Door Manufacturing Inc. | B07113508 | DNA | OM00046391 |  | Judge's Elevator Lobby | NA | NA | NA | NA | NA | NA | NA | NA | NA | NA | \Classifications\Building System Class\C10-General Building Interior\C1020 - Fire Doors\Fire Doors Sliding (Fire Curtain)- FRD | 1022766
37-L1 | 37-L1 Central Courthouse | 37-L1-C1020-110-FRD02 | Service Elevator Fire Door, Floor 22 (FRD02) | Commercial Door Manufacturing Inc. | B07113506 | DNA | OM00046390 |  | Service Elevator Lobby | NA | NA | NA | NA | NA | NA | NA | NA | NA | NA | \Classifications\Building System Class\C10-General Building Interior\C1020 - Fire Doors\Fire Doors Sliding (Fire Curtain)- FRD | 1022765
37-L1 | 37-L1 Central Courthouse | 37-L1-C1020-110-FRD04 | Public Elevator Lobby Fire Door, Floor 22 (FRD04) | Commercial Door Manufacturing Inc. |  | DNA | OM00046392 |  | Public Elevator Lobby | NA | NA | NA | NA | NA | NA | NA | NA | NA | NA | \Classifications\Building System Class\C10-General Building Interior\C1020 - Fire Doors\Fire Doors Sliding (Fire Curtain)- FRD | 1022767
37-L1 | 37-L1 Central Courthouse | 37-L1-C1020-110-FRD05 | Service Elevator Fire Door, Floor 21 (FRD05) | Commercial Door Manufacturing Inc. | B07113511 | DNA | OM00046393 |  | Service Elevator Lobby | NA | NA | NA | NA | NA | NA | NA | NA | NA | NA | \Classifications\Building System Class\C10-General Building Interior\C1020 - Fire Doors\Fire Doors Sliding (Fire Curtain)- FRD | 1022768
37-L1 | 37-L1 Central Courthouse | 37-L1-C1020-110-FRD06 | Judge's Elevator Fire Door, Floor 21 (FRD06) | Commercial Door Manufacturing Inc. | B07113509 | DNA | OM00046394 |  | Judge's Elevator Lobby | NA | NA | NA | NA | NA | NA | NA | NA | NA | NA | \Classifications\Building System Class\C10-General Building Interior\C1020 - Fire Doors\Fire Doors Sliding (Fire Curtain)- FRD | 1022769
37-L1 | 37-L1 Central Courthouse | 37-L1-C1020-110-FRD07 | Public Elevator Lobby Fire Door, Floor 21 (FRD07) | Commercial Door Manufacturing Inc. |  | DNA | OM00046395 |  | Public Elevator Lobby | NA | NA | NA | NA | NA | NA | NA | NA | NA | NA | \Classifications\Building System Class\C10-General Building Interior\C1020 - Fire Doors\Fire Doors Sliding (Fire Curtain)- FRD | 1022770
37-L1 | 37-L1 Central Courthouse | 37-L1-C1020-110-FRD08 | Service Elevator Fire Door, Floor 20 (FRD08) | Commercial Door Manufacturing Inc. | B07113499 | DNA | OM00046396 |  | Service Elevator Lobby | NA | NA | NA | NA | NA | NA | NA | NA | NA | NA | \Classifications\Building System Class\C10-General Building Interior\C1020 - Fire Doors\Fire Doors Sliding (Fire Curtain)- FRD | 1022771
37-L1 | 37-L1 Central Courthouse | 37-L1-C1020-110-FRD09 | Judge's Elevator Fire Door, Floor 20 (FRD09) | Commercial Door Manufacturing Inc. | B07113501 | DNA | OM00046397 |  | Judge's Elevator Lobby | NA | NA | NA | NA | NA | NA | NA | NA | NA | NA | \Classifications\Building System Class\C10-General Building Interior\C1020 - Fire Doors\Fire Doors Sliding (Fire Curtain)- FRD | 1022772
37-L1 | 37-L1 Central Courthouse | 37-L1-C1020-110-FRD10 | Public Elevator Lobby Fire Door, Floor 20 (FRD10) | Commercial Door Manufacturing Inc. |  | DNA | OM00046398 |  | Public Elevator Lobby | NA | NA | NA | NA | NA | NA | NA | NA | NA | NA | \Classifications\Building System Class\C10-General Building Interior\C1020 - Fire Doors\Fire Doors Sliding (Fire Curtain)- FRD | 1022773
37-L1 | 37-L1 Central Courthouse | 37-L1-C1020-110-FRD11 | Service Elevator Fire Door, Floor 19 (FRD11) | Commercial Door Manufacturing Inc. | B07113492 | DNA | OM00046399 |  | Service Elevator Lobby | NA | NA | NA | NA | NA | NA | NA | NA | NA | NA | \Classifications\Building System Class\C10-General Building Interior\C1020 - Fire Doors\Fire Doors Sliding (Fire Curtain)- FRD | 1022774
37-L1 | 37-L1 Central Courthouse | 37-L1-C1020-110-FRD12 | Judge's Elevator Fire Door, Floor 19 (FRD12) | Commercial Door Manufacturing Inc. | B07113495 | DNA | OM00046400 |  | Judge's Elevator Lobby | NA | NA | NA | NA | NA | NA | NA | NA | NA | NA | \Classifications\Building System Class\C10-General Building Interior\C1020 - Fire Doors\Fire Doors Sliding (Fire Curtain)- FRD | 1022775
37-L1 | 37-L1 Central Courthouse | 37-L1-C1020-110-FRD13 | Public Elevator Lobby Fire Door, Floor 19 (FRD13) | Commercial Door Manufacturing Inc. |  | DNA | OM00046401 |  | Public Elevator Lobby | NA | NA | NA | NA | NA | NA | NA | NA | NA | NA | \Classifications\Building System Class\C10-General Building Interior\C1020 - Fire Doors\Fire Doors Sliding (Fire Curtain)- FRD | 1022776
37-L1 | 37-L1 Central Courthouse | 37-L1-C1020-110-FRD14 | Service Elevator Fire Door, Floor 18 (FRD14) | Commercial Door Manufacturing Inc. | B07113486 | DNA | OM00046402 |  | Service Elevator Lobby | NA | NA | NA | NA | NA | NA | NA | NA | NA | NA | \Classifications\Building System Class\C10-General Building Interior\C1020 - Fire Doors\Fire Doors Sliding (Fire Curtain)- FRD | 1022777
37-L1 | 37-L1 Central Courthouse | 37-L1-C1020-110-FRD15 | Judge's Elevator Fire Door, Floor 18 (FRD15) | Commercial Door Manufacturing Inc. | B07113485 | DNA | OM00046403 |  | Judge's Elevator Lobby | NA | NA | NA | NA | NA | NA | NA | NA | NA | NA | \Classifications\Building System Class\C10-General Building Interior\C1020 - Fire Doors\Fire Doors Sliding (Fire Curtain)- FRD | 1022778
37-L1 | 37-L1 Central Courthouse | 37-L1-C1020-110-FRD16 | Public Elevator Lobby Fire Door, Floor 18 (FRD16) | Commercial Door Manufacturing Inc. |  | DNA | OM00046404 |  | Public Elevator Lobby | NA | NA | NA | NA | NA | NA | NA | NA | NA | NA | \Classifications\Building System Class\C10-General Building Interior\C1020 - Fire Doors\Fire Doors Sliding (Fire Curtain)- FRD | 1022779
37-L1 | 37-L1 Central Courthouse | 37-L1-C1020-110-FRD17 | Service Elevator Fire Door, Floor 17 (FRD17) | Commercial Door Manufacturing Inc. | B07113472 | DNA | OM00046405 |  | Service Elevator Lobby | NA | NA | NA | NA | NA | NA | NA | NA | NA | NA | \Classifications\Building System Class\C10-General Building Interior\C1020 - Fire Doors\Fire Doors Sliding (Fire Curtain)- FRD | 1022780
37-L1 | 37-L1 Central Courthouse | 37-L1-C1020-110-FRD18 | Judge's Elevator Fire Door, Floor 17 (FRD18) | Commercial Door Manufacturing Inc. | B07113470 | DNA | OM00046406 |  | Judge's Elevator Lobby | NA | NA | NA | NA | NA | NA | NA | NA | NA | NA | \Classifications\Building System Class\C10-General Building Interior\C1020 - Fire Doors\Fire Doors Sliding (Fire Curtain)- FRD | 1022781
37-L1 | 37-L1 Central Courthouse | 37-L1-C1020-110-FRD19 | Public Elevator Lobby Fire Door, Floor 17 (FRD19) | Commercial Door Manufacturing Inc. |  | DNA | OM00046407 |  | Public Elevator Lobby | NA | NA | NA | NA | NA | NA | NA | NA | NA | NA | \Classifications\Building System Class\C10-General Building Interior\C1020 - Fire Doors\Fire Doors Sliding (Fire Curtain)- FRD | 1022782
37-L1 | 37-L1 Central Courthouse | 37-L1-C1020-110-FRD20 | Service Elevator Fire Door, Floor 16 (FRD20) | Commercial Door Manufacturing Inc. | B07113468 | DNA | OM00046408 |  | Service Elevator Lobby | NA | NA | NA | NA | NA | NA | NA | NA | NA | NA | \Classifications\Building System Class\C10-General Building Interior\C1020 - Fire Doors\Fire Doors Sliding (Fire Curtain)- FRD | 1022783
37-L1 | 37-L1 Central Courthouse | 37-L1-C1020-110-FRD22 | Public Elevator Lobby Fire Door, Floor 16 (FRD22) | Commercial Door Manufacturing Inc. |  | DNA | OM00046410 |  | Public Elevator Lobby | NA | NA | NA | NA | NA | NA | NA | NA | NA | NA | \Classifications\Building System Class\C10-General Building Interior\C1020 - Fire Doors\Fire Doors Sliding (Fire Curtain)- FRD | 1022785
37-L1 | 37-L1 Central Courthouse | 37-L1-C1020-110-FRD21 | Judge's Elevator Fire Door, Floor 16 (FRD21) | Commercial Door Manufacturing Inc. | B07113467 | DNA | OM00046409 |  | Judge's Elevator Lobby | NA | NA | NA | NA | NA | NA | NA | NA | NA | NA | \Classifications\Building System Class\C10-General Building Interior\C1020 - Fire Doors\Fire Doors Sliding (Fire Curtain)- FRD | 1022784
37-L1 | 37-L1 Central Courthouse | 37-L1-C1020-110-FRD23 | Service Elevator Fire Door, Floor 15 (FRD23) | Commercial Door Manufacturing Inc. | B07113453 | DNA | OM00046411 |  | Service Elevator Lobby | NA | NA | NA | NA | NA | NA | NA | NA | NA | NA | \Classifications\Building System Class\C10-General Building Interior\C1020 - Fire Doors\Fire Doors Sliding (Fire Curtain)- FRD | 1022786
37-L1 | 37-L1 Central Courthouse | 37-L1-C1020-110-FRD25 | Public Elevator Lobby Fire Door, Floor 15 (FRD25) | Commercial Door Manufacturing Inc. |  | DNA | OM00046413 |  | Public Elevator Lobby | NA | NA | NA | NA | NA | NA | NA | NA | NA | NA | \Classifications\Building System Class\C10-General Building Interior\C1020 - Fire Doors\Fire Doors Sliding (Fire Curtain)- FRD | 1022788
37-L1 | 37-L1 Central Courthouse | 37-L1-C1020-110-FRD26 | Service Elevator Fire Door, Floor 14 (FRD26) | Commercial Door Manufacturing Inc. | B07113448 | DNA | OM00046414 |  | Service Elevator Lobby | NA | NA | NA | NA | NA | NA | NA | NA | NA | NA | \Classifications\Building System Class\C10-General Building Interior\C1020 - Fire Doors\Fire Doors Sliding (Fire Curtain)- FRD | 1022789
37-L1 | 37-L1 Central Courthouse | 37-L1-C1020-110-FRD24 | Judge's Elevator Fire Door, Floor 15 (FRD24) | Commercial Door Manufacturing Inc. | B07113455 | DNA | OM00046412 |  | Judge's Elevator Lobby | NA | NA | NA | NA | NA | NA | NA | NA | NA | NA | \Classifications\Building System Class\C10-General Building Interior\C1020 - Fire Doors\Fire Doors Sliding (Fire Curtain)- FRD | 1022787
37-L1 | 37-L1 Central Courthouse | 37-L1-C1020-110-FRD29 | Service Elevator Fire Door, Floor 13 (FRD29) | Commercial Door Manufacturing Inc. | B07113434 | DNA | OM00046417 |  | Service Elevator Lobby | NA | NA | NA | NA | NA | NA | NA | NA | NA | NA | \Classifications\Building System Class\C10-General Building Interior\C1020 - Fire Doors\Fire Doors Sliding (Fire Curtain)- FRD | 1022792
37-L1 | 37-L1 Central Courthouse | 37-L1-C1020-110-FRD27 | Judge's Elevator Fire Door, Floor 14 (FRD27) | Commercial Door Manufacturing Inc. | B07113449 | DNA | OM00046415 |  | Judge's Elevator Lobby | NA | NA | NA | NA | NA | NA | NA | NA | NA | NA | \Classifications\Building System Class\C10-General Building Interior\C1020 - Fire Doors\Fire Doors Sliding (Fire Curtain)- FRD | 1022790
37-L1 | 37-L1 Central Courthouse | 37-L1-C1020-110-FRD28 | Public Elevator Lobby Fire Door, Floor 14 (FRD28) | Commercial Door Manufacturing Inc. |  | DNA | OM00046416 |  | Public Elevator Lobby | NA | NA | NA | NA | NA | NA | NA | NA | NA | NA | \Classifications\Building System Class\C10-General Building Interior\C1020 - Fire Doors\Fire Doors Sliding (Fire Curtain)- FRD | 1022791
37-L1 | 37-L1 Central Courthouse | 37-L1-C1020-110-FRD30 | Judge's Elevator Fire Door, Floor 13 (FRD30) | Commercial Door Manufacturing Inc. | B07113439 | DNA | OM00046418 |  | Judge's Elevator Lobby | NA | NA | NA | NA | NA | NA | NA | NA | NA | NA | \Classifications\Building System Class\C10-General Building Interior\C1020 - Fire Doors\Fire Doors Sliding (Fire Curtain)- FRD | 1022793
37-L1 | 37-L1 Central Courthouse | 37-L1-C1020-110-FRD31 | Public Elevator Lobby Fire Door, Floor 13 (FRD31) | Commercial Door Manufacturing Inc. |  | DNA | OM00046419 |  | Public Elevator Lobby | NA | NA | NA | NA | NA | NA | NA | NA | NA | NA | \Classifications\Building System Class\C10-General Building Interior\C1020 - Fire Doors\Fire Doors Sliding (Fire Curtain)- FRD | 1022794
37-L1 | 37-L1 Central Courthouse | 37-L1-C1020-110-FRD32 | Service Elevator Fire Door, Floor 12 (FRD32) | Commercial Door Manufacturing Inc. | B07113423 | DNA | OM00046420 |  | Service Elevator Lobby | NA | NA | NA | NA | NA | NA | NA | NA | NA | NA | \Classifications\Building System Class\C10-General Building Interior\C1020 - Fire Doors\Fire Doors Sliding (Fire Curtain)- FRD | 1022795
37-L1 | 37-L1 Central Courthouse | 37-L1-C1020-110-FRD33 | Judge's Elevator Fire Door, Floor 12 (FRD33) | Commercial Door Manufacturing Inc. | B07113425 | DNA | OM00046421 |  | Judge's Elevator Lobby | NA | NA | NA | NA | NA | NA | NA | NA | NA | NA | \Classifications\Building System Class\C10-General Building Interior\C1020 - Fire Doors\Fire Doors Sliding (Fire Curtain)- FRD | 1022796
37-L1 | 37-L1 Central Courthouse | 37-L1-C1020-110-FRD34 | Public Elevator Lobby Fire Door, Floor 12 (FRD34) | Commercial Door Manufacturing Inc. |  | DNA | OM00046422 |  | Public Elevator Lobby | NA | NA | NA | NA | NA | NA | NA | NA | NA | NA | \Classifications\Building System Class\C10-General Building Interior\C1020 - Fire Doors\Fire Doors Sliding (Fire Curtain)- FRD | 1022797
37-L1 | 37-L1 Central Courthouse | 37-L1-C1020-110-FRD35 | Service Elevator Fire Door, Floor 11 (FRD35) | Commercial Door Manufacturing Inc. | B07113399 | DNA | OM00046423 |  | Service Elevator Lobby | NA | NA | NA | NA | NA | NA | NA | NA | NA | NA | \Classifications\Building System Class\C10-General Building Interior\C1020 - Fire Doors\Fire Doors Sliding (Fire Curtain)- FRD | 1022798
37-L1 | 37-L1 Central Courthouse | 37-L1-C1020-110-FRD36 | Judge's Elevator Fire Door, Floor 11 (FRD36) | Commercial Door Manufacturing Inc. | B07113398 | DNA | OM00046424 |  | Judge's Elevator Lobby | NA | NA | NA | NA | NA | NA | NA | NA | NA | NA | \Classifications\Building System Class\C10-General Building Interior\C1020 - Fire Doors\Fire Doors Sliding (Fire Curtain)- FRD | 1022799
37-L1 | 37-L1 Central Courthouse | 37-L1-C1020-110-FRD38 | Service Elevator Fire Door, Floor 10 (FRD38) | Commercial Door Manufacturing Inc. | B07113383 | DNA | OM00046426 |  | Service Elevator Lobby | NA | NA | NA | NA | NA | NA | NA | NA | NA | NA | \Classifications\Building System Class\C10-General Building Interior\C1020 - Fire Doors\Fire Doors Sliding (Fire Curtain)- FRD | 1022801
37-L1 | 37-L1 Central Courthouse | 37-L1-C1020-110-FRD42 | Judge's Elevator Fire Door, Floor 9 (FRD42) | Commercial Door Manufacturing Inc. | B07113365 | DNA | OM00046430 |  | Judge's Elevator Lobby | NA | NA | NA | NA | NA | NA | NA | NA | NA | NA | \Classifications\Building System Class\C10-General Building Interior\C1020 - Fire Doors\Fire Doors Sliding (Fire Curtain)- FRD | 1022805
37-L1 | 37-L1 Central Courthouse | 37-L1-C1020-110-FRD44 | Service Elevator Fire Door, Floor 8 (FRD44) | Commercial Door Manufacturing Inc. | B07113371 | DNA | OM00046432 |  | Service Elevator Lobby | NA | NA | NA | NA | NA | NA | NA | NA | NA | NA | \Classifications\Building System Class\C10-General Building Interior\C1020 - Fire Doors\Fire Doors Sliding (Fire Curtain)- FRD | 1022807
37-L1 | 37-L1 Central Courthouse | 37-L1-C1020-110-FRD37 | Public Elevator Lobby Fire Door, Floor 11 (FRD37) | Commercial Door Manufacturing Inc. |  | DNA | OM00046425 |  | Public Elevator Lobby | NA | NA | NA | NA | NA | NA | NA | NA | NA | NA | \Classifications\Building System Class\C10-General Building Interior\C1020 - Fire Doors\Fire Doors Sliding (Fire Curtain)- FRD | 1022800
37-L1 | 37-L1 Central Courthouse | 37-L1-C1020-110-FRD39 | Judge's Elevator Fire Door, Floor 10 (FRD39) | Commercial Door Manufacturing Inc. | B07113389 | DNA | OM00046427 |  | Judge's Elevator Lobby | NA | NA | NA | NA | NA | NA | NA | NA | NA | NA | \Classifications\Building System Class\C10-General Building Interior\C1020 - Fire Doors\Fire Doors Sliding (Fire Curtain)- FRD | 1022802
37-L1 | 37-L1 Central Courthouse | 37-L1-C1020-110-FRD40 | Public Elevator Lobby Fire Door, Floor 10 (FRD40) | Commercial Door Manufacturing Inc. |  | DNA | OM00046428 |  | Public Elevator Lobby | NA | NA | NA | NA | NA | NA | NA | NA | NA | NA | \Classifications\Building System Class\C10-General Building Interior\C1020 - Fire Doors\Fire Doors Sliding (Fire Curtain)- FRD | 1022803
37-L1 | 37-L1 Central Courthouse | 37-L1-C1020-110-FRD41 | Service Elevator Fire Door, Floor 9 (FRD41) | Commercial Door Manufacturing Inc. | B07113366 | DNA | OM00046429 |  | Service Elevator Lobby | NA | NA | NA | NA | NA | NA | NA | NA | NA | NA | \Classifications\Building System Class\C10-General Building Interior\C1020 - Fire Doors\Fire Doors Sliding (Fire Curtain)- FRD | 1022804
37-L1 | 37-L1 Central Courthouse | 37-L1-C1020-110-FRD43 | Public Elevator Lobby Fire Door, Floor 9 (FRD43) | Commercial Door Manufacturing Inc. |  | DNA | OM00046431 |  | Public Elevator Lobby | NA | NA | NA | NA | NA | NA | NA | NA | NA | NA | \Classifications\Building System Class\C10-General Building Interior\C1020 - Fire Doors\Fire Doors Sliding (Fire Curtain)- FRD | 1022806
37-L1 | 37-L1 Central Courthouse | 37-L1-C1020-110-FRD46 | Public Elevator Lobby Fire Door, Floor 8 (FRD46) | Commercial Door Manufacturing Inc. |  | DNA | OM00046434 |  | Public Elevator Lobby | NA | NA | NA | NA | NA | NA | NA | NA | NA | NA | \Classifications\Building System Class\C10-General Building Interior\C1020 - Fire Doors\Fire Doors Sliding (Fire Curtain)- FRD | 1022809
37-L1 | 37-L1 Central Courthouse | 37-L1-C1020-110-FRD45 | Judge's Elevator Fire Door, Floor 8 (FRD45) | Commercial Door Manufacturing Inc. | B07113373 | DNA | OM00046433 |  | Judge's Elevator Lobby | NA | NA | NA | NA | NA | NA | NA | NA | NA | NA | \Classifications\Building System Class\C10-General Building Interior\C1020 - Fire Doors\Fire Doors Sliding (Fire Curtain)- FRD | 1022808
37-L1 | 37-L1 Central Courthouse | 37-L1-C1020-110-FRD48 | Judge's Elevator Fire Door, Floor 7 (FRD48) | Commercial Door Manufacturing Inc. | B07113286 | DNA | OM00046436 |  | Judge's Elevator Lobby | NA | NA | NA | NA | NA | NA | NA | NA | NA | NA | \Classifications\Building System Class\C10-General Building Interior\C1020 - Fire Doors\Fire Doors Sliding (Fire Curtain)- FRD | 1022811
37-L1 | 37-L1 Central Courthouse | 37-L1-C1020-110-FRD47 | Service Elevator Fire Door, Floor 7 (FRD47) | Commercial Door Manufacturing Inc. | B07113285 | DNA | OM00046435 |  | Service Elevator Lobby | NA | NA | NA | NA | NA | NA | NA | NA | NA | NA | \Classifications\Building System Class\C10-General Building Interior\C1020 - Fire Doors\Fire Doors Sliding (Fire Curtain)- FRD | 1022810
37-L1 | 37-L1 Central Courthouse | 37-L1-C1020-110-FRD49 | Public Elevator Lobby Fire Door, Floor 7 (FRD49) | Commercial Door Manufacturing Inc. |  | DNA | OM00046449 |  | Public Elevator Lobby | NA | NA | NA | NA | NA | NA | NA | NA | NA | NA | \Classifications\Building System Class\C10-General Building Interior\C1020 - Fire Doors\Fire Doors Sliding (Fire Curtain)- FRD | 1022812
37-L1 | 37-L1 Central Courthouse | 37-L1-C1020-110-FRD50 | Public Elevator Lobby Fire Door, Floor 7 (FRD49) Service Elevator Fire Door, Floor 6 (FRD50) | Commercial Door Manufacturing Inc. | B07113281 | DNA | OM00046450 |  | Elevator | NA | NA | NA | NA | NA | NA | NA | NA | NA | NA | \Classifications\Building System Class\C10-General Building Interior\C1020 - Fire Doors\Fire Doors Sliding (Fire Curtain)- FRD | 1022813
37-L1 | 37-L1 Central Courthouse | 37-L1-C1020-110-FRD51 | Judge's Elevator Fire Door, Floor 6 (FRD51) | Commercial Door Manufacturing Inc. | B07113282 | DNA | OM00046451 |  | Judge's Elevator Lobby | NA | NA | NA | NA | NA | NA | NA | NA | NA | NA | \Classifications\Building System Class\C10-General Building Interior\C1020 - Fire Doors\Fire Doors Sliding (Fire Curtain)- FRD | 1022814
37-L1 | 37-L1 Central Courthouse | 37-L1-C1020-110-FRD52 | Public Elevator Lobby Fire Door, Floor 6 (FRD52) | Commercial Door Manufacturing Inc. |  | DNA | OM00046452 |  | Public Elevator Lobby | NA | NA | NA | NA | NA | NA | NA | NA | NA | NA | \Classifications\Building System Class\C10-General Building Interior\C1020 - Fire Doors\Fire Doors Sliding (Fire Curtain)- FRD | 1022815
37-L1 | 37-L1 Central Courthouse | 37-L1-C1020-110-FRD53 | Service Elevator Fire Door, Floor 5 (FRD53) | Commercial Door Manufacturing Inc. | BO7113389 | DNA | OM00046453 |  | Elevator | NA | NA | NA | NA | NA | NA | NA | NA | NA | NA | \Classifications\Building System Class\C10-General Building Interior\C1020 - Fire Doors\Fire Doors Sliding (Fire Curtain)- FRD | 1022816
37-L1 | 37-L1 Central Courthouse | 37-L1-C1020-110-FRD54 | Judge's Elevator Fire Door, Floor 5 (FRD54) | Commercial Door Manufacturing Inc. | B07113390 | DNA | OM00046454 |  | Judge's Elevator Lobby | NA | NA | NA | NA | NA | NA | NA | NA | NA | NA | \Classifications\Building System Class\C10-General Building Interior\C1020 - Fire Doors\Fire Doors Sliding (Fire Curtain)- FRD | 1022817
37-L1 | 37-L1 Central Courthouse | 37-L1-C1020-110-FRD55 | Public Elevator Lobby Fire Door, Floor 5 (FRD55) | Commercial Door Manufacturing Inc. |  | DNA | OM00046455 |  | Public Elevator Lobby | NA | NA | NA | NA | NA | NA | NA | NA | NA | NA | \Classifications\Building System Class\C10-General Building Interior\C1020 - Fire Doors\Fire Doors Sliding (Fire Curtain)- FRD | 1022818
37-L1 | 37-L1 Central Courthouse | 37-L1-C1020-110-FRD56 | Service Elevator Fire Door, Floor 4 (FRD56) | Commercial Door Manufacturing Inc. | B07113414 | DNA | OM00046456 |  | Elevator | NA | NA | NA | NA | NA | NA | NA | NA | NA | NA | \Classifications\Building System Class\C10-General Building Interior\C1020 - Fire Doors\Fire Doors Sliding (Fire Curtain)- FRD | 1022819
37-L1 | 37-L1 Central Courthouse | 37-L1-C1020-110-FRD57 | Public Elevator Lobby Fire Door, Floor 4 (FRD57) | Commercial Door Manufacturing Inc. |  | DNA | OM00046457 |  | Public Elevator Lobby | NA | NA | NA | NA | NA | NA | NA | NA | NA | NA | \Classifications\Building System Class\C10-General Building Interior\C1020 - Fire Doors\Fire Doors Sliding (Fire Curtain)- FRD | 1022820
37-L1 | 37-L1 Central Courthouse | 37-L1-C1020-110-FRD58 | Judge's Elevator Fire Door, Floor 4 (FRD58) | Commercial Door Manufacturing Inc. | B07113415 | DNA | OM00046458 |  | Judge's Elevator Lobby | NA | NA | NA | NA | NA | NA | NA | NA | NA | NA | \Classifications\Building System Class\C10-General Building Interior\C1020 - Fire Doors\Fire Doors Sliding (Fire Curtain)- FRD | 1022821
37-L1 | 37-L1 Central Courthouse | 37-L1-C1020-110-FRD59 | Judge's Elevator Fire Door, Floor 3 (FRD59) | Commercial Door Manufacturing Inc. | B07113412 | DNA | OM00046459 |  | Judge's Elevator Lobby | NA | NA | NA | NA | NA | NA | NA | NA | NA | NA | \Classifications\Building System Class\C10-General Building Interior\C1020 - Fire Doors\Fire Doors Sliding (Fire Curtain)- FRD | 1022822
37-L1 | 37-L1 Central Courthouse | 37-L1-C1020-110-FRD60 | Service Elevator Fire Door, Floor 3 (FRD60) | Commercial Door Manufacturing Inc. | B07113409 | DNA | OM00046460 |  | Elevator | NA | NA | NA | NA | NA | NA | NA | NA | NA | NA | \Classifications\Building System Class\C10-General Building Interior\C1020 - Fire Doors\Fire Doors Sliding (Fire Curtain)- FRD | 1022823
37-L1 | 37-L1 Central Courthouse | 37-L1-C1020-110-FRD61 | Public Elevator Lobby Fire Door, Floor 3 (FRD61) | Commercial Door Manufacturing Inc. |  | DNA | OM00046461 |  | Public Elevator Lobby | NA | NA | NA | NA | NA | NA | NA | NA | NA | NA | \Classifications\Building System Class\C10-General Building Interior\C1020 - Fire Doors\Fire Doors Sliding (Fire Curtain)- FRD | 1022824
37-L1 | 37-L1 Central Courthouse | 37-L1-C1020-110-FRD62 | Public Elevator Lobby Fire Door, Floor 3 (FRD62) | Commercial Door Manufacturing Inc. |  | DNA | OM00046462 |  | Public Elevator Lobby | NA | NA | NA | NA | NA | NA | NA | NA | NA | NA | \Classifications\Building System Class\C10-General Building Interior\C1020 - Fire Doors\Fire Doors Sliding (Fire Curtain)- FRD | 1022825
37-L1 | 37-L1 Central Courthouse | 37-L1-C1020-110-FRD63 | Service Elevator Fire Door, Floor 2 (FRD63) | Commercial Door Manufacturing Inc. | B07113430 | DNA | OM00046463 |  | Elevator | NA | NA | NA | NA | NA | NA | NA | NA | NA | NA | \Classifications\Building System Class\C10-General Building Interior\C1020 - Fire Doors\Fire Doors Sliding (Fire Curtain)- FRD | 1022826
37-L1 | 37-L1 Central Courthouse | 37-L1-C1020-110-FRD64 | Judge's Elevator Fire Door, Floor 2 (FRD64) | Commercial Door Manufacturing Inc. | B07113432 | DNA | OM00046464 |  | Judge's Elevator Lobby | NA | NA | NA | NA | NA | NA | NA | NA | NA | NA | \Classifications\Building System Class\C10-General Building Interior\C1020 - Fire Doors\Fire Doors Sliding (Fire Curtain)- FRD | 1022827
37-L1 | 37-L1 Central Courthouse | 37-L1-C1020-110-FRD66 | Public Elevator Lobby Fire Door, Floor 2 (FRD66) | Commercial Door Manufacturing Inc. |  | DNA | OM00046466 |  | Public Elevator Lobby | NA | NA | NA | NA | NA | NA | NA | NA | NA | NA | \Classifications\Building System Class\C10-General Building Interior\C1020 - Fire Doors\Fire Doors Sliding (Fire Curtain)- FRD | 1022829
37-L1 | 37-L1 Central Courthouse | 37-L1-C1020-110-FRD65 | Public Elevator Lobby Fire Door, Floor 2 (FRD65) | Commercial Door Manufacturing Inc. |  | DNA | OM00046465 |  | Public Elevator Lobby | NA | NA | NA | NA | NA | NA | NA | NA | NA | NA | \Classifications\Building System Class\C10-General Building Interior\C1020 - Fire Doors\Fire Doors Sliding (Fire Curtain)- FRD | 1022828
37-L1 | 37-L1 Central Courthouse | 37-L1-C1020-110-FRD67 | Service Elevator Fire Door, Floor 1 (FRD67) | Commercial Door Manufacturing Inc. | B07113380 | DNA | OM00046467 |  | Elevator | NA | NA | NA | NA | NA | NA | NA | NA | NA | NA | \Classifications\Building System Class\C10-General Building Interior\C1020 - Fire Doors\Fire Doors Sliding (Fire Curtain)- FRD | 1022830
37-L1 | 37-L1 Central Courthouse | 37-L1-C1020-110-FRD68 | Service Elevator Fire Door, Floor 1 (FRD68) | Commercial Door Manufacturing Inc. | B07113379 | DNA | OM00046468 |  | Elevator | NA | NA | NA | NA | NA | NA | NA | NA | NA | NA | \Classifications\Building System Class\C10-General Building Interior\C1020 - Fire Doors\Fire Doors Sliding (Fire Curtain)- FRD | 1022831
37-L1 | 37-L1 Central Courthouse | 37-L1-C1020-110-FRD69 | Judge's Elevator Fire Door, Floor 1 (FRD69) | Commercial Door Manufacturing Inc. | B07113375 | DNA | OM00046469 |  | Judge's Elevator Lobby | NA | NA | NA | NA | NA | NA | NA | NA | NA | NA | \Classifications\Building System Class\C10-General Building Interior\C1020 - Fire Doors\Fire Doors Sliding (Fire Curtain)- FRD | 1022832
37-L1 | 37-L1 Central Courthouse | 37-L1-C1020-110-FRD70 | Service Elevator Fire Door, Basement (FRD70) | Commercial Door Manufacturing Inc. | B07113361 | DNA | OM00046470 |  | Elevator | NA | NA | NA | NA | NA | NA | NA | NA | NA | NA | \Classifications\Building System Class\C10-General Building Interior\C1020 - Fire Doors\Fire Doors Sliding (Fire Curtain)- FRD | 1022833
37-L1 | 37-L1 Central Courthouse | 37-L1-C1020-110-FRD71 | Service Elevator Fire Door, Basement (FRD71) | Commercial Door Manufacturing Inc. | B07113345 | DNA | OM00046471 |  | Elevator | NA | NA | NA | NA | NA | NA | NA | NA | NA | NA | \Classifications\Building System Class\C10-General Building Interior\C1020 - Fire Doors\Fire Doors Sliding (Fire Curtain)- FRD | 1022834
37-L1 | 37-L1 Central Courthouse | 37-L1-C1020-110-FRD72 | Judge's Elevator Fire Door, Basement (FRD72) | Commercial Door Manufacturing Inc. | B07113343 | DNA | OM00046472 |  | Judge's Elevator Lobby | NA | NA | NA | NA | NA | NA | NA | NA | NA | NA | \Classifications\Building System Class\C10-General Building Interior\C1020 - Fire Doors\Fire Doors Sliding (Fire Curtain)- FRD | 1022835
37-L1 | 37-L1 Central Courthouse | 37-L1-C1020-110-FRD76 | Escalator Fire Curtain, Floor 3 (FRD76) | McKeon Door Co. | DNA | DNA | OM00076371 |  | Cafe Refrigeration Room | NA | NA | NA | 1/3 | 115 | 13 | Electric | DNA | NA | NA | \Classifications\Building System Class\C10-General Building Interior\C1020 - Fire Doors\Fire Doors Sliding (Fire Curtain)- FRD | 1022836
37-L1 | 37-L1 Central Courthouse | 37-L1-C1020-110-FRD78 | Smoke & Fire Curtain, Floor 2 (FRD78) | McKeon Door Co. | R866 | PSU-BBU | OM00046373 |  | Lobby | NA | NA | NA | DNA | 115 | DNA | Electric | NA | NA | NA | \Classifications\Building System Class\C10-General Building Interior\C1020 - Fire Doors\Fire Doors Sliding (Fire Curtain)- FRD | 1022838
37-L1 | 37-L1 Central Courthouse | 37-L1-C1020-110-FRD77 | Escalator Fire Curtain, Floor 2 (FRD77) | McKeon Door Co. | F8800E | DNA | OM00046372 |  | Floor 2 | NA | NA | NA | 1/3 | 120 | 13 | Electric | DNA | NA | NA | \Classifications\Building System Class\C10-General Building Interior\C1020 - Fire Doors\Fire Doors Sliding (Fire Curtain)- FRD | 1022837
37-L1 | 37-L1 Central Courthouse | 37-L1-C1020-110-FRD79 | Smoke & Fire Curtain, Floor 1 (FRD79) | McKeon Door Co. | DNA | DNA | OM00046383 |  | Lobby Near Glass, Center Above Ceiling | NA | NA | NA | DNA | 115 | DNA | Electric | NA | NA | NA | \Classifications\Building System Class\C10-General Building Interior\C1020 - Fire Doors\Fire Doors Sliding (Fire Curtain)- FRD | 1022839
37-L1 | 37-L1 Central Courthouse | 37-L1-C1020-110-FRD80 | Loading Dock Overhead Door, Basement (FRD80) | Cookson Rolling Doors. | AA19023253 | R5 | OM00046256 |  | Lobby Near Glass, Center Above Ceiling Loading Dock/Receiving | NA | NA | NA | NA | NA | NA | Other | NA | NA | NA | \Classifications\Building System Class\C10-General Building Interior\C1020 - Fire Doors\Fire Doors Sliding (Fire Curtain)- FRD | 1022840
37-L1 | 37-L1 Central Courthouse | 37-L1-C1020-110-FRD81 | Loading Dock Overhead Door, Basement (FRD81) | Cookson Rolling Doors. | AA2606878 | L6 | OM00046257 |  | Trash/Recycling Area | NA | NA | NA | 1/2 | 120 | 4.8 | Electric | NA | NA | NA | \Classifications\Building System Class\C10-General Building Interior\C1020 - Fire Doors\Fire Doors Sliding (Fire Curtain)- FRD | 1022841
37-L1 | 37-L1 Central Courthouse | 37-L1-D4031-100-FEX286 | Fire Extinguishers (FEX286) | NA | NA | NA | OM00046737 |  |  | NA | NA | NA | NA | NA | NA | NA | NA | NA | NA | \Classifications\Building System Class\D40-Fire Protection SYS\D4030 - FIRE SPEC\Fire Extinguisher - FEX | 1022842
37-L1 | 37-L1 Central Courthouse | 37-L1-D5092-250-EML01 | Emergency Lighting | NA | NA | NA | OM00046738 |  | ALL | NA | NA | NA | NA | NA | NA | NA | NA | NA | NA | \Classifications\Building System Class\D50-Electrical SYS\D5090 - Elec SYS\Emergency And Exit Lighting - EML | 1022843
38-A1 | 38-A1 Civic Center Courthouse | 38-A1-D3044-125-PHW01 | Hot Water Pump - PHW01 | PACO | 96C1242001 A | 11259551332011742EE | OM00018131 | DNA | Mechanical Room (014) | NA | NA | NA | 7.5 | 480 | 9.3 | ELECTRICAL | 3 | NA | NA | \Classifications\Building System Class\D30-HVAC Systems\D3040 - Distribution SYS\Hot Water Pump - PHW | EQ-1004679
38-A1 | 38-A1 Civic Center Courthouse | 38-A1-D5092-210-GEN01 | Emergency Standby Generator - GEN01 | SIERRA DETROIT | 378175 | 600DS60 | OM00018147 | Plant# 19604 Permit SN 37815 | Generator Pad | NA | NA | NA | 747 | 480/277 | 600KW | DIESEL | 3 | NA | NA | \Classifications\Building System Class\D50-Electrical SYS\D5090 - Elec SYS\Emergency Generator - GEN | EQ-1005016
38-A1 | 38-A1 Civic Center Courthouse | 38-A1-D1010-100-ELE01 | Elevator,Electric,Pass/Freight - ELE01 (PUBLIC) | Thyssen | 967575-1 | DNA | OM00018208 | State ID# 109441 | Elevator Machine Room | NA | NA | NA | 45 | 480 | 115 | electric | 3 | NA | NA | \Classifications\Building System Class\D10-Conveyance Systems\D1010 - Elevator\Elevator,Electric,Pass/Freight - ELE | EQ-1007140
38-A1 | 38-A1 Civic Center Courthouse | 38-A1-D1010-100-ELE02 | Elevator,Electric,Pass/Freight - ELE02 (PUBLIC) | Thyssen | 967575-2 | DNA | OM00018207 | State ID# 109442 | Elevator Machine Room | NA | NA | NA | 45 | 480 | 115 | electric | 3 | NA | NA | \Classifications\Building System Class\D10-Conveyance Systems\D1010 - Elevator\Elevator,Electric,Pass/Freight - ELE | EQ-1007141
38-A1 | 38-A1 Civic Center Courthouse | 38-A1-D1010-100-ELE03 | Elevator,Electric,Pass/Freight - ELE03 (PUBLIC) | Thyssen | 967575-3 | DNA | OM00032300 | State ID# 109443 | Elevator Machine Room | NA | NA | NA | 45 | 480 | 115 | electric | 3 | NA | NA | \Classifications\Building System Class\D10-Conveyance Systems\D1010 - Elevator\Elevator,Electric,Pass/Freight - ELE | EQ-1007142
38-A1 | 38-A1 Civic Center Courthouse | 38-A1-D1010-100-ELE04 | Elevator,Electric,Pass/Freight - ELE04 (PUBLIC) | Thyssen | 967575-4 | DNA | OM00018209 | State ID# 109444 | Elevator Machine Room | NA | NA | NA | 45 | 480 | 115 | electric | 3 | NA | NA | \Classifications\Building System Class\D10-Conveyance Systems\D1010 - Elevator\Elevator,Electric,Pass/Freight - ELE | EQ-1007143
38-A1 | 38-A1 Civic Center Courthouse | 38-A1-D1010-100-ELE05 | Elevator,Electric,Pass/Freight - ELE05 (JUDGES) | Northern Elevator | 967575-5 | DNA | OM00018210 | State ID# 109468 | Mechanical Room Roof | NA | NA | NA | 75 | 480 | 275 | electric | 3 | NA | NA | \Classifications\Building System Class\D10-Conveyance Systems\D1010 - Elevator\Elevator,Electric,Pass/Freight - ELE | EQ-1007144
38-A1 | 38-A1 Civic Center Courthouse | 38-A1-D1010-100-ELE06 | Elevator,Electric,Pass/Freight - ELE06 (JUDGES) | Northern Elevator | 8117 | 967677 | OM00018211 | State ID# 109467 | Elevator Machine Room | NA | NA | NA | 40 | 480 | DNA | electric | 3 | NA | NA | \Classifications\Building System Class\D10-Conveyance Systems\D1010 - Elevator\Elevator,Electric,Pass/Freight - ELE | EQ-1007145
38-A1 | 38-A1 Civic Center Courthouse | 38-A1-D2017-100-SHW01 | Eye Washes & Emergency Showers - SHW01 | Haws | T02R3H14 | 8309 | OM00018198 | DNA | Chiller Room | NA | NA | NA | NA | NA | NA | NA | NA | NA | NA | \Classifications\Building System Class\D20-Plumbing\D2010 - Plumb Fix\Showers - SHW | EQ-1007146
38-A1 | 38-A1 Civic Center Courthouse | 38-A1-D3030-110-CTW01 | Cooling Tower - CTW01 | Marley | NC2122GS | 080420-001-95 | OM00018151 | DNA | Cooling Tower Pad | NA | NA | NA | (2) 15 | 480 | 19 | electric | 3 | NA | NA | \Classifications\Building System Class\D30-HVAC Systems\D3030 - Cooling SYS\Cooling Tower - CTW | EQ-1007147
38-A1 | 38-A1 Civic Center Courthouse | 38-A1-D3031-130-CLR01 | Chiller,Water Cooled - CLR01 | McQuay | 56F0003400 | E22121E2RA | OM00018149 |  | P08 Chiller Room | NA | NA | R-134a | DNA | 480 | 580 | electric | 3 | NA | NA | \Classifications\Building System Class\D30-HVAC Systems\D3030 - Cooling SYS\Chiller, Water Cooled - CLR | EQ-1007148
38-A1 | 38-A1 Civic Center Courthouse | 38-A1-D3031-130-CLR02 | Chiller,Water Cooled - CLR02 | McQuay | 56G 81005-00 | PEH063-CBAB | OM00018148 |  | P08 Chiller Room | NA | NA | R-134a | DNA | 480 | 580 | electric | 3 | NA | NA | \Classifications\Building System Class\D30-HVAC Systems\D3030 - Cooling SYS\Chiller, Water Cooled - CLR | EQ-1007149
38-A1 | 38-A1 Civic Center Courthouse | 38-A1-D3041-110-AHU04 | Air Handling Unit - AHU04 | Temtrol | 67025 | WF-DH26 | OM00018202 | DNA | Mechanical Room - Penthouse | (2) BX103, (2) A68 | 12x24x2 (3) 24x24x2 (6) | NA | (1) 15, (1) 5 | 480 | 18 / 6.3 | electric | 3 | NA | NA | \Classifications\Building System Class\D30-HVAC Systems\D3040 - Distribution SYS\Air Handling Unit - AHU | EQ-1007151
38-A1 | 38-A1 Civic Center Courthouse | 38-A1-D3041-110-AHU05 | Air Handling Unit - AHU05 | Temtrol | 67026 | WF-DH5 | OM00018201 | DNA | Mechanical Room | (1) AX44, (1) A45 | 12x24x2 (3) 24x24x2 (6) | NA | (1) 2, (1) 1.5 | 40 | 2.7 / 2.2 | electric | 3 | NA | NA | \Classifications\Building System Class\D30-HVAC Systems\D3040 - Distribution SYS\Air Handling Unit - AHU | EQ-1007152
38-A1 | 38-A1 Civic Center Courthouse | 38-A1-D3042-220-EFN08 | Exhaust Fan - EFN08 | Greenheck | 96J07358 | SWB33-75-CCW-TH | OM00018203 | DNA | Generator Pad | (2) B85 | NA | NA | 7.5 | 480 | 9.6 | electric | 3 | NA | NA | \Classifications\Building System Class\D30-HVAC Systems\D3040 - Distribution SYS\Supply/Exhaust/Return fans- FAN | EQ-1007153
38-A1 | 38-A1 Civic Center Courthouse | 38-A1-D3031-100-PCH01 | Chilled Water Pump - PCH01 | Super-E | 95110 | EM2515T | OM00018155 | DNA | Chiller Room | NA | DNA | NA | 20 | 480 | 24 | electric | 3 | NA | NA | \Classifications\Building System Class\D30-HVAC Systems\D3030 - Cooling SYS\Chilled Water Pump - PCH | EQ-1007154
38-A1 | 38-A1 Civic Center Courthouse | 38-A1-D3031-100-PCH02 | Chilled Water Pump - PCH02 | Super-E | 96030 | EM2513T | OM00018156 | DNA | Chiller Room | NA | DNA | NA | 15 | 480 | 18 | electric | 3 | NA | NA | \Classifications\Building System Class\D30-HVAC Systems\D3030 - Cooling SYS\Chilled Water Pump - PCH | EQ-1007155
38-A1 | 38-A1 Civic Center Courthouse | 38-A1-D3031-100-PCH04 | Condenser Water/tower water Pump - PCH04 | Paco | 95C1242301 | 29501591400011873EE | OM00018154 | DNA | Chiller Room | NA | NA | NA | 25 | 480 | 31 | electric | 3 | NA | NA | \Classifications\Building System Class\D30-HVAC Systems\D3030 - Cooling SYS\Chilled Water Pump - PCH | EQ-1007156
38-A1 | 38-A1 Civic Center Courthouse | 38-A1-D3031-100-PCH05 | Condenser Water/tower water Pump - PCH05 | Paco | 95C1242201 | 29401551400011823EE | OM00018153 | DNA | Chiller Room | NA | NA | NA | 15 | 480 | 20 | electric | 3 | NA | NA | \Classifications\Building System Class\D30-HVAC Systems\D3030 - Cooling SYS\Chilled Water Pump - PCH | EQ-1007157
38-A1 | 38-A1 Civic Center Courthouse | 38-A1-D3090-114-CMP01 | Chiller #1 Control Air Compressor, vibration damper - CMP01 | Ingersoll Rand | 1041168 | 2475 | OM00018199 | State ID#: A001521-09 ¦ SN 60168M | Chiller Room | NA | NA | NA | 5 | 460 | 6.9 | electric | DNA | NA | NA | \Classifications\Building System Class\D30-HVAC Systems\D3090 - Other HVAC Systems and Equipment\Air Compressor - CMP | EQ-1007158
38-A1 | 38-A1 Civic Center Courthouse | 38-A1-D3090-114-CMP02 | Control Air Compressor, power tools - CMP02 | Quincy | 5078568 | MQC00506D | OM00018200 | State ID#: A030005-98 | Chiller Room | NA | NA | NA | SPL | 460 | 2.2 | electric | 3 | NA | NA | \Classifications\Building System Class\D30-HVAC Systems\D3090 - Other HVAC Systems and Equipment\Air Compressor - CMP | EQ-1007159
38-A1 | 38-A1 Civic Center Courthouse | 38-A1-D4031-100-FEX80 | Fire Extinguisher - FEX80 | Amerex | NA | A500 | OM00032792 | OM00018205 | Whole bldg | NA | NA | NA | NA | NA | NA | NA | NA | NA | NA | \Classifications\Building System Class\D40-Fire Protection SYS\D4030 - FIRE SPEC\Fire Extinguisher - FEX | EQ-1007160
38-A1 | 38-A1 Civic Center Courthouse | 38-A1-D5092-250-EML80 | Emergency And Exit Lighting - EML80 | Lithonia | Signature Series | ELKES-W1G277ELN, ELRES-W1G277ELN | OM00032791 | OM00018206 | Throughout - Electrical Room | NA | NA | NA | NA | 110 | DNA | electric | 1 | NA | NA | \Classifications\Building System Class\D50-Electrical SYS\D5090 - Elec SYS\Emergency And Exit Lighting - EML | EQ-1007162
38-A1 | 38-A1 Civic Center Courthouse | 38-A1-D3040-120-FCU09 | Fan Coil Unit - FCU09 | IEC | 96-965350 9 | HPY-06 KYYF2L6FA | OM00018121 | DNA | Electrical / Com. Rm. | (1) DD | 14x20x1 | NA | 1/4 | 277 | 1.1 | electric | 1 | NA | NA | \Classifications\Building System Class\D30-HVAC Systems\D3040 - Distribution SYS\Fan Coil Unit - FCU | EQ-1007163
38-A1 | 38-A1 Civic Center Courthouse | 38-A1-D3040-120-FCU08 | Fan Coil Unit - FCU08 | IEC | 96-965350 8 | HPY-06 KYYF2L6FA | OM00018122 | DNA | Building Security ceiling | (1) DD | 14x20x1 | NA | 1/4 | 277 | 1.1 | electric | 1 | NA | NA | \Classifications\Building System Class\D30-HVAC Systems\D3040 - Distribution SYS\Fan Coil Unit - FCU | EQ-1007164
38-A1 | 38-A1 Civic Center Courthouse | 38-A1-D3040-120-FCU06 | Fan Coil Unit - FCU06 | IEC | 96-965350 6 | HPY-06 BYYF2R6FA2 | OM00018120 | DNA | Comm. Room | DNA | 14x21x1 (2) | NA | 1/4 | 277 | 1.1 | electric | 1 | NA | NA | \Classifications\Building System Class\D30-HVAC Systems\D3040 - Distribution SYS\Fan Coil Unit - FCU | EQ-1007166
38-A1 | 38-A1 Civic Center Courthouse | 38-A1-D3040-120-FCU05 | Fan Coil Unit - FCU05 | IEC | 96-965350 5 | HPY-06 BYYF2R6FA2 | OM00018119 | DNA | Comm. Room | DNA | 14x21x1 (2) | NA | 1/4 | 277 | 1.1 | electric | 1 | NA | NA | \Classifications\Building System Class\D30-HVAC Systems\D3040 - Distribution SYS\Fan Coil Unit - FCU | EQ-1007167
38-A1 | 38-A1 Civic Center Courthouse | 38-A1-D3040-120-FCU04 | Fan Coil Unit - FCU04 | IEC | 96-965350 4 | HPY-06 BYYF2R6FA2 | OM00018118 | DNA | Comm. Room | DNA | 14x21x1 (2) | NA | 1/4 | 277 | 1.1 | electric | 1 | NA | NA | \Classifications\Building System Class\D30-HVAC Systems\D3040 - Distribution SYS\Fan Coil Unit - FCU | EQ-1007168
38-A1 | 38-A1 Civic Center Courthouse | 38-A1-D3040-120-FCU03 | Fan Coil Unit - FCU03 | IEC | 96-965350 3 | HPY-06 BYYF2R6FA2 | OM00018117 |  | Comm Room | DNA | 14x21x1 (2) | NA | 1/4 | 277 | 1.1 | electric | 1 | NA | NA | \Classifications\Building System Class\D30-HVAC Systems\D3040 - Distribution SYS\Fan Coil Unit - FCU | EQ-1007169
38-A1 | 38-A1 Civic Center Courthouse | 38-A1-D3040-120-FCU02 | Fan Coil Unit - FCU02 | IEC | 96-965350 2 | HPY-06 BYYF2R6FA2 | OM00018116 | DNA | Comm. Room | DNA | 14x21x1 (2) | NA | 1/4 | 277 | 1.1 | electric | 1 | NA | NA | \Classifications\Building System Class\D30-HVAC Systems\D3040 - Distribution SYS\Fan Coil Unit - FCU | EQ-1007170
38-A1 | 38-A1 Civic Center Courthouse | 38-A1-D3040-120-FCU01 | Fan Coil Unit - FCU01 | IEC | 96-965350 1 | HPY-06 BYYF2R6FA2 | OM00018115 | DNA | Comm. Room | DNA | 14x21x1 (2) | NA | 1/4 | 277 | 1.1 | electric | 1 | NA | NA | \Classifications\Building System Class\D30-HVAC Systems\D3040 - Distribution SYS\Fan Coil Unit - FCU | EQ-1007171
38-A1 | 38-A1 Civic Center Courthouse | 38-A1-D3042-220-EFN11 | Exhaust Fan - EFN11 | Greenheck | 96J07257 | SWB 33-75-CW-TAU | OM00018127 | DNA | Garage Ventilation Room | (2) A85 | NA | NA | 7.5 / 3.5 | 480 | 6 | electric | 3 | NA | NA | \Classifications\Building System Class\D30-HVAC Systems\D3040 - Distribution SYS\Supply/Exhaust/Return fans- FAN | EQ-1007172
38-A1 | 38-A1 Civic Center Courthouse | 38-A1-D3042-220-EFN12 | Exhaust Fan - EFN12 | Greenheck | 96J08277 | BSQ-140-15-X | OM00018279 | DNA | Garage Exhaust Room | (1) A46 | NA | NA | 1.5 | 480 | 2.2 | electric | 3 | NA | NA | \Classifications\Building System Class\D30-HVAC Systems\D3040 - Distribution SYS\Supply/Exhaust/Return fans- FAN | EQ-1007173
38-A1 | 38-A1 Civic Center Courthouse | 38-A1-D2040-100-PSU01 | Pump, Sump or Duplex - PSU01 | PACO | DNA | 2570-1 | OM00018125 |  | Fan Room | NA | NA | NA | 2 | 480 | DNA | electric | 3 | NA | NA | \Classifications\Building System Class\D20-Plumbing\D2040 - Rain Drain\Sump Pump - PSU | EQ-1007174
38-A1 | 38-A1 Civic Center Courthouse | 38-A1-D2030-410-PMS02 | Pump Ejector Sewage - PMS02 | PACO | DNA | 470-01 | OM00018130 |  | Mechanical Room | NA | NA | NA | 2 | 480 | DNA | electric | 3 | NA | NA | \Classifications\Building System Class\D20-Plumbing\D2030 - Sani Waste\Sewage Ejector Pump - PMS | EQ-1007175
38-A1 | 38-A1 Civic Center Courthouse | 38-A1-D2030-410-PMS03 | Sewage Pump 1 | Paco Pump | DNA | 2570-1 | OM00018124 |  | Mechanical Room | NA | NA | NA | 1.5 | 480 | DNA | electric | 3 | NA | NA | \Classifications\Building System Class\D20-Plumbing\D2030 - Sani Waste\Sewage Ejector Pump - PMS | EQ-1007176
38-A1 | 38-A1 Civic Center Courthouse | 38-A1-D2040-100-PSU02 | Pump, Sump or Duplex - PSU02 | Paco Pump | DNA | 2570-1 | OM00018129 |  | Fan Room | NA | NA | NA | 1.5 | 480 | DNA | electric | 3 | NA | NA | \Classifications\Building System Class\D20-Plumbing\D2040 - Rain Drain\Sump Pump - PSU | EQ-1007177
38-A1 | 38-A1 Civic Center Courthouse | 38-A1-B2010-100-BLD01 | Building Structure | NA | NA | NA | OM00032789 | OM00032321 ¦ Business ID 31054 | NA | NA | NA | NA | NA | NA | NA | NA | NA | NA | NA | \Classifications\Building System Class\B20-General Building Exterior\B2010 - Exterior Walls\Building - BLD | EQ-1007339
38-A1 | 38-A1 Civic Center Courthouse | 38-A1-B3010-100-RUF01 | Roofing Systems | DNA | DNA | DNA | OM00032790 | OM00032322 | NA | NA | NA | NA | NA | NA | NA | NA | NA | NA | NA | \Classifications\Building System Class\B30-Roofing\B3010 - Roof Types\Roof - RUF | EQ-1007516
38-A1 | 38-A1 Civic Center Courthouse | 38-A1-D1010-100-ELE07 | Elevator,Hydraulic,Pass/Freight - ELE07 (FILE) | Northern Elevator | 9613719 | DNA | OM00018298 | State ID# 109456 | ELEVATOR ROOM | NA | NA | NA | DNA | DNA | DNA | Electric | DNA | NA | NA | \Classifications\Building System Class\D10-Conveyance Systems\D1010 - Elevator\Elevator,Electric,Pass/Freight - ELE | 1008760
38-A1 | 38-A1 Civic Center Courthouse | 38-A1-D1013-310-WCL01 | Wheelchair Lift - WCL01 | Pentalift | 915940738 | 4.3L4260.5 | OM00018157 | State ID# 162311 | Courtroom | NA | NA | NA | DNA | 110 | DNA | Electric | 1 | NA | NA | \Classifications\Building System Class\D10-Conveyance Systems\D1010 - Elevator\Wheelchair Lift - WCL | 1008761
38-A1 | 38-A1 Civic Center Courthouse | 38-A1-D1013-310-WCL02 | Wheelchair Lift - WCL02 | Pentalift | 915940749 | 4.3L4260.5 | OM00018158 | State ID# 162312 | Courtroom | NA | NA | NA | DNA | 110 | DNA | Electric | 1 | NA | NA | \Classifications\Building System Class\D10-Conveyance Systems\D1010 - Elevator\Wheelchair Lift - WCL | 1008762
38-A1 | 38-A1 Civic Center Courthouse | 38-A1-D1013-310-WCL03 | Wheelchair Lift - WCL03 | Pentalift | 915940731 | 4.3L4260.5 | OM00018159 | State ID# 162313 | Courtroom | NA | NA | NA | DNA | 110 | DNA | Electric | 1 | NA | NA | \Classifications\Building System Class\D10-Conveyance Systems\D1010 - Elevator\Wheelchair Lift - WCL | 1008763
38-A1 | 38-A1 Civic Center Courthouse | 38-A1-D1013-310-WCL04 | Wheelchair Lift - WCL04 | Pentalift | 915940750 | 4.3L4260.5 | OM00018160 | State ID# 162314 | Courtroom | NA | NA | NA | DNA | 110 | DNA | Electric | 1 | NA | NA | \Classifications\Building System Class\D10-Conveyance Systems\D1010 - Elevator\Wheelchair Lift - WCL | 1008764
38-A1 | 38-A1 Civic Center Courthouse | 38-A1-D1013-310-WCL05 | Wheelchair Lift - WCL05 | Pentalift | 915940737 | 4.3L4260.5 | OM00018161 | State ID# 162315 | Courtroom | NA | NA | NA | DNA | 110 | DNA | Electric | 1 | NA | NA | \Classifications\Building System Class\D10-Conveyance Systems\D1010 - Elevator\Wheelchair Lift - WCL | 1008765
38-A1 | 38-A1 Civic Center Courthouse | 38-A1-D1013-310-WCL06 | Wheelchair Lift - WCL06 | Pentalift | 915940732 | 4.3L4260.5 | OM00018162 | State ID# 162316 | Courtroom | NA | NA | NA | DNA | 110 | DNA | Electric | 1 | NA | NA | \Classifications\Building System Class\D10-Conveyance Systems\D1010 - Elevator\Wheelchair Lift - WCL | 1008766
38-A1 | 38-A1 Civic Center Courthouse | 38-A1-D1013-310-WCL07 | Wheelchair Lift - WCL07 | Pentalift | 915940734 | 4.3L4260.5 | OM00018163 | State ID# 162322 | Courtroom | NA | NA | NA | DNA | 110 | DNA | Electric | 1 | NA | NA | \Classifications\Building System Class\D10-Conveyance Systems\D1010 - Elevator\Wheelchair Lift - WCL | 1008767
38-A1 | 38-A1 Civic Center Courthouse | 38-A1-D1013-310-WCL08 | Wheelchair Lift - WCL08 | Pentalift | 915940753 | 4.3L4260.5 | OM00018164 | State ID# 162321 | Courtroom | NA | NA | NA | DNA | 110 | DNA | Electric | 1 | NA | NA | \Classifications\Building System Class\D10-Conveyance Systems\D1010 - Elevator\Wheelchair Lift - WCL | 1008768
38-A1 | 38-A1 Civic Center Courthouse | 38-A1-D1013-310-WCL09 | Wheelchair Lift - WCL09 | Pentalift | 915940740 | 4.3L4260.5 | OM00018165 | State ID# 162320 | Courtroom | NA | NA | NA | DNA | 110 | DNA | Electric | 1 | NA | NA | \Classifications\Building System Class\D10-Conveyance Systems\D1010 - Elevator\Wheelchair Lift - WCL | 1008769
38-A1 | 38-A1 Civic Center Courthouse | 38-A1-D1013-310-WCL10 | Wheelchair Lift - WCL10 | Pentalift | 915940744 | 4.3L4260.5 | OM00018166 | State ID# 162319 | Courtroom | NA | NA | NA | DNA | 110 | DNA | Electric | 1 | NA | NA | \Classifications\Building System Class\D10-Conveyance Systems\D1010 - Elevator\Wheelchair Lift - WCL | 1008770
38-A1 | 38-A1 Civic Center Courthouse | 38-A1-D1013-310-WCL11 | Wheelchair Lift - WCL11 | Pentalift | 915940754 | 4.3L4260.5 | OM00018167 | State ID# 162318 | Courtroom | NA | NA | NA | DNA | 110 | DNA | Electric | 1 | NA | NA | \Classifications\Building System Class\D10-Conveyance Systems\D1010 - Elevator\Wheelchair Lift - WCL | 1008771
38-A1 | 38-A1 Civic Center Courthouse | 38-A1-D1013-310-WCL12 | Wheelchair Lift - WCL12 | Pentalift | 915940745 | 4.3L4260.5 | OM00018168 | State ID# 162317 | Courtroom | NA | NA | NA | DNA | 110 | DNA | Electric | 1 | NA | NA | \Classifications\Building System Class\D10-Conveyance Systems\D1010 - Elevator\Wheelchair Lift - WCL | 1008772
38-A1 | 38-A1 Civic Center Courthouse | 38-A1-D1013-310-WCL13 | Wheelchair Lift - WCL13 | Pentalift | 915940735 | 4.3L4260.5 | OM00018169 | State ID# 162210 | Courtroom | NA | NA | NA | DNA | 110 | DNA | Electric | 1 | NA | NA | \Classifications\Building System Class\D10-Conveyance Systems\D1010 - Elevator\Wheelchair Lift - WCL | 1008773
38-A1 | 38-A1 Civic Center Courthouse | 38-A1-D1013-310-WCL14 | Wheelchair Lift - WCL14 | Pentalift | 915940739 | 4.3L4260.5 | OM00018170 | State ID# 162327 | Courtroom | NA | NA | NA | DNA | 110 | DNA | Electric | 1 | NA | NA | \Classifications\Building System Class\D10-Conveyance Systems\D1010 - Elevator\Wheelchair Lift - WCL | 1008774
38-A1 | 38-A1 Civic Center Courthouse | 38-A1-D1013-310-WCL15 | Wheelchair Lift - WCL15 | Pentalift | 915940752 | 4.3L4260.5 | OM00018171 | State ID# 162326 | Courtroom | NA | NA | NA | DNA | 110 | DNA | Electric | 1 | NA | NA | \Classifications\Building System Class\D10-Conveyance Systems\D1010 - Elevator\Wheelchair Lift - WCL | 1008775
38-A1 | 38-A1 Civic Center Courthouse | 38-A1-D1013-310-WCL16 | Wheelchair Lift - WCL16 | Pentalift | 110970023 | 4.3L4260.5 | OM00018172 | State ID# 162323 | Courtroom | NA | NA | NA | DNA | 110 | DNA | Electric | 1 | NA | NA | \Classifications\Building System Class\D10-Conveyance Systems\D1010 - Elevator\Wheelchair Lift - WCL | 1008776
38-A1 | 38-A1 Civic Center Courthouse | 38-A1-D1013-310-WCL17 | Wheelchair Lift - WCL17 | Pentalift | 915940741 | 4.3L4260.5 | OM00018173 | State ID# 162324 | Courtroom | NA | NA | NA | DNA | 110 | DNA | Electric | 1 | NA | NA | \Classifications\Building System Class\D10-Conveyance Systems\D1010 - Elevator\Wheelchair Lift - WCL | 1008777
38-A1 | 38-A1 Civic Center Courthouse | 38-A1-D1013-310-WCL18 | Wheelchair Lift - WCL18 | Pentalift | 915940748 | 4.3L4260.5 | OM00018174 | State ID# 162325 | Courtroom | NA | NA | NA | DNA | 110 | DNA | Electric | 1 | NA | NA | \Classifications\Building System Class\D10-Conveyance Systems\D1010 - Elevator\Wheelchair Lift - WCL | 1008778
38-A1 | 38-A1 Civic Center Courthouse | 38-A1-D1013-310-WCL19 | Wheelchair Lift - WCL19 | Pentalift | 915940756 | 4.3L4260.5 | OM00018175 | State ID# 162306 | Courtroom | NA | NA | NA | DNA | 110 | DNA | Electric | 1 | NA | NA | \Classifications\Building System Class\D10-Conveyance Systems\D1010 - Elevator\Wheelchair Lift - WCL | 1008779
38-A1 | 38-A1 Civic Center Courthouse | 38-A1-D1013-310-WCL20 | Wheelchair Lift - WCL20 | Pentalift | 915940742 | 4.3L4260.5 | OM00018176 | State ID# 162208 | Courtroom | NA | NA | NA | DNA | 110 | DNA | Electric | 1 | NA | NA | \Classifications\Building System Class\D10-Conveyance Systems\D1010 - Elevator\Wheelchair Lift - WCL | 1008780
38-A1 | 38-A1 Civic Center Courthouse | 38-A1-D1013-310-WCL21 | Wheelchair Lift - WCL21 | Pentalift | 915940755 | 4.3L4260.5 | OM00018177 | State ID# 162310 | Courtroom | NA | NA | NA | DNA | 110 | DNA | Electric | 1 | NA | NA | \Classifications\Building System Class\D10-Conveyance Systems\D1010 - Elevator\Wheelchair Lift - WCL | 1008781
38-A1 | 38-A1 Civic Center Courthouse | 38-A1-D1013-310-WCL22 | Wheelchair Lift - WCL22 | Pentalift | 915840747 | 4.3L4260.5 | OM00018178 | State ID# 162305 | Courtroom | NA | NA | NA | DNA | 110 | DNA | Electric | 1 | NA | NA | \Classifications\Building System Class\D10-Conveyance Systems\D1010 - Elevator\Wheelchair Lift - WCL | 1008782
38-A1 | 38-A1 Civic Center Courthouse | 38-A1-D1013-310-WCL23 | Wheelchair Lift - WCL23 | Pentalift | 915940729 | 4.3L4260.5 | OM00018179 | State ID# 162303 | Courtroom | NA | NA | NA | DNA | 110 | DNA | Electric | 1 | NA | NA | \Classifications\Building System Class\D10-Conveyance Systems\D1010 - Elevator\Wheelchair Lift - WCL | 1008783
38-A1 | 38-A1 Civic Center Courthouse | 38-A1-D1013-310-WCL24 | Wheelchair Lift - WCL24 | Pentalift | 915940736 | 4.3L4260.5 | OM00018180 | State ID# 162309 | Courtroom | NA | NA | NA | DNA | 110 | DNA | Electric | 1 | NA | NA | \Classifications\Building System Class\D10-Conveyance Systems\D1010 - Elevator\Wheelchair Lift - WCL | 1008784
38-A1 | 38-A1 Civic Center Courthouse | 38-A1-D1013-310-WCL25 | Wheelchair Lift - WCL25 | Pentalift | 918940746 | 4.3L4260.5 | OM00018181 | State ID# 162304 | Courtroom | NA | NA | NA | DNA | 110 | DNA | Electric | 1 | NA | NA | \Classifications\Building System Class\D10-Conveyance Systems\D1010 - Elevator\Wheelchair Lift - WCL | 1008785
38-A1 | 38-A1 Civic Center Courthouse | 38-A1-D1013-310-WCL26 | Wheelchair Lift - WCL26 | Pentalift | 26 | 4.3L4260.5 | OM00018182 | State ID# 162307 | Courtroom | NA | NA | NA | DNA | 110 | DNA | Electric | 1 | NA | NA | \Classifications\Building System Class\D10-Conveyance Systems\D1010 - Elevator\Wheelchair Lift - WCL | 1008786
38-A1 | 38-A1 Civic Center Courthouse | 38-A1-D1013-310-WCL27 | Wheelchair Lift - WCL27 | Pentalift | 915940751 | 4.3L4260.5 | OM00018183 | State ID# 162308 | Courtroom | NA | NA | NA | DNA | 110 | DNA | Electric | 1 | NA | NA | \Classifications\Building System Class\D10-Conveyance Systems\D1010 - Elevator\Wheelchair Lift - WCL | 1008787
38-A1 | 38-A1 Civic Center Courthouse | 38-A1-D1013-310-WCL28 | Wheelchair Lift - WCL28 | Pentalift | 913940728 | 4.3L4260.5 | OM00018184 | State ID# 162300 | Courtroom | NA | NA | NA | DNA | 110 | DNA | Electric | 1 | NA | NA | \Classifications\Building System Class\D10-Conveyance Systems\D1010 - Elevator\Wheelchair Lift - WCL | 1008788
38-A1 | 38-A1 Civic Center Courthouse | 38-A1-D1013-310-WCL29 | Wheelchair Lift - WCL29 | Pentalift | 915940727 | 4.3L4260.5 | OM00018185 | State ID# 162301 | Courtroom | NA | NA | NA | DNA | 110 | DNA | Electric | 1 | NA | NA | \Classifications\Building System Class\D10-Conveyance Systems\D1010 - Elevator\Wheelchair Lift - WCL | 1008789
38-A1 | 38-A1 Civic Center Courthouse | 38-A1-D1013-310-WCL30 | Wheelchair Lift - WCL30 | Pentalift | 110970180 | 4.3L4260.5 | OM00018186 | State ID# 162296 | Courtroom | NA | NA | NA | DNA | 110 | DNA | Electric | 1 | NA | NA | \Classifications\Building System Class\D10-Conveyance Systems\D1010 - Elevator\Wheelchair Lift - WCL | 1008790
38-A1 | 38-A1 Civic Center Courthouse | 38-A1-D1013-310-WCL31 | Wheelchair Lift - WCL31 | Pentalift | 110970182 | 4.3L4260.5 | OM00018187 | State ID# 162297 | Courtroom | NA | NA | NA | DNA | 110 | DNA | Electric | 1 | NA | NA | \Classifications\Building System Class\D10-Conveyance Systems\D1010 - Elevator\Wheelchair Lift - WCL | 1008791
38-A1 | 38-A1 Civic Center Courthouse | 38-A1-D1013-310-WCL32 | Wheelchair Lift - WCL32 | Pentalift | 915940730 | 4.3L4260.5 | OM00018188 | State ID# 162298 | Courtroom | NA | NA | NA | DNA | 110 | DNA | Electric | 1 | NA | NA | \Classifications\Building System Class\D10-Conveyance Systems\D1010 - Elevator\Wheelchair Lift - WCL | 1008792
38-A1 | 38-A1 Civic Center Courthouse | 38-A1-D1013-310-WCL33 | Wheelchair Lift - WCL33 | Pentalift | 110970181 | 4.3L4260.5 | OM00018189 | State ID# 162299 | Courtroom | NA | NA | NA | DNA | 110 | DNA | Electric | 1 | NA | NA | \Classifications\Building System Class\D10-Conveyance Systems\D1010 - Elevator\Wheelchair Lift - WCL | 1008793
38-A1 | 38-A1 Civic Center Courthouse | 38-A1-D1013-310-WCL34 | Wheelchair Lift - WCL34 | Pentalift | 15940729 | 4.3L4260.5 | OM00018190 | State ID# 162302 | Courtroom | NA | NA | NA | DNA | 110 | DNA | Electric | 1 | NA | NA | \Classifications\Building System Class\D10-Conveyance Systems\D1010 - Elevator\Wheelchair Lift - WCL | 1008794
38-A1 | 38-A1 Civic Center Courthouse | 38-A1-D2023-310-HWP01 | Domestic Hot Water Circulating Pump - HWP01 | PACO | 1002 | G3H BF | OM00018139 | DNA | Mechanical Room (014) | NA | NA | NA | 1/2 | 208/460 | 2.7/1.3 | Electric | 3 | NA | NA | \Classifications\Building System Class\D20-Plumbing\D2020 - Domestic Water\Domestic Hot Water Circulating Pump - HWP | 1008795
38-A1 | 38-A1 Civic Center Courthouse | 38-A1-D3031-100-PCH03 | Chilled Water Pump - PCH03 | Super-E | F995 | EM2518T | OM00032299 | DNA | CHILLER ROOM | NA | NA | NA | 5 | 480 | 6.7 | Electric | 3 | NA | NA | \Classifications\Building System Class\D30-HVAC Systems\D3030 - Cooling SYS\Chilled Water Pump - PCH | 1008797
38-A1 | 38-A1 Civic Center Courthouse | 38-A1-D3041-160-FDP126 | Fire Dampers - FDP126 | DNA | DNA | DNA | OM00020242 | DNA | THROUGHOUT | NA | NA | NA | DNA | DNA | DNA | Electric | DNA | NA | NA | \Classifications\Building System Class\D30-HVAC Systems\D3040 - Distribution SYS\Fire Dampers - FDP | 1008798
38-A1 | 38-A1 Civic Center Courthouse | 38-A1-D3041-170-SPF08 | Stairwell Pressurization Fan - SPF08 | Greenheck | 96J07049 | SWB-24-20-CCW-UB-X | OM00018295 | DNA | Generator Pad | (1) A61 | DNA | NA | 2 | 480 | 2.8 | Electric | 3 | NA | NA | \Classifications\Building System Class\D30-HVAC Systems\D3040 - Distribution SYS\Stairwell Pressurization Fan - SPF | 1008799
38-A1 | 38-A1 Civic Center Courthouse | 38-A1-D3041-170-SPF09 | Stairwell Pressurization Fan - SPF09 | Greencheck | 96J07050 | SWB-24-20-CW-UB-X | OM00018216 | DNA | Mechanical Room | (1) A61 | DNA | NA | 2 | 480 | 2.8 | Electric | 3 | NA | NA | \Classifications\Building System Class\D30-HVAC Systems\D3040 - Distribution SYS\Stairwell Pressurization Fan - SPF | 1008800
38-A1 | 38-A1 Civic Center Courthouse | 38-A1-D3040-120-FCU11 | Fan Coil Unit - FCU11 | IEC | 96-965350 11 | BPY-04 BYYF266FA2 | OM00018145 | DNA | EQPT RM | (1) DD | DNA | NA | 1/3 | 277 | 0.6 | Electric | 1 | NA | NA | \Classifications\Building System Class\D30-HVAC Systems\D3040 - Distribution SYS\Fan Coil Unit - FCU | 1008801
38-A1 | 38-A1 Civic Center Courthouse | 38-A1-D3040-120-FCU12 | Fan Coil Unit - FCU12 | IEC | 96-965350 12 | HBA-12 BYYXXR6 | OM00018128 | DNA | MIS OFFICE | (1) A29 | DNA | NA | 1/2 | 277 | 3.6 | Electric | 1 | NA | NA | \Classifications\Building System Class\D30-HVAC Systems\D3040 - Distribution SYS\Fan Coil Unit - FCU | 1008802
38-A1 | 38-A1 Civic Center Courthouse | 38-A1-D3040-120-FCU13 | Fan Coil Unit - FCU13 | IEC | 96-965350 13 | HPY-06 BYYF2L6FA2 | OM00018291 | DNA | MECH RM / HALLWAY | DNA | DNA | NA | 1/2 | 277 | DNA | Electric | 1 | NA | NA | \Classifications\Building System Class\D30-HVAC Systems\D3040 - Distribution SYS\Fan Coil Unit - FCU | 1008803
38-A1 | 38-A1 Civic Center Courthouse | 38-A1-D3040-120-FCU14 | Fan Coil Unit - FCU14 | IEC | 96-965350 14 | HBA-08 KYYXXR6 | OM00018280 | DNA | MECH RM / HALLWAY | (1) A29 | DNA | NA | 1/2 | 277 | 3.6 | Electric | 1 | NA | NA | \Classifications\Building System Class\D30-HVAC Systems\D3040 - Distribution SYS\Fan Coil Unit - FCU | 1008804
38-A1 | 38-A1 Civic Center Courthouse | 38-A1-D3040-120-FCU15 | Fan Coil Unit - FCU15 | IEC | 96-7866101-1 | 14R-97R | OM00018214 | DNA | ELEVATOR ROOM #1-4 | DNA | 20x20x2 (2) | NA | 1/2 | 277 | 8.5 | Electric | 1 | NA | NA | \Classifications\Building System Class\D30-HVAC Systems\D3040 - Distribution SYS\Fan Coil Unit - FCU | 1008805
38-A1 | 38-A1 Civic Center Courthouse | 38-A1-D3040-120-FCU16 | Fan Coil Unit - FCU16 | IEC | 96-965350 15 | HBA-08 KYYXXR6 | OM00018215 | DNA | CHILLER ROOM | (1) A29 | DNA | NA | 1/2 | 277 | 3.6 | Electric | 1 | NA | NA | \Classifications\Building System Class\D30-HVAC Systems\D3040 - Distribution SYS\Fan Coil Unit - FCU | 1008806
38-A1 | 38-A1 Civic Center Courthouse | 38-A1-D3041-110-AHU06 | Air Handling Unit - AHU06 | Greenheck | 96J07090 | 60-PLN-HORZ-CW-TI | OM00018282 | DNA | Near Elev Machine Room #5 | DNA | 24x24x2 -(x64) / 24x24x19 -(x64) | NA | 73 | 480 | 60 | Electric | 3 | NA | NA | \Classifications\Building System Class\D30-HVAC Systems\D3040 - Distribution SYS\Air Handling Unit - AHU | 1008807
38-A1 | 38-A1 Civic Center Courthouse | 38-A1-D3041-110-AHU07 | Air Handling Unit - AHU07 | Greenheck | 96J07092 | 60-PLN-HORZ-CW-TI | OM00018283 | DNA | Mechanical Room | SVX1800 -(x4) | 24x24x2 -(x24) / 24x24x19 -(x24) | NA | 60 | 480 | 60 | Electric | 3 | NA | NA | \Classifications\Building System Class\D30-HVAC Systems\D3040 - Distribution SYS\Air Handling Unit - AHU | 1008809
38-A1 | 38-A1 Civic Center Courthouse | 38-A1-D3041-230-RFN01 | Main Exhaust Fan-RFN01 | Greenheck | 96J07087 | 60-PLN-HORZ-CW-T-A25 | OM00018110 | DNA | Next to Elev Machine Room #5 | DNA | DNA | NA | 25 | 480 | 31 | Electric | 3 | NA | NA | \Classifications\Building System Class\D30-HVAC Systems\D3040 - Distribution SYS\Supply/Exhaust/Return fans- FAN | 1008810
38-A1 | 38-A1 Civic Center Courthouse | 38-A1-D3041-230-RFN02 | Main Exhaust Fan-RFN02 | Greenheck | 96J07088 | 60-PLN-HORZ-CW-T-A25 | OM00018111 | DNA | Next to Elev Machine Room #5 | DNA | DNA | NA | 25 | 480 | 31 | Electric | 3 | NA | NA | \Classifications\Building System Class\D30-HVAC Systems\D3040 - Distribution SYS\Supply/Exhaust/Return fans- FAN | 1008811
38-A1 | 38-A1 Civic Center Courthouse | 38-A1-D3041-230-RFN03 | Main Exhaust Fan-RFN03 | Greenheck | 96J07089 | 60PLN-HORIZ-CW-T-A25 | OM00018113 | DNA | Mechanical Room | BX162 -(x5) | DNA | NA | 60 | 480 | 73 | Electric | 3 | NA | NA | \Classifications\Building System Class\D30-HVAC Systems\D3040 - Distribution SYS\Supply/Exhaust/Return fans- FAN | 1008812
38-A1 | 38-A1 Civic Center Courthouse | 38-A1-D3042-220-EFN14 | Exhaust Fan - EFN14 | Greenheck | 96J07147 | SBE-IH20-5 | OM00018290 | DNA | Mechanical Room | (1) AX23 | DNA | NA | 1/2 | 480 | 1 | Electric | 3 | NA | NA | \Classifications\Building System Class\D30-HVAC Systems\D3040 - Distribution SYS\Supply/Exhaust/Return fans- FAN | 1008813
38-A1 | 38-A1 Civic Center Courthouse | 38-A1-D3042-240-SEF03 | Specialty Exhaust Fan - SEF03 Asset must remain on maintenance plan and in CAFM unless approved by Risk Management manager | Greenheck | 96J08111 | TAD-18-626-A7 | OM00020245 | DNA | Transformer Vault | (1) DD | DNA | NA | 3/4 | 480 | 11 | Electric | 3 | NA | NA | \Classifications\Building System Class\D30-HVAC Systems\D3040 - Distribution SYS\Supply/Exhaust/Return fans- FAN | 1008814
38-A1 | 38-A1 Civic Center Courthouse | 38-A1-D3042-240-SEF04 | Specialty Exhaust Fan - SEF04 Asset must remain on maintenance plan and in CAFM unless approved by Risk Management manager | Greenheck | 96J08112 | TAD-18-626-A7 | OM00020246 | DNA | Transformer Vault | (1) DD | DNA | NA | 3/4 | 480 | 11 | Electric | 3 | NA | NA | \Classifications\Building System Class\D30-HVAC Systems\D3040 - Distribution SYS\Supply/Exhaust/Return fans- FAN | 1008815
38-A1 | 38-A1 Civic Center Courthouse | 38-A1-G3060-320-DFP01 | Diesel Fuel Transfer Pump - DFP01 | SIMPLX | 20875-95-55 | MODEL 20 | OM00018140 | DNA | Diesel Tank Room | NA | NA | NA | 1/2 | 480 | 15 | Electric | 3 | NA | NA | \Classifications\Building System Class\G30-Site Mechanical Utilities\G3060 - Fuel Distribution\Pump, Fuel, Diesel Fuel Transfer Pump - DFP | 1008816
38-A1 | 38-A1 Civic Center Courthouse | 38-A1-D3068-100-BAS01 | Building Automation System - BAS01 | Alerton | DNA | IBEX 2.0 | OM00020640 | OM00002064 | Engineers Office | NA | NA | NA | NA | 110 | DNA | Electric | 1 | NA | NA | \Classifications\Building System Class\D30-HVAC Systems\D3060 - Control & Inst Air\Building Automation System - BAS | 1008817
38-A1 | 38-A1 Civic Center Courthouse | 38-A1-D2023-100-BFP01 | Backflow Preventer - BFP01 Fire bypass | Wilkins | W95656 | 550A | OM00018193 | Acct# 275575025 Meter#: T0042727466 | Mechanical Room (014) | NA | NA | NA | NA | NA | NA | NA | NA | NA | NA | \Classifications\Building System Class\D20-Plumbing\D2020 - Domestic Water\Backflow Preventer - BFP | 1008818
38-A1 | 38-A1 Civic Center Courthouse | 38-A1-D2023-100-BFP02 | Backflow Preventer - BFP02 Domestic Water / | Febco | 9607291212 | 805YD | OM00018194 | Acct# 275575025 Meter#: T0042727466 | Mechanical Room (014) | NA | NA | NA | NA | NA | NA | NA | NA | NA | NA | \Classifications\Building System Class\D20-Plumbing\D2020 - Domestic Water\Backflow Preventer - BFP | 1008819
38-A1 | 38-A1 Civic Center Courthouse | 38-A1-D2023-100-BFP03 | Backflow Preventer - BFP03 Fire Service / | Wilken | W102743 | 550 | OM00018195 | Acct# 275575025 Meter#: T0042727466 | Mechanical Room (014) | NA | NA | NA | NA | NA | NA | NA | NA | NA | NA | \Classifications\Building System Class\D20-Plumbing\D2020 - Domestic Water\Backflow Preventer - BFP | 1008820
38-A1 | 38-A1 Civic Center Courthouse | 38-A1-D2023-100-BFP04 | Backflow Preventer - BFP04 Ind. Water | Febco | A25431 | 825Y | OM00018196 | Acct# 275575025 Meter#: T0042727466 | Mechanical Room (014) | NA | NA | NA | NA | NA | NA | NA | NA | NA | NA | \Classifications\Building System Class\D20-Plumbing\D2020 - Domestic Water\Backflow Preventer - BFP | 1008821
38-A1 | 38-A1 Civic Center Courthouse | 38-A1-D2023-100-BFP05 | Backflow Preventer - BFP05 Cooling tower | Febco | A25481 | 825Y | OM00018197 | Acct# 275575025 Meter#: T0042727466 | Cooling Tower Pad | NA | NA | NA | NA | NA | NA | NA | NA | NA | NA | \Classifications\Building System Class\D20-Plumbing\D2020 - Domestic Water\Backflow Preventer - BFP | 1008822
38-A1 | 38-A1 Civic Center Courthouse | 38-A1-D4010-150-FMS01 | System Extinguishing,Wet Pipe - FMS01 | DNA | DNA | DNA | OM00020409 | DNA | Stairwell next to 031 | NA | NA | NA | NA | NA | NA | NA | NA | NA | NA | \Classifications\Building System Class\D40-Fire Protection SYS\D4010 - Sprinkler SYS\Fire Systems, stand pipes - FMS | 1008823
38-A1 | 38-A1 Civic Center Courthouse | 38-A1-D4022-210-JPM01 | Jockey Pump - JPM01 | Grundfos | CR2-50-UG-A-BU5E | C400006065P9530 | OM00018141 | DNA | Mechanical Room (014) | NA | NA | NA | 1.5 | 230/460 | 4.6/2.3 | Electric | 3 | NA | NA | \Classifications\Building System Class\D40-Fire Protection SYS\D4020 - Stand Pipe\Jockey Pump - JPM | 1008824
38-A1 | 38-A1 Civic Center Courthouse | 38-A1-D5010-200-ESD01 | Main Electrical Panel - SBR01 | CUTLER-HAMMER | HUSF71670 | POW-R-LINE C | OM00020236 |  | Electrical Room | NA | NA | NA | NA | 480/277 | 3000 | Electric | 3 | NA | NA | \Classifications\Building System Class\D50-Electrical SYS\D5010 - Elec Service & Dist\Electical Service and Distribution - ESD | 1008825
38-A1 | 38-A1 Civic Center Courthouse | 38-A1-D5010-234-ATS01 | Automatic Transfer Switch - ATS01 | ASCO | DNA | 962 | OM00020404 |  | Electrical Room | NA | NA | NA | NA | 480 | 1200 | Electric | 3 | NA | NA | \Classifications\Building System Class\D50-Electrical SYS\D5010 - Elec Service & Dist\Automatic Transfer Switch - ATS | 1008826
38-A1 | 38-A1 Civic Center Courthouse | 38-A1-D5037-710-FAP01 | Fire Alarm Panel - FAP01 | Simplex | 85004 WER | 8001 | OM00020408 | DNA | Security Control Room | NA | NA | NA | NA | DNA | DNA | Electric | 1 | NA | NA | \Classifications\Building System Class\D50-Electrical SYS\D5030 - Comm & Security\Fire Alarm Panel - FAP | 1008827
38-A1 | 38-A1 Civic Center Courthouse | 38-A1-D3044-125-PHW02 | Hot Water Pump - PHW02 | PACO | 96C1242001 B | 11259551332011742EE | OM00018137 | DNA | Mechanical Room (014) | NA | NA | NA | 7.5 | 480 | 9.3 | Electric | 3 | NA | NA | \Classifications\Building System Class\D30-HVAC Systems\D3040 - Distribution SYS\Hot Water Pump - PHW | 1008828
38-A1 | 38-A1 Civic Center Courthouse | 38-A1-G3063-100-AST01 | Fuel Storage, above ground - FSA01 | MODERN WELDING CO. | DNA | DNA | OM00020241 | DNA | Diesel Tank Room | NA | NA | NA | NA | NA | NA | Diesel | NA | NA | NA | \Classifications\Building System Class\G30-Site Mechanical Utilities\G3060 - Fuel Distribution\Tank, Fuel Storage, Above Ground - AST | 1008829
38-A1 | 38-A1 Civic Center Courthouse | 38-A1-D5010-110-EMT01 | Electric Meter Readings - EMT01 | PROCESS SYSTEMS, INC. | 2R0104 | TYPE Q4N-9 | OM00020405 |  | Electrical Room | NA | NA | NA | NA | 277 | NA | Electric | 3 | NA | NA | \Classifications\Building System Class\D50-Electrical SYS\D5010 - Elec Service & Dist\Electric Meter Readings - EMT | 1008830
38-A1 | 38-A1 Civic Center Courthouse | 38-A1-D5010-110-EMT02 | Electric Meter Readings - EMT02 | PROCESS SYSTEMS, INC. | 2R0408 | TYPE Q4N-9 | OM00020406 |  | Electrical Room | NA | NA | NA | NA | 277 | NA | Electric | 3 | NA | NA | \Classifications\Building System Class\D50-Electrical SYS\D5010 - Elec Service & Dist\Electric Meter Readings - EMT | 1008831
38-A1 | 38-A1 Civic Center Courthouse | 38-A1-D5010-110-EMT03 | Electric Meter Readings - EMT03 | SANGAMO | 25R281 | TYPE SL4S | OM00020407 |  | Electrical Room | NA | NA | NA | NA | 277 | NA | Electric | 3 | NA | NA | \Classifications\Building System Class\D50-Electrical SYS\D5010 - Elec Service & Dist\Electric Meter Readings - EMT | 1008832
38-A1 | 38-A1 Civic Center Courthouse | 38-A1-D2020-130-WMR01 | Water Meter Readings - WMR01 | DNA | DNA | DNA | OM00032793 | OM00020235 | Exterior | NA | NA | NA | NA | NA | NA | NA | NA | NA | NA | \Classifications\Building System Class\D20-Plumbing\D2020 - Domestic Water\Water Meter Readings - WMR | 1008833
38-A1 | 38-A1 Civic Center Courthouse | 38-A1-D3040-120-FCU10 | Fan Coil Unit - FCU10 | IEC | 96-965350 10 | SHD-301B | OM00018123 | DNA | GARAGE VENTILATION RM | (1) A33 | 20x20x2 (2) | NA | 1 | 277 | 6.2 | Electric | 1 | NA | NA | \Classifications\Building System Class\D30-HVAC Systems\D3040 - Distribution SYS\Fan Coil Unit - FCU | 1009260
38-A1 | 38-A1 Civic Center Courthouse | 38-A1-D4022-210-FSG01 | Pump,Fire,Electric Motor Driven - FSG01 | IT | 961-85767-D1-01 | 8100 | OM00018143 | DNA | Mechanical Room (014) | NA | NA | NA | 40 | 480 | 51.2 | Electric | 3 | NA | NA | \Classifications\Building System Class\D40-Fire Protection SYS\D4020 - Stand Pipe\Pump,Fire,Electric Motor Driven - FSG | 1009261
38-A1 | 38-A1 Civic Center Courthouse | 38-A1-C1020-110-FRD01 | Fire Doors, FRD - FRD01 | Warncock Hersey | 96627 | DNA | OM00020605 | DNA | Secure Hallway | NA | NA | NA | NA | NA | DNA | Other | NA | NA | NA | \Classifications\Building System Class\C10-General Building Interior\C1020 - Fire Doors\Fire Doors - FRD | 1009262
38-A1 | 38-A1 Civic Center Courthouse | 38-A1-C1020-110-FRD02 | Fire Doors, FRD - FRD02 | Warncock Hersey | 96628 | DNA | OM00020606 | DNA | Secure Hallway | NA | NA | NA | NA | NA | DNA | Other | NA | NA | NA | \Classifications\Building System Class\C10-General Building Interior\C1020 - Fire Doors\Fire Doors - FRD | 1009263
38-A1 | 38-A1 Civic Center Courthouse | 38-A1-C1020-110-FRD03 | Fire Doors, FRD - FRD03 | Warncock Hersey | 96631 | DNA | OM00020607 | DNA | Secure Hallway | NA | NA | NA | NA | NA | DNA | Other | NA | NA | NA | \Classifications\Building System Class\C10-General Building Interior\C1020 - Fire Doors\Fire Doors - FRD | 1009264
38-A1 | 38-A1 Civic Center Courthouse | 38-A1-C1020-110-FRD04 | Fire Doors, FRD - FRD04 | Warncock Hersey | 96629 | DNA | OM00020609 | DNA | Secure Hallway | NA | NA | NA | NA | NA | DNA | Other | NA | NA | NA | \Classifications\Building System Class\C10-General Building Interior\C1020 - Fire Doors\Fire Doors - FRD | 1009265
38-A1 | 38-A1 Civic Center Courthouse | 38-A1-C1020-110-FRD05 | Fire Doors, FRD - FRD05 | Warncock Hersey | 96626 | DNA | OM00020608 | DNA | Secure Hallway | NA | NA | NA | NA | NA | DNA | Other | NA | NA | NA | \Classifications\Building System Class\C10-General Building Interior\C1020 - Fire Doors\Fire Doors - FRD | 1009266
38-A1 | 38-A1 Civic Center Courthouse | 38-A1-C1020-110-FRD06 | Fire Doors, FRD - FRD06 | Warncock Hersey | 96630 | DNA | OM00020610 | DNA | Secure Hallway | NA | NA | NA | NA | NA | DNA | Other | NA | NA | NA | \Classifications\Building System Class\C10-General Building Interior\C1020 - Fire Doors\Fire Doors - FRD | 1009267
38-A1 | 38-A1 Civic Center Courthouse | 38-A1-C1020-110-FRD07 | Fire Doors, FRD - FRD07 | Warncock Hersey | 96619 | DNA | OM00020611 | DNA | Secure Hallway | NA | NA | NA | NA | NA | DNA | Other | NA | NA | NA | \Classifications\Building System Class\C10-General Building Interior\C1020 - Fire Doors\Fire Doors - FRD | 1009268
38-A1 | 38-A1 Civic Center Courthouse | 38-A1-C1020-110-FRD08 | Sliding Fire Doors, FRD - FRD08 | WON DOOR | 570127 | Doorguard | OM00020594 | DNA | Main Elevator Lobby | NA | NA | NA | NA | 110 | DNA | Electric | 1 | NA | NA | \Classifications\Building System Class\C10-General Building Interior\C1020 - Fire Doors\Fire Doors - FRD | 1009269
38-A1 | 38-A1 Civic Center Courthouse | 38-A1-C1020-110-FRD09 | Sliding Fire Doors, FRD - FRD09 | WON DOOR | 570133 | Doorguard | OM00020595 | DNA | Main Elevator Lobby | NA | NA | NA | NA | 110 | DNA | Electric | 1 | NA | NA | \Classifications\Building System Class\C10-General Building Interior\C1020 - Fire Doors\Fire Doors - FRD | 1009270
38-A1 | 38-A1 Civic Center Courthouse | 38-A1-C1020-110-FRD10 | Sliding Fire Doors, FRD - FRD10 | WON DOOR | 570129 | Doorguard | OM00020596 | DNA | Main Elevator Lobby | NA | NA | NA | NA | 110 | DNA | Electric | 1 | NA | NA | \Classifications\Building System Class\C10-General Building Interior\C1020 - Fire Doors\Fire Doors - FRD | 1009271
38-A1 | 38-A1 Civic Center Courthouse | 38-A1-C1020-110-FRD11 | Sliding Fire Doors, FRD - FRD11 | WON DOOR | 570130 | Doorguard | OM00020597 | DNA | Main Elevator Lobby | NA | NA | NA | NA | 110 | DNA | Electric | 1 | NA | NA | \Classifications\Building System Class\C10-General Building Interior\C1020 - Fire Doors\Fire Doors - FRD | 1009272
38-A1 | 38-A1 Civic Center Courthouse | 38-A1-C1020-110-FRD12 | Sliding Fire Doors, FRD - FRD12 | WON DOOR | 570131 | Doorguard | OM00020598 | DNA | Main Elevator Lobby | NA | NA | NA | NA | 110 | DNA | Electric | 1 | NA | NA | \Classifications\Building System Class\C10-General Building Interior\C1020 - Fire Doors\Fire Doors - FRD | 1009273
38-A1 | 38-A1 Civic Center Courthouse | 38-A1-C1020-110-FRD13 | Sliding Fire Doors, FRD - FRD13 | WON DOOR | 570132 | Doorguard | OM00020599 | DNA | Main Elevator Lobby | NA | NA | NA | NA | 110 | DNA | Electric | 1 | NA | NA | \Classifications\Building System Class\C10-General Building Interior\C1020 - Fire Doors\Fire Doors - FRD | 1009274
38-A1 | 38-A1 Civic Center Courthouse | 38-A1-C1020-110-FRD14 | Sliding Fire Doors, FRD - FRD14 | WON DOOR | 570128 | Doorguard | OM00020425 | DNA | Main Elevator Lobby | NA | NA | NA | NA | 110 | DNA | Electric | 1 | NA | NA | \Classifications\Building System Class\C10-General Building Interior\C1020 - Fire Doors\Fire Doors - FRD | 1009275
38-A1 | 38-A1 Civic Center Courthouse | 38-A1-C1020-110-FRD15 | Fire Doors, FRD - FRD15 | Warncock Hersey | DNA | DNA | OM00020601 | DNA | 1st Floor Room 103 | NA | NA | NA | NA | NA | DNA | Other | NA | NA | NA | \Classifications\Building System Class\C10-General Building Interior\C1020 - Fire Doors\Fire Doors - FRD | 1009276
38-A1 | 38-A1 Civic Center Courthouse | 38-A1-C1020-110-FRD16 | Fire Doors, FRD - FRD16 | Warncock Hersey | DNA | DNA | OM00020600 | DNA | Lower Level Records | NA | NA | NA | NA | NA | DNA | Other | NA | NA | NA | \Classifications\Building System Class\C10-General Building Interior\C1020 - Fire Doors\Fire Doors - FRD | 1009277
38-A1 | 38-A1 Civic Center Courthouse | 38-A1-C1020-110-FRD17 | Fire Doors, FRD - FRD17 | Warncock Hersey | 96625 | DNA | OM00020602 | DNA | Secure Hallway | NA | NA | NA | NA | NA | DNA | Other | NA | NA | NA | \Classifications\Building System Class\C10-General Building Interior\C1020 - Fire Doors\Fire Doors - FRD | 1009278
38-A1 | 38-A1 Civic Center Courthouse | 38-A1-C1020-110-FRD18 | Fire Doors, FRD - FRD18 | Warncock Hersey | 96618 | DNA | OM00020593 | DNA | Secure Hallway | NA | NA | NA | NA | NA | DNA | Other | NA | NA | NA | \Classifications\Building System Class\C10-General Building Interior\C1020 - Fire Doors\Fire Doors - FRD | 1009279
38-A1 | 38-A1 Civic Center Courthouse | 38-A1-C1020-110-FRD19 | Fire Doors, FRD - FRD19 | Warncock Hersey | 96617 | DNA | OM00020616 | DNA | Secure Hallway | NA | NA | NA | NA | NA | DNA | Other | NA | NA | NA | \Classifications\Building System Class\C10-General Building Interior\C1020 - Fire Doors\Fire Doors - FRD | 1009280
38-A1 | 38-A1 Civic Center Courthouse | 38-A1-C1020-110-FRD20 | Fire Doors, FRD - FRD20 | Warncock Hersey | 96623 | DNA | OM00020615 | DNA | Secure Hallway | NA | NA | NA | NA | NA | DNA | Other | NA | NA | NA | \Classifications\Building System Class\C10-General Building Interior\C1020 - Fire Doors\Fire Doors - FRD | 1009281
38-A1 | 38-A1 Civic Center Courthouse | 38-A1-C1020-110-FRD21 | Fire Doors, FRD - FRD21 | Warncock Hersey | DNA | DNA | OM00020614 | DNA | Secure Hallway | NA | NA | NA | NA | NA | DNA | Other | NA | NA | NA | \Classifications\Building System Class\C10-General Building Interior\C1020 - Fire Doors\Fire Doors - FRD | 1009282
38-A1 | 38-A1 Civic Center Courthouse | 38-A1-C1020-110-FRD22 | Fire Doors, FRD - FRD22 | Warncock Hersey | 96621 | DNA | OM00020603 | DNA | Secure Hallway | NA | NA | NA | NA | NA | DNA | Other | NA | NA | NA | \Classifications\Building System Class\C10-General Building Interior\C1020 - Fire Doors\Fire Doors - FRD | 1009283
38-A1 | 38-A1 Civic Center Courthouse | 38-A1-C1020-110-FRD23 | Fire Doors, FRD - FRD23 | Warncock Hersey | 96620 | DNA | OM00020613 | DNA | Secure Hallway | NA | NA | NA | NA | NA | DNA | Other | NA | NA | NA | \Classifications\Building System Class\C10-General Building Interior\C1020 - Fire Doors\Fire Doors - FRD | 1009284
38-A1 | 38-A1 Civic Center Courthouse | 38-A1-C1020-110-FRD24 | Fire Doors, FRD - FRD24 | Warncock Hersey | DNA | DNA | OM00020612 | DNA | Secure Hallway | NA | NA | NA | NA | NA | DNA | Other | NA | NA | NA | \Classifications\Building System Class\C10-General Building Interior\C1020 - Fire Doors\Fire Doors - FRD | 1009285
38-A1 | 38-A1 Civic Center Courthouse | 38-A1-B2033-120-DOR01 | Door,Swinging Electric-DOR01 | Stanley | DNA | Magic Force | OM00032786 | OM00020426 | 1st Floor Lobby | NA | NA | NA | NA | NA | DNA | Other | NA | NA | NA | \Classifications\Building System Class\B20-General Building Exterior\B2030 - Exterior Doors\Door,Automatic-Sliding,Revolving - DOR | 1009286
38-A1 | 38-A1 Civic Center Courthouse | 38-A1-B2033-120-DOR02 | Door,Swinging Electric-DOR02 | Stanley | DNA | Magic Force | OM00032787 | OM00020427 | 1st Floor Lobby | NA | NA | NA | NA | NA | DNA | Other | NA | NA | NA | \Classifications\Building System Class\B20-General Building Exterior\B2030 - Exterior Doors\Door,Automatic-Sliding,Revolving - DOR | 1009287
38-A1 | 38-A1 Civic Center Courthouse | 38-A1-B2033-120-DOR03 | Door,Swinging Electric-DOR03 | Stanley | DNA | Magic Force | OM00032788 | OM00020428 | 1st Floor Lobby | NA | NA | NA | NA | NA | DNA | Other | NA | NA | NA | \Classifications\Building System Class\B20-General Building Exterior\B2030 - Exterior Doors\Door,Automatic-Sliding,Revolving - DOR | 1009288
38-A1 | 38-A1 Civic Center Courthouse | 38-A1-D3041-110-AHU08 | Air Handling Unit - AHU08 | Greenheck | 96J07091 | 60-PLN-HORZ-CW-TI | OM00018281 | NA | Next to Chiller Room | DNA | DNA | NA | 60 | 460 | 68 | Electric | 3 | NA | NA | \Classifications\Building System Class\D30-HVAC Systems\D3040 - Distribution SYS\Air Handling Unit - AHU | 1009838
38-A1 | 38-A1 Civic Center Courthouse | 38-A1-D2023-310-WBS04 | Domestic Water Booster System - WBS04 | Flow Therm | FTPB 70VS-03 | FAB11-185 | OM00032341 |  | Mechanical Room (014) | NA | NA | NA | 5hp (3) | 480 | DNA | electric | 3 | NA | NA | \Classifications\Building System Class\D20-Plumbing\D2020 - Domestic Water\Domestic Water Booster System - WBS | 1013588
38-A1 | 38-A1 Civic Center Courthouse | 38-A1-D3030-310-CTF01 | Cooling Tower Sand Filter - CTF01 | Tower-Flo | DNA | TFX-30 | OM00032298 |  | Cooling Tower Pad | NA | NA | NA | NA | DNA | DNA | NA | DNA | NA | NA | \Classifications\Building System Class\D30-HVAC Systems\D3030 - Cooling SYS\Cooling Tower Filter - CTF | 1013589
38-A1 | 38-A1 Civic Center Courthouse | 38-A1-D3030-110-CTW02 | Cooling Tower - CTW01 | Marley | NC2122-GS | 080420-001-95 | OM00018152 |  | Cooling Tower Pad | NA | NA | NA | (2) 15 | 480 | 19 | electric | 3 | NA | NA | \Classifications\Building System Class\D30-HVAC Systems\D3030 - Cooling SYS\Cooling Tower - CTW | 1013590
38-A1 | 38-A1 Civic Center Courthouse | 38-A1-D3060-100-RDS01 | Refrigerant Leak Detection System RDS01 |  |  |  | OM00032785 |  | Roof | [10 empty] | \Classifications\Building System Class\D30-HVAC Systems\D3060 - Control & Inst Air\Refrigerant Leak Detection System - RDS | 1018704
38-A1 | 38-A1 Civic Center Courthouse | 38-A1-C1020-110-FRD25 | Fire Curtain - FRD25 | Cornell Iron Works | 9724XXX(covered by plate) | G24D | OM00032777 |  | Southwest Facing Window 1 | NA | NA | NA | DNA | DNA | DNA | Electric | DNA | NA | NA | \Classifications\Building System Class\C10-General Building Interior\C1020 - Fire Doors\Fire Doors - FRD | 1019979
38-A1 | 38-A1 Civic Center Courthouse | 38-A1-C1020-110-FRD26 | Fire Curtain - FRD26 | Cornell Iron Works | 9724XXX(covered by plate) | G24D | OM00032776 |  | Southwest Facing Window 2 | NA | NA | NA | DNA | DNA | DNA | Electric |  | NA | NA | \Classifications\Building System Class\C10-General Building Interior\C1020 - Fire Doors\Fire Doors - FRD | 1019980
38-A1 | 38-A1 Civic Center Courthouse | 38-A1-C1020-110-FRD27 | Fire Curtain - FRD27 | Cornell Iron Works | 9724XXX(covered by plate) | G24D | OM00032775 |  | Southwest Facing Window 3 | [10 empty] | \Classifications\Building System Class\C10-General Building Interior\C1020 - Fire Doors\Fire Doors - FRD | 1019981
38-A1 | 38-A1 Civic Center Courthouse | 38-A1-C1020-110-FRD28 | Fire Curtain - FRD28 | Cornell Iron Works | 9724XXX(covered by plate) | G24D | OM00032774 |  | Southwest Facing Window 4 | [10 empty] | \Classifications\Building System Class\C10-General Building Interior\C1020 - Fire Doors\Fire Doors - FRD | 1019982
38-A1 | 38-A1 Civic Center Courthouse | 38-A1-C1020-110-FRD29 | Fire Curtain - FRD29 | Cornell Iron Works | 9724XXX(covered by plate) | G24D | OM00032773 |  | Southwest Facing Window 5 | NA | NA | NA | DNA | DNA | DNA | Electric |  | NA | NA | \Classifications\Building System Class\C10-General Building Interior\C1020 - Fire Doors\Fire Doors - FRD | 1019983
38-A1 | 38-A1 Civic Center Courthouse | 38-A1-C1020-110-FRD30 | Fire Curtain - FRD30 | Cornell Iron Works | 9724XXX(covered by plate) | G24D | OM00032782 |  | Southwest Facing Window 1 | NA | NA | NA | DNA | DNA | DNA | Electric |  | NA | NA | \Classifications\Building System Class\C10-General Building Interior\C1020 - Fire Doors\Fire Doors - FRD | 1019984
38-A1 | 38-A1 Civic Center Courthouse | 38-A1-C1020-110-FRD31 | Fire Curtain - FRD31 | Cornell Iron Works | 9724XXX(covered by plate) | G24D | OM00032781 |  | Southwest Facing Window 2 | NA | NA | NA | DNA | DNA | DNA | Electric |  | NA | NA | \Classifications\Building System Class\C10-General Building Interior\C1020 - Fire Doors\Fire Doors - FRD | 1019985
38-A1 | 38-A1 Civic Center Courthouse | 38-A1-C1020-110-FRD32 | Fire Curtain - FRD32 | Cornell Iron Works | 9724XXX(covered by plate) | G24D | OM00032780 |  | Southwest Facing Window 3 | NA | NA | NA | DNA | DNA | DNA | Electric |  | NA | NA | \Classifications\Building System Class\C10-General Building Interior\C1020 - Fire Doors\Fire Doors - FRD | 1019986
38-A1 | 38-A1 Civic Center Courthouse | 38-A1-C1020-110-FRD33 | Fire Curtain - FRD33 | Cornell Iron Works | 9724XXX(covered by plate) | G24D | OM00032779 |  | Southwest Facing Window 4 | NA | NA | NA | DNA | DNA | DNA | Electric |  | NA | NA | \Classifications\Building System Class\C10-General Building Interior\C1020 - Fire Doors\Fire Doors - FRD | 1019987
38-A1 | 38-A1 Civic Center Courthouse | 38-A1-C1020-110-FRD34 | Fire Curtain - FRD34 | Cornell Iron Works | 9724XXX(covered by plate) | G24D | OM00032778 |  | Southwest Facing Window 5 | NA | NA | NA | DNA | DNA | DNA | Electric |  | NA | NA | \Classifications\Building System Class\C10-General Building Interior\C1020 - Fire Doors\Fire Doors - FRD | 1019988
38-A1 | 38-A1 Civic Center Courthouse | 38-A1-D3031-140-CLR04 | Chiller, Air Cooled - CLR04 | Carrier | 0517Q58475 | 30RAP0506FC07F10 | OM00032784 |  | Cooling Tower Pad | NA | NA | R-410A | 1.45 | 460 | 106.9 | Electric | 3 | NA | NA | \Classifications\Building System Class\D30-HVAC Systems\D3030 - Cooling SYS\Chiller, Air Cooled - CLR | 1021720
38-A2 | 38-A2 Polk St. Annex | 38-A2-D5092-250-EML12 | Emergency And Exit Lighting - EML07 | Lithonia | NA | ECG M6 | OM00032795 |  | Throughout | NA | NA | NA | NA | 110 | DNA | Electric | 1 | NA | NA | \Classifications\Building System Class\D50-Electrical SYS\D5090 - Elec SYS\Emergency And Exit Lighting - EML | 1008359
38-A2 | 38-A2 Polk St. Annex | 38-A2-D4031-100-FEX03 | Fire Extinguisher - FEX03 | Amerex | NA | A500 | OM00032794 | OM00020416 | Throughout | NA | NA | NA | NA | NA | NA | NA | NA | NA | NA | \Classifications\Building System Class\D40-Fire Protection SYS\D4030 - FIRE SPEC\Fire Extinguisher - FEX | 1008360
38-A2 | 38-A2 Polk St. Annex | 38-A2-D1013-310-WCL01 | Wheelchair Lift - WCL01 | Porch-Lift | DNA | DNA | OM00020418 | State ID# 139071 | Lobby | NA | NA | NA | DNA | 110 | DNA | Electric | 1 | NA | NA | \Classifications\Building System Class\D10-Conveyance Systems\D1010 - Elevator\Wheelchair Lift - WCL | 1008361
38-A2 | 38-A2 Polk St. Annex | 38-A2-D1013-310-WCL02 | Wheelchair Lift - WCL02 | Cheney | DNA | DNA | OM00020419 | DNA | Courtroom 008 | NA | NA | NA | DNA | 110 | DNA | Electric | 1 | NA | NA | \Classifications\Building System Class\D10-Conveyance Systems\D1010 - Elevator\Wheelchair Lift - WCL | 1008362
38-A2 | 38-A2 Polk St. Annex | 38-A2-D1013-310-WCL03 | Wheelchair Lift - WCL03 | Cheney | DNA | DNA | OM00020420 | DNA | Courtroom 3 | NA | NA | NA | DNA | 110 | DNA | Electric | 1 | NA | NA | \Classifications\Building System Class\D10-Conveyance Systems\D1010 - Elevator\Wheelchair Lift - WCL | 1008363
38-A2 | 38-A2 Polk St. Annex | 38-A2-D5037-710-FAP01 | Fire Alarm Panel - FAP01 | Notifier | DNA | NFS-320 | OM00000258 | NA | Lobby | NA | NA | NA | NA | 110 | DNA | Electric | 1 | NA | NA | \Classifications\Building System Class\D50-Electrical SYS\D5030 - Comm & Security\Fire Alarm Panel - FAP | 1009795
38-A2 | 38-A2 Polk St. Annex | 38-A2-B2010-100-CTY01 | Building Asset Leased | NA | NA | NA | OM00032796 | [12 empty] | \Classifications\Building System Class\B20-General Building Exterior\B2010 - Exterior Walls\Building - BLD | 1016527
38-B1 | 38-B1 Hall of Justice | 38-B1-D4024-100-FHS12 | Other Stand Pipe and Hose Systems-FHS | Standard Fire Hose | DNA | 85UF | OM00018330 | NA | Building | NA | NA | NA | NA | NA | NA | NA | NA | NA | NA | \Classifications\Building System Class\D40-Fire Protection SYS\D4020 - Stand Pipe\Other Stand Pipe Hose Systems - FHS | EQ-1005935
38-B1 | 38-B1 Hall of Justice | 38-B1-D4031-100-FEX16 | Fire Extinguisher - FEX 16 | Barger Fire Protection | NA | B10M | OM00042077 | OM00018329 | Building | NA | NA | NA | NA | NA | NA | NA | NA | NA | NA | \Classifications\Building System Class\D40-Fire Protection SYS\D4030 - FIRE SPEC\Fire Extinguisher - FEX | EQ-1005937
38-B1 | 38-B1 Hall of Justice | 38-B1-D5092-250-EML30 | Emergency And Exit Lighting - EML30 | LIthonia | NA | 208812 & ELB0607 | OM00042081 |  | Building | NA | NA | NA | NA | 110 & 277 | DNA | ELECTRICAL | 1 | NA | NA | \Classifications\Building System Class\D50-Electrical SYS\D5090 - Elec SYS\Emergency And Exit Lighting - EML | EQ-1005939
38-B1 | 38-B1 Hall of Justice | 38-B1-B2010-100-BLD01 | Building Structure | NA | NA | NA | OM00032323 |  | NA | NA | NA | NA | NA | NA | NA | NA | NA | NA | NA | \Classifications\Building System Class\B20-General Building Exterior\B2010 - Exterior Walls\Building - BLD | EQ-1007340
38-B1 | 38-B1 Hall of Justice | 38-B1-D1010-100-CTY01 | ELEVATOR 01 | DNA | DNA | DNA | DNA | State ID# 034951 ¦County Maintained/County Permitted | [11 empty] | \Classifications\Building System Class\D10-Conveyance Systems\D1010 - Elevator\Elevator,Hydraulic,Pass/Freight - ELE | 1007774
38-B1 | 38-B1 Hall of Justice | 38-B1-D1010-100-CTY02 | ELEVATOR 02 | DNA | DNA | DNA | DNA | State ID# 034952 ¦ County Maintained/County Permitted | [11 empty] | \Classifications\Building System Class\D10-Conveyance Systems\D1010 - Elevator\Elevator,Electric,Pass/Freight - ELE | 1007775
38-B1 | 38-B1 Hall of Justice | 38-B1-D1010-100-CTY03 | ELEVATOR 03 | DNA | DNA | DNA | DNA | State ID# 034953 ¦County Maintained/County Permitted | [11 empty] | \Classifications\Building System Class\D10-Conveyance Systems\D1010 - Elevator\Elevator,Electric,Pass/Freight - ELE | 1007776
38-B1 | 38-B1 Hall of Justice | 38-B1-D1010-100-CTY04 | ELEVATOR 04 | DNA | DNA | DNA | DNA | State ID# 034954 ¦ County Maintained/County Permitted | [11 empty] | \Classifications\Building System Class\D10-Conveyance Systems\D1010 - Elevator\Elevator,Electric,Pass/Freight - ELE | 1007777
38-B1 | 38-B1 Hall of Justice | 38-B1-D1010-100-ELE09 | Elevator,Electric,Pass/Freight - ELE09 | Otis | DNA | SFP33400 | OM00018325 | State ID# 034959¦ Pass 9 | Interior - Basement | NA | NA | NA | 40 | 480 | DNA | Electric | 3 | NA | NA | \Classifications\Building System Class\D10-Conveyance Systems\D1010 - Elevator\Elevator,Electric,Pass/Freight - ELE | 1008178
38-B1 | 38-B1 Hall of Justice | 38-B1-D1010-100-ELE10 | Elevator,Electric,Pass/Freight - ELE10 | Otis | DNA | SFP3343L | OM00018326 | State ID# 034960¦ Pass 10 | Interior | NA | NA | NA | 35 | 480 | DNA | Electric | 3 | NA | NA | \Classifications\Building System Class\D10-Conveyance Systems\D1010 - Elevator\Elevator,Electric,Pass/Freight - ELE | 1008179
38-B1 | 38-B1 Hall of Justice | 38-B1-D1010-100-ELE11 | Elevator,Electric,Pass/Freight - ELE11 | Otis | DNA | 251093 | OM00018327 | State ID# 068416¦ Pass 12 | Interior | NA | NA | NA | 25 | 480 | DNA | Electric | 3 | NA | NA | \Classifications\Building System Class\D10-Conveyance Systems\D1010 - Elevator\Elevator,Electric,Pass/Freight - ELE | 1008180
38-B1 | 38-B1 Hall of Justice | 38-B1-D1010-100-ELE12 | Elevator,Electric,Pass/Freight - ELE12 | Otis | DNA | 251095 | OM00018328 | State ID# 068417¦ Pass 11 | Interior | NA | NA | NA | 40 | 480 | DNA | Electric | 3 | NA | NA | \Classifications\Building System Class\D10-Conveyance Systems\D1010 - Elevator\Elevator,Electric,Pass/Freight - ELE | 1008181
38-B1 | 38-B1 Hall of Justice | 38-B1-D3031-210-CDR01 | Condenser, Air Cooled - CDR01 | Data Aire | 2006-4710-E | DARC 0934-PB | OM00042093 |  | Server Room | BX30/BX38 | 20X25X4 | R-22 | NA | 460 | 15 | Electric | 3 |  |  | \Classifications\Building System Class\D30-HVAC Systems\D3030 - Cooling SYS\Condensing Unit, Air Cooled - CDR | 1019816
38-B1 | 38-B1 Hall of Justice | 38-B1-D3031-210-CDR02 | Condenser, Air Cooled - CDR01 | Data Aire | 2006-4711-E | DARC 0934-PB | OM00042094 | NA | Server Room | BX30/BX38 | 20X25X4 | R-22 | NA | 460 | 15 | Electric | 3 |  |  | \Classifications\Building System Class\D30-HVAC Systems\D3030 - Cooling SYS\Condensing Unit, Air Cooled - CDR | 1019817
38-C1 | 38-C1 Youth Guidance Center | 38-C1-D3050-250-ACU01 | Air Conditioning, Split System - ACU01 | Daikin | E006544 | RXYMQ36MVJU | OM00042097 | OM00018333 | Clerk's Office | NA | NA | R-22 | DNA | 240 | DNA | Electric | 1 | NA | NA | \Classifications\Building System Class\D30-HVAC Systems\D3050 - Package SYS\Air Conditioning,Split System - ACU | 1010290
38-C1 | 38-C1 Youth Guidance Center | 38-C1-D3050-250-ACU02 | Air Conditioning, Split System - ACU02 | Daikin | E000690 | RXYMQ36MVJU | OM00042096 | OM00018332 | Chamber, Courtroom, Reporter's Office | NA | DNA | R-22 | DNA | 240 | DNA | Electric | 1 | NA | NA | \Classifications\Building System Class\D30-HVAC Systems\D3050 - Package SYS\Air Conditioning,Split System - ACU | 1010291
38-C1 | 38-C1 Youth Guidance Center | 38-C1-D3050-250-ACU03 | Air Conditioning, Split System - ACU03 | Daikin | E000829 | RXYMQ36MVJU | OM00042095 | OM00018336 | Chamber, Courtroom, Reporter's Office | NA | DNA | R-22 | DNA | 240 | DNA | Electric | 1 | NA | NA | \Classifications\Building System Class\D30-HVAC Systems\D3050 - Package SYS\Air Conditioning,Split System - ACU | 1010293
38-C1 | 38-C1 Youth Guidance Center | 38-C1-B2010-100-BLD01 | Building | [16 empty] | \Classifications\Building System Class\B20-General Building Exterior\B2010 - Exterior Walls\Building - BLD | 1011698
38-C2 | 38-C2 Family Justice Center | 38-C2-B2010-100-CTY01 | Building | NA | NA | nA | NA | [12 empty] | \Classifications\Building System Class\B20-General Building Exterior\B2010 - Exterior Walls\Building - BLD | 1016574
39-C1 | 39-C1 Manteca Branch Court | 39-C1-D2022-260-HWG02 | Dom Hot Water Heater | Vanguard | VGN-0897150221 | 6E704 | OM00003278 | Water Heater | Closet 1st Floor | NA | NA | NA | NA | NA | NA | Natural Gas | DNA | 32,000 | NA | \Classifications\Building System Class\D20-Plumbing\D2020 - Domestic Water\Domestic Water Heater, Gas - HWG | EQ-1004176
39-C1 | 39-C1 Manteca Branch Court | 39-C1-D3031-210-CDR01 | Condenser CDR01 | Lennox | 5170G22220 | HS8-653V-1L | OM00003280 | 3 | Sallyport Area | NA | NA | R-22 | DNA | 208/240 | 24.7 max | NA | 3 Ph, 60Hz | NA | NA | \Classifications\Building System Class\D30-HVAC Systems\D3030 - Cooling SYS\Condensing Unit, Air Cooled - CDR | EQ-1004177
39-C1 | 39-C1 Manteca Branch Court | 39-C1-D3050-210-PKU01 | Package Unit PKU01 | Bryant | 3797G11154 | 588ANW024040ACAD | OM00003287 | 4 | Main Bldg | NA | (1) 18X20X1 | R-22 | DNA | 208/230 | 18.2 - 30 | Natural Gas | 1 Ph, 60 Hz | 40,000 | 32,400 | \Classifications\Building System Class\D30-HVAC Systems\D3050 - Package SYS\Package Unit - PKU | EQ-1004180
39-C1 | 39-C1 Manteca Branch Court | 39-C1-D3050-122-FAH01 | Forced Air Furnace FAH01 | Rheem | FU5D307F260900696 | RGPN-10NBRJR | OM00000172 | EU 1 | Closet 1ST Floor | Direct | (2) 20x25x2 | NA | 3/4 HP | 115V | 14.4 | Natural Gas | 1 Ph, 60 Hz | 100,000 | 80,000 | \Classifications\Building System Class\D30-HVAC Systems\D3050 - Package SYS\Forced Air Heater,Oil/Gas fired - FAH | EQ-1004181
39-C1 | 39-C1 Manteca Branch Court | 39-C1-D3050-122-FAH02 | Forced Air Furnace FAH02 | Rheem | FU5D907F250904769 | RGPN - 10NBRJR | OM00000173 | EU 1 | Closet 1ST Floor | Direct | (2) 20x25x1 | NA | 3/4 HP | 115 | 14.4 | Natural Gas | 1 Ph, 60 Hz | 100,000 | 80,000 | \Classifications\Building System Class\D30-HVAC Systems\D3050 - Package SYS\Forced Air Heater,Oil/Gas fired - FAH | EQ-1004182
39-C1 | 39-C1 Manteca Branch Court | 39-C1-D3050-122-FAH03 | Forced Air Furnace FAH03 | Carrier | 4508A14240 | 58STX135-22 | OM00000174 | EU 2 | Closet 1ST Floor | Direct | (2) 16x20x1 | NA | 3/4 HP | 115 | 14.4 | Natural Gas | 1 Ph, 60 Hz | 132,000 | 107,000 | \Classifications\Building System Class\D30-HVAC Systems\D3050 - Package SYS\Forced Air Heater,Oil/Gas fired - FAH | EQ-1004183
39-C1 | 39-C1 Manteca Branch Court | 39-C1-D3050-122-FAH04 | Forced Air Furnace FAH04 | Carrier | 3008A32318 | 58STX135-22 | OM00000175 | EU 2 | Closet 1ST Floor | DIRECT | (2) 16X20X1 | NA | 3/4 HP | 115 | 14.4 | Natural Gas | 1Ph, 60 Hz | 132,000 | 107,000 | \Classifications\Building System Class\D30-HVAC Systems\D3050 - Package SYS\Forced Air Heater,Oil/Gas fired - FAH | EQ-1004184
39-C1 | 39-C1 Manteca Branch Court | 39-C1-D3050-122-FAH05 | Forced Air Furnace FAH05 | RUUD | FU5D707F500506564 | UGLN-15NARJR | OM00000176 |  | Sheriff's Area 1ST Floor | Direct | (4) 16x16x1 | NA | 0.75 | 110 | 14.4 | Natural Gas | 1 Ph, 60 Hz | 100,000 | 80,000 | \Classifications\Building System Class\D30-HVAC Systems\D3050 - Package SYS\Forced Air Heater,Oil/Gas fired - FAH | EQ-1004185
39-C1 | 39-C1 Manteca Branch Court | 39-C1-D4031-100-FEX10 | Fire Extinguishers | Ansul Sentry | ZD549818 | AA05 | OM00034493 | OM00003919 | 1st Floor - Main lobby by security scanner | NA | NA | NA | NA | NA | NA | NA | NA | NA | NA | \Classifications\Building System Class\D40-Fire Protection SYS\D4030 - FIRE SPEC\Fire Extinguisher - FEX | EQ-1004187
39-C1 | 39-C1 Manteca Branch Court | 39-C1-D5092-250-EML20 | Emergency Exit Lights 20 | Multiple | Multiple | Multiple | OM00003931 |  | Throughout Bldg | NA | NA | NA | NA | DNA | DNA | Electric | DNA | NA | NA | \Classifications\Building System Class\D50-Electrical SYS\D5090 - Elec SYS\Emergency And Exit Lighting - EML | EQ-1004189
39-C1 | 39-C1 Manteca Branch Court | 39-C1-D3042-220-EFN01 | Exhaust Fan (Aluminum cover) | Dayton Electric | DNA | 4HX84A | OM00003288 | 2 | Main Building | DNA | DNA | NA | DNA | DNA | DNA | NA | DNA | NA | NA | \Classifications\Building System Class\D30-HVAC Systems\D3040 - Distribution SYS\Supply/Exhaust/Return fans- FAN | EQ-1004190
39-C1 | 39-C1 Manteca Branch Court | 39-C1-D3042-220-EFN02 | Exhaust Fan (Aluminum cover) | Dayton Electric | DNA | 4HX87A | OM00003289 |  | Main Building | DNA | DNA | NA | DNA | DNA | DNA | NA | DNA | NA | NA | \Classifications\Building System Class\D30-HVAC Systems\D3040 - Distribution SYS\Supply/Exhaust/Return fans- FAN | EQ-1004191
39-C1 | 39-C1 Manteca Branch Court | 39-C1-D5010-200-ESD03 | Electrical Switch Gear | Challenger | ID 90-10-191-1 | DNA | OM00003922 |  | N wall 1st Floor | NA | NA | NA | NA | 208Y/120 | 600 | NA | 3 | NA | NA | \Classifications\Building System Class\D50-Electrical SYS\D5010 - Elec Service & Dist\Electical Service and Distribution - ESD | EQ-1004192
39-C1 | 39-C1 Manteca Branch Court | 39-C1-D5010-200-ESD01 | Switchboard | Westinghouse | S.O. # SR-502T9-IT.1 | NA | OM00003283 |  | N wall 1st Floor | NA | NA | NA | NA | 120/208 | 300 | NA | 3 | NA | NA | \Classifications\Building System Class\D50-Electrical SYS\D5010 - Elec Service & Dist\Electical Service and Distribution - ESD | EQ-1004193
39-C1 | 39-C1 Manteca Branch Court | 39-C1-B2010-100-BLD01 | Building Structure | NA | NA | NA | NA |  | NA | NA | NA | NA | NA | NA | NA | NA | NA | NA | NA | \Classifications\Building System Class\B20-General Building Exterior\B2010 - Exterior Walls\Building - BLD | EQ-1007341
39-C1 | 39-C1 Manteca Branch Court | 39-C1-B3010-100-RUF01 | Roofing Systems | NA | NA | NA | OM00003930 |  | ROOF | NA | NA | NA | NA | NA | NA | NA | NA | NA | NA | \Classifications\Building System Class\B30-Roofing\B3010 - Roof Types\Roof - RUF | EQ-1007518
39-C1 | 39-C1 Manteca Branch Court | 39-C1-D3031-210-CDR04 | East Side of Building. Condenser | Rheem | 7759F280902666 | RAWL-120CAZ | OM00003708 | CU1 CDR03 | 1st. Flr. Atrium | NA | NA | R-410A | NA | 240 | 47.4 | Electrical | 3 | NA | NA | \Classifications\Building System Class\D30-HVAC Systems\D3030 - Cooling SYS\Condensing Unit, Air Cooled - CDR | 1011039
39-C1 | 39-C1 Manteca Branch Court | 39-C1-G2050-200-LSC01 | Exterior Landscape | NA | NA | NA | OM00034480 |  | Exterior Landscape | NA | NA | NA | NA | NA | NA | NA | NA | NA | NA | \Classifications\Building System Class\G20-Other Systems\G2050 - Landscaping\Landscaping - LSC | 1012452
39-C1 | 39-C1 Manteca Branch Court | 39-C1-D5092-250-ELT24 | Exterior lighting | MULTIPLE | MULTIPLE | MULTIPLE | OM00034481 |  | DNA | NA | NA | NA | DNA | DNA | DNA | Electrical | DNA | NA | NA | \Classifications\Building System Class\D50-Electrical SYS\D5090 - Elec SYS\Exterior Lighting - ELT | 1012453
39-C1 | 39-C1 Manteca Branch Court | 39-C1-G2049-300-HSC01 | Exterior Hardscape | NA | NA | NA | OM00034479 |  | DNA | NA | NA | NA | NA | NA | NA | NA | NA | NA | NA | \Classifications\Building System Class\G20-Other Systems\G2040 - Site Development\Hardscape - HSC | 1012454
39-C1 | 39-C1 Manteca Branch Court | 39-C1-D2022-260-HWG03 | Hot water heater HWG03 | GE | GELN1008Z03635 | GG30T06AVJ00 | OM00003920 |  | Floor 1 - Furnace room, Sheriffs Department | NA | NA | NA | DNA | 220 | DNA | Natural Gas | DNA | 32,000 | NA | \Classifications\Building System Class\D20-Plumbing\D2020 - Domestic Water\Domestic Water Heater, Gas - HWG | 1012563
39-C1 | 39-C1 Manteca Branch Court | 39-C1-D3031-210-CDR05 | West Side Bldg. Condenser | Carrier | 3012C91115 | 38AU2A12A0A5A0A0A0 | OM00037495 | OM00003281 | N. Side of Atruim | NA | NA | R-410A | DNA | Other | 41 | Electric | 3 | NA | NA | \Classifications\Building System Class\D30-HVAC Systems\D3030 - Cooling SYS\Condensing Unit, Air Cooled - CDR | 1015868
39-C1 | 39-C1 Manteca Branch Court | 39-C1-D2022-100-HWE03 | Domestic Water Heater | Belford White | HK15759887-09 | LD15U31A015 | OM00037494 | NA | Floor 1 Janitor's closet | NA | NA | NA | NA | 120 | NA | Electric | 1 | NA | NA | \Classifications\Building System Class\D20-Plumbing\D2020 - Domestic Water\Domestic Water Heater, Electric - HWE | 1016516
39-C1 | 39-C1 Manteca Branch Court | 39-C1-D3050-210-PKU04 | Pakage Unit 4 | York | N1F100301 | 2F048N06N2AAA1A | OM00037498 | NA | Roof | (1) AX32 | (1) 16x20x2 (2) 15x20x2 | R-410A | 1.5 | 208/230 | 35 | Electric and natural gas | 3 | 75,000 | NA | \Classifications\Building System Class\D30-HVAC Systems\D3050 - Package SYS\Package Unit - PKU | 1016517
39-C1 | 39-C1 Manteca Branch Court | 39-C1-D3050-210-PKU03 | Pakage Unit 3 | Trane | 121811654L | YS072E3RLA14000000000B0 | OM00037497 | NA | Roof | (1) AX32 | (1) 16x20x2 (2) 15x20x2 | R-410A | 2 | 208/230 | 30 | Electric and natural gas | 3 | 80,000 | 64,000 | \Classifications\Building System Class\D30-HVAC Systems\D3050 - Package SYS\Package Unit - PKU | 1016518
39-C1 | 39-C1 Manteca Branch Court | 39-C1-D3050-210-PKU02 | Atrium PKU 2 | Trane | 121811653L | YSC090E39LA0GC000000000B0 | OM00037496 | NA | Roof | (1) AX32 | (1) 16x20x2 (2) 15x20x2 | R-410A | 3 | 208 | 60 | Gas | 3 | 120,000 | 96,000 | \Classifications\Building System Class\D30-HVAC Systems\D3050 - Package SYS\Package Unit - PKU | 1016639
39-C1 | 39-C1 Manteca Branch Court | 39-C1-D3042-220-EFN03 | Atrum Exhaust Fan 3 | Greenheck | 138sd98555-00/0000704 | 100-ACE B | OM00037422 | NA | Roof | DNA | NA | NA | DNA | DNA | DNA | DNA |  | NA | NA | \Classifications\Building System Class\D30-HVAC Systems\D3040 - Distribution SYS\Supply/Exhaust/Return fans- FAN | 1016640
39-C1 | 39-C1 Manteca Branch Court | 39-C1-D3042-220-EFN04 | Atrum Exhaust Fan 4 | Greenheck | 123038261012 | GB-081-4X-QD-R3 | OM00037421 | NA | Roof | DNA | NA | NA | DNA | DNA | DNA | DNA |  | NA | NA | \Classifications\Building System Class\D30-HVAC Systems\D3040 - Distribution SYS\Supply/Exhaust/Return fans- FAN | 1016641
39-C1 | 39-C1 Manteca Branch Court | 39-C1-D2023-100-BFP02 | 4" Fire Main Backflow Preventer | Wilkins | V33105 | 350ADA | OM00037492 | Acct#: 1962 | Exterior | NA | NA | NA | NA | NA | NA | NA |  | NA | NA | \Classifications\Building System Class\D20-Plumbing\D2020 - Domestic Water\Backflow Preventer - BFP | 1016642
39-C1 | 39-C1 Manteca Branch Court | 39-C1-D2023-100-BFP03 | Domestic Backflow Preventer 4" #3 | Wilkins | 3618975XLD | 950XLD | OM00037493 | Acct#: 1962 | Exterior | NA | NA | NA | NA | NA | NA | NA |  | NA | NA | \Classifications\Building System Class\D20-Plumbing\D2020 - Domestic Water\Backflow Preventer - BFP | 1016643
39-C1 | 39-C1 Manteca Branch Court | 39-C1-D4010-150-FMS02 | Main Sprinkler System | S&M Fire Protection | NA | NA | OM00037500 | NA | Floor 1 Fire Riser Closet | NA | NA | NA | NA | NA | NA | NA |  | NA | NA | \Classifications\Building System Class\D40-Fire Protection SYS\D4010 - Sprinkler SYS\Fire Systems, stand pipes - FMS | 1016644
39-C1 | 39-C1 Manteca Branch Court | 39-C1-D5037-710-FAP02 | Sheriffs Office | Fire Lite By Honeywell | H765208744 | MS-9050UF | OM00040000 |  | Floor 1 Sheriffs Office | NA | NA | NA | NA |  |  | Electric |  |  |  | \Classifications\Building System Class\D50-Electrical SYS\D5030 - Comm & Security\Fire Alarm Panel - FAP | 1017185
39-C1 | 39-C1 Manteca Branch Court | 39-C1-G2023-150-PEG01 | Secured Parking Gate 1 | Elite | 1013N2754 | SL3000UL3 | OM00039996 |  | Secured Parking | NA | NA | NA | .5 | 120 | 4 | Electric | 1 |  |  | \Classifications\Building System Class\G20-Other Systems\G2020 - Parking Lots\Secured Parking Gate - PEG | 1017190
39-C1 | 39-C1 Manteca Branch Court | 39-C1-G2023-150-PEG03 | Sallyport Entrance Gate 3 | Elite | 1013N2753 | SL3000UL3 | OM00040001 |  | Sallyport Entrance | NA | NA | NA | .5 | 120 | 4 | Electric | 1 |  |  | \Classifications\Building System Class\G20-Other Systems\G2020 - Parking Lots\Secured Parking Gate - PEG | 1017192
39-C1 | 39-C1 Manteca Branch Court | 39-C1-G2023-150-PEG04 | Sallyport Exit Gate 4 | Elite | 1013N2752 | SL3000UL3 | OM00040003 |  | Sallyport Exit | NA | NA | NA | .5 | 120 | 4 | Electric | 1 |  |  | \Classifications\Building System Class\G20-Other Systems\G2020 - Parking Lots\Secured Parking Gate - PEG | 1017193
39-C1 | 39-C1 Manteca Branch Court | 39-C1-D3050-250-ACU03 | For New IT Room | Daikin | C000285 | RKS09JEVJU | OM00034173 |  | Roof Near Ladder | NA | NA | R-410A | NA | 208/230 | 15 Maximum Overcurrent | Electric | 1 | 8500 | NA | \Classifications\Building System Class\D30-HVAC Systems\D3050 - Package SYS\Air Conditioning,Split System - ACU | 1017194
39-C1 | 39-C1 Manteca Branch Court | 39-C1-D3050-210-PKU05 | PKU 5 On Roof | Trane | 121811615L | YSC048E3RLA1BC000000000B0 B | OM00034174 |  | Roof Near Ladder | NA |  | R-410A |  |  |  | Electric and natural gas |  |  |  | \Classifications\Building System Class\D30-HVAC Systems\D3050 - Package SYS\Package Unit - PKU | 1017195
39-C1 | 39-C1 Manteca Branch Court | 39-C1-D3050-210-PKU06 | PKU 6 On Roof | Trane | 121811640L | YSC072E3RLA14C000000000B0 C | OM00034175 |  | Roof Near Ladder | NA |  | R-410A |  |  |  | Electric and natural gas |  |  |  | \Classifications\Building System Class\D30-HVAC Systems\D3050 - Package SYS\Package Unit - PKU | 1017196
39-C1 | 39-C1 Manteca Branch Court | 39-C1-D3050-250-ACU04 | Server Room Split System | EMI | 1-09-G-8514-32 | S1CA300D00 | OM00034176 | OM00034495 | Roof / Server Room | NA | NA | R-22 | 0.33 |  | 1.8 | Electric | 1 | NA | NA | \Classifications\Building System Class\D30-HVAC Systems\D3050 - Package SYS\Air Conditioning,Split System - ACU | 1017197
39-C1 | 39-C1 Manteca Branch Court | 39-C1-D2023-100-BFP04 | Landcaping Backflow | Wilkins | 3734443 | 975 XL | OM00040004 | Acct#: 1962 | Sallyport | NA | NA | NA | NA |  | NA |  |  | NA | NA | \Classifications\Building System Class\D20-Plumbing\D2020 - Domestic Water\Backflow Preventer - BFP | 1017211
39-C1 | 39-C1 Manteca Branch Court | 39-C1-D5010-200-ESD02 | New Main Electrical SwitchBoard in Secured Parking Lot | Eaton | DNA | DNA | OM00039466 |  | N. Side of Bldg. in Secured Parking Lot | NA | NA | NA | NA | 480 | NA | Electric | 3 | NA | NA | \Classifications\Building System Class\D50-Electrical SYS\D5010 - Elec Service & Dist\Electical Service and Distribution - ESD | 1018746
39-C1 | 39-C1 Manteca Branch Court | 39-C1-D2023-100-BFP05 | Domestic water back flow 2" line | Wilkins | 4163324 | 975XL2 | OM00039405 |  | Grounds Front of Building Next to Parking lot Entrance | NA | NA | NA | NA | NA | NA | NA | NA | NA | NA | \Classifications\Building System Class\D20-Plumbing\D2020 - Domestic Water\Backflow Preventer - BFP | 1020380
39-D2 | 39-D2 Lodi Branch- Dept. 2 | 39-D2-D3042-220-EFN01 | Exhaust Fan | Dayton | 06E03302 | 4YU94 | OM00000161 | EF #1 | Roof | (1) 4L210 | NA | NA | 0.5 | 115/208/230 | 7.6 | Electric | 1 | NA | NA | \Classifications\Building System Class\D30-HVAC Systems\D3040 - Distribution SYS\Supply/Exhaust/Return fans- FAN | EQ-1004215
39-D2 | 39-D2 Lodi Branch- Dept. 2 | 39-D2-D3042-220-EFN02 | Exhaust Fan | Dayton | 05J28695 | 4YU94 | OM00000162 | EF #2 | Roof | (1) 4L210 | NA | NA | DNA | 115/208/230 | 7.6 | Electric | 1 | NA | NA | \Classifications\Building System Class\D30-HVAC Systems\D3040 - Distribution SYS\Supply/Exhaust/Return fans- FAN | EQ-1004216
39-D2 | 39-D2 Lodi Branch- Dept. 2 | 39-D2-D3042-220-EFN03 | Exhaust Fan | Dayton | 05J28690 | 4YU94 | OM00000163 | EF #3 | Roof | (1) 4L210 | NA | NA | DNA | 115/208/230 | 7.6 | Electric | 1 | NA | NA | \Classifications\Building System Class\D30-HVAC Systems\D3040 - Distribution SYS\Supply/Exhaust/Return fans- FAN | EQ-1004217
39-D2 | 39-D2 Lodi Branch- Dept. 2 | 39-D2-D3042-220-EFN04 | Exhaust Fan | Dayton | 06G07248 | 4YU94 | OM00000164 | EF #4 | Roof | (1) 4L210 | NA | NA | DNA | 115/208/230 | 7.6 | Electric | 1 | NA | NA | \Classifications\Building System Class\D30-HVAC Systems\D3040 - Distribution SYS\Supply/Exhaust/Return fans- FAN | EQ-1004218
39-D2 | 39-D2 Lodi Branch- Dept. 2 | 39-D2-D2022-260-HWG01 | Domestic Hot Water | Solid State | 9280896004 | SBS6565NE | OM00000157 | DHW | Mech Room | NA | NA | NA | NA | NA | DNA | NA | DNA | NA | NA | \Classifications\Building System Class\D20-Plumbing\D2020 - Domestic Water\Domestic Water Heater, Gas - HWG | EQ-1004219
39-D2 | 39-D2 Lodi Branch- Dept. 2 | 39-D2-D2023-100-BFP01 | Fire Backflow Preventer | Febco | DCDA-N0709040645 | 876V | OM00034511 | ID#:1 | DNA | NA | NA | NA | NA | NA | NA | NA | NA | NA | NA | \Classifications\Building System Class\D20-Plumbing\D2020 - Domestic Water\Backflow Preventer - BFP | EQ-1004607
39-D2 | 39-D2 Lodi Branch- Dept. 2 | 39-D2-D4031-100-FEX03 | Portable, Hand Held, Fire Extinguisher FEX03 | Simplex Grinnel | M-618326 | AA05 | OM00003917 |  | 1ST Floor | NA | NA | NA | NA | NA | NA | NA | NA | NA | NA | \Classifications\Building System Class\D40-Fire Protection SYS\D4030 - FIRE SPEC\Fire Extinguisher - FEX | EQ-1004608
39-D2 | 39-D2 Lodi Branch- Dept. 2 | 39-D2-D5092-250-EML14 | LIGHT, EMERGENCY, HARDWIRED SYSTEM | NA | Multiple | NA | OM00034508 |  | Throughout Bldg | NA | NA | NA | NA | DNA | DNA | Electric | DNA | NA | NA | \Classifications\Building System Class\D50-Electrical SYS\D5090 - Elec SYS\Emergency And Exit Lighting - EML | EQ-1004610
39-D2 | 39-D2 Lodi Branch- Dept. 2 | 39-D2-D5037-710-FAP01 | ALARM, FIRE, ANNUNCIATOR SYSTEM | NA | NA | NA | OM00034510 |  | Electrical Room | NA | NA | NA | NA | NA | NA | NA | NA | NA | NA | \Classifications\Building System Class\D50-Electrical SYS\D5030 - Comm & Security\Fire Alarm Panel - FAP | EQ-1004644
39-D2 | 39-D2 Lodi Branch- Dept. 2 | 39-D2-C1020-110-FRD01 | Fire Curtain / Door | Cookson | 931010 | DNA | OM00003916 |  | Clerks Office | NA | NA | NA | NA | NA | NA | NA | NA | NA | NA | \Classifications\Building System Class\C10-General Building Interior\C1020 - Fire Doors\Fire Doors - FRD | EQ-1005262
39-D2 | 39-D2 Lodi Branch- Dept. 2 | 39-D2-B2010-100-BLD01 | Building Structure | NA | NA | NA | OM00034506 |  | NA | NA | NA | NA | NA | NA | NA | NA | NA | NA | NA | \Classifications\Building System Class\B20-General Building Exterior\B2010 - Exterior Walls\Building - BLD | EQ-1007345
39-D2 | 39-D2 Lodi Branch- Dept. 2 | 39-D2-B3010-100-RUF01 | Roofing Systems | NA | NA | NA | OM00034507 |  | Roof | NA | NA | NA | NA | NA | NA | NA | NA | NA | NA | \Classifications\Building System Class\B30-Roofing\B3010 - Roof Types\Roof - RUF | EQ-1007522
39-D2 | 39-D2 Lodi Branch- Dept. 2 | 39-D2-D3050-210-PKU03 | Roof Top Unit PKU 03 | TRANE | 102610059D | YCD241E3VCAB | OM00028025 |  | Roof | NA | (8) 20x20x2, (4) 16x20x2 | R-410A | 1HP | 208-230V | 60 | Natural gas and electric | 3 | 350000 | 284000 | \Classifications\Building System Class\D30-HVAC Systems\D3050 - Package SYS\Package Unit - PKU | 1009816
39-D2 | 39-D2 Lodi Branch- Dept. 2 | 39-D2-D3050-210-PKU04 | Roof Top Unit - PKU04 | TRANE | 102610094D | YCD241E3VCAB | OM00028026 |  | Roof | NA | (8) 20x20x2, (4) 16x20x2 | R-410A | DNA | 208-230 | 60 | Natural gas and electric | 3 | 350000 | 284000 | \Classifications\Building System Class\D30-HVAC Systems\D3050 - Package SYS\Package Unit - PKU | 1009817
39-D2 | 39-D2 Lodi Branch- Dept. 2 | 39-D2-D4010-150-FMS01 | System Extinguishing,Wet Pipe - FMS01 | NA | NA | NA | OM00034509 | DNA | Electrical Room | NA | NA |  | NA | NA | NA | NA | NA | NA | NA | \Classifications\Building System Class\D40-Fire Protection SYS\D4010 - Sprinkler SYS\Fire Systems, stand pipes - FMS | 1009839
39-D2 | 39-D2 Lodi Branch- Dept. 2 | 39-D2-D2023-100-BFP02 | Fire Bypass Backflow Preventer | Febco | DCH010698 | 805YB | OM00039025 | ID#:2 | DNA | NA | NA | NA | NA | NA | NA | NA | NA | NA | NA | \Classifications\Building System Class\D20-Plumbing\D2020 - Domestic Water\Backflow Preventer - BFP | 1011001
39-D2 | 39-D2 Lodi Branch- Dept. 2 | 39-D2-D2023-310-WBS01 | Hot Water Cir. Pump | Grundfos | PC0627 | 52722336 | OM00034488 |  | Maintenance Room | NA | NA | NA | NA | 115 | NA | Electric | 1 | NA | NA | \Classifications\Building System Class\D20-Plumbing\D2020 - Domestic Water\Domestic Water Booster System - WBS | 1012455
39-D2 | 39-D2 Lodi Branch- Dept. 2 | 39-D2-D5010-200-ESD01 | Switch board | DELTA | 29529 | 290413 | OM00034491 |  | North end of building, employee Enterance | NA | NA | NA | NA | 120-208 | 600 | Electric | 3 | NA | NA | \Classifications\Building System Class\D50-Electrical SYS\D5010 - Elec Service & Dist\Electical Service and Distribution - ESD | 1012456
39-D2 | 39-D2 Lodi Branch- Dept. 2 | 39-D2-G2023-150-PEG01 | Secured Parking Gate | Chamberlain Elite | 1307N3651 | SL3000ULDC3 | OM00034492 |  | Secured Parking Lot | NA | NA | NA | 0.5 | 120 | 4 | Electric |  | NA | NA | \Classifications\Building System Class\G20-Other Systems\G2020 - Parking Lots\Secured Parking Gate - PEG | 1012457
39-D2 | 39-D2 Lodi Branch- Dept. 2 | 39-D2-G2050-200-LSC01 | Exterior Landscaping | NA | NA | NA | OM00034486 |  | Exterior Landscape | NA | NA | NA | NA | NA | NA | NA | NA | NA | NA | \Classifications\Building System Class\G20-Other Systems\G2050 - Landscaping\Landscaping - LSC | 1012458
39-D2 | 39-D2 Lodi Branch- Dept. 2 | 39-D2-G2049-300-HSC01 | Exterior Hardscape | NA | NA | NA | OM00034485 |  | Exterior Hardscape | NA | NA | NA | NA | NA | NA | NA | NA | NA | NA | \Classifications\Building System Class\G20-Other Systems\G2040 - Site Development\Hardscape - HSC | 1012459
39-D2 | 39-D2 Lodi Branch- Dept. 2 | 39-D2-C1020-110-FRD02 | Traffic Window Fire Curtain | Cookson | 431009 | NA | OM00037491 |  | Clerks side of Front Desk | NA | NA | NA | NA | NA | NA | NA |  | NA | NA | \Classifications\Building System Class\C10-General Building Interior\C1020 - Fire Doors\Fire Doors - FRD | 1015862
39-D2 | 39-D2 Lodi Branch- Dept. 2 | 39-D2-D5092-250-ELT11 | Exterior Lights -ELT11 | NA | NA | NA | OM00034487 |  | Grounds | NA | NA | NA | NA | NA | NA | Electric | NA | NA | NA | \Classifications\Building System Class\D50-Electrical SYS\D5090 - Elec SYS\Exterior Lighting - ELT | 1017290
39-D2 | 39-D2 Lodi Branch- Dept. 2 | 39-D2-D2023-100-BFP03 | Irrigation Backflow Preventer | Febco | 07AC422 | 765-1 | OM00039010 |  | Between court and police station | NA | NA | NA | NA | NA | NA |  |  | NA | NA | \Classifications\Building System Class\D20-Plumbing\D2020 - Domestic Water\Backflow Preventer - BFP | 1017303
39-D2 | 39-D2 Lodi Branch- Dept. 2 | 39-D2-C1020-110-FRD03 | Fire Door for Clerks Office | Warnock Hershey | NA | WHI-573641 | OM00039024 |  | Entrance to clerks office | NA | NA | NA | NA | NA | NA | NA |  | NA | NA | \Classifications\Building System Class\C10-General Building Interior\C1020 - Fire Doors\Fire Doors - FRD | 1017302
39-E1 | 39-E1 Tracy Branch Courthouse | 39-E1-D4031-100-FEX04 | Fire Extinguishers FEX04 | NA | NA | NA | OM00034477 | OM00034512 | All | NA | NA | NA | NA | NA | NA | NA | NA | NA | NA | \Classifications\Building System Class\D40-Fire Protection SYS\D4030 - FIRE SPEC\Fire Extinguisher - FEX | EQ-1004221
39-E1 | 39-E1 Tracy Branch Courthouse | 39-E1-D5092-250-EML07 | Emergency Exit Lights | Lithonia | Multiple | Multiple | OM00034465 |  | 1st floor Throughout Bldg | NA | NA | NA | NA | 120 | DNA | Electric | DNA | NA | NA | \Classifications\Building System Class\D50-Electrical SYS\D5090 - Elec SYS\Emergency And Exit Lighting - EML | EQ-1004223
39-E1 | 39-E1 Tracy Branch Courthouse | 39-E1-D2022-260-HWG01 | Dom Hot Water Heater | AO Smith | GE98-4215221-R99 | FGR-30-242 | OM00003294 | Water Heater | Janitor Closet 1ST Floor | NA | NA | NA | NA | DNA | DNA | Natural Gas | DNA | 38,000 | DNA | \Classifications\Building System Class\D20-Plumbing\D2020 - Domestic Water\Domestic Water Heater, Gas - HWG | EQ-1004224
39-E1 | 39-E1 Tracy Branch Courthouse | 39-E1-D3050-250-ACU02 | Condenser ACU02 | RUUD | 4959F279807925 | UAKA-036CAS | OM00003297 | AC -2 | Exterior Pad west side | NA | NA | R-22 | 1/5 | 208/230v | 25 amp | Electrical | 3 Ph,, 60Hz | NA | NA | \Classifications\Building System Class\D30-HVAC Systems\D3050 - Package SYS\Air Conditioning,Split System - ACU | EQ-1004226
39-E1 | 39-E1 Tracy Branch Courthouse | 39-E1-D3050-210-PKU01 | Package Unit PKU01 | AAC Commercial | 1602J16107 | PGE10C60D100LB-6A | OM00003295 | DNA | Exterior 1st floor Outside rear entry door | Direct Drive | (1) 16x25x1 and (1) 14x25x1 | R-22 | 1/4 HP | 200/230 | 30 | Natural Gas | 3 Ph, 60Hz | 100,000 | 80,000 | \Classifications\Building System Class\D30-HVAC Systems\D3050 - Package SYS\Package Unit - PKU | EQ-1004227
39-E1 | 39-E1 Tracy Branch Courthouse | 39-E1-D3050-210-PKU02 | Package Unit (Forced Air Furnace w/Cooling Unit) PKU02 | Bryant | 1577C91304 | 585A024055YACR | OM00003298 | AC - 3 | Exterior Pad West side of the bldg in the fenced - in area | NA | (1) 20x25x1 | R-22 | 1/5 - Condenser 1/4 - Evaporator | 208/230v | 30 amps | Natural Gas | 1 Ph, 60Hz | 55,000 | 41,250 | \Classifications\Building System Class\D30-HVAC Systems\D3050 - Package SYS\Package Unit - PKU | EQ-1004228
39-E1 | 39-E1 Tracy Branch Courthouse | 39-E1-D3050-250-ACU04 | Condenser ACU04 | Bryant | 4402E12035 | 661CJ024-E | OM00003304 |  | Roof | NA | NA | R-22 | NA | 208/230 | 20 amps | Electrical | 1 Ph | NA | NA | \Classifications\Building System Class\D30-HVAC Systems\D3050 - Package SYS\Air Conditioning,Split System - ACU | EQ-1004230
39-E1 | 39-E1 Tracy Branch Courthouse | 39-E1-D2023-310-HWP01 | Dom Hot Water Circ Pump | DNA | DNA | DNA | OM00034472 | Water Pump | Floor 1 | NA | NA | NA | DNA | DNA | DNA | Electrical | 1 | NA | NA | \Classifications\Building System Class\D20-Plumbing\D2020 - Domestic Water\Domestic Hot Water Circulating Pump - HWP | EQ-1004231
39-E1 | 39-E1 Tracy Branch Courthouse | 39-E1-D3050-122-FAH01 | Forced Air Furnace FAH01 | Rheem | M240823038 | RCFL-HM6024AC | OM00037424 |  | Mech. Room | NA | NA | NA | 1/5 HP | DNA | DNA | Natural Gas | DNA | 100,000 | 80,000 | \Classifications\Building System Class\D30-HVAC Systems\D3050 - Package SYS\Forced Air Heater,Oil/Gas fired - FAH | EQ-1004232
39-E1 | 39-E1 Tracy Branch Courthouse | 39-E1-B2010-100-BLD01 | Building Structure | NA | NA | NA | OM00003934 |  | NA | NA | NA | NA | NA | NA | NA | NA | NA | NA | NA | \Classifications\Building System Class\B20-General Building Exterior\B2010 - Exterior Walls\Building - BLD | EQ-1007346
39-E1 | 39-E1 Tracy Branch Courthouse | 39-E1-B3010-100-RUF01 | Roofing Systems | NA | NA | NA | OM00003935 |  | NA | NA | NA | NA | NA | NA | NA | NA | NA | NA | NA | \Classifications\Building System Class\B30-Roofing\B3010 - Roof Types\Roof - RUF | EQ-1007523
39-E1 | 39-E1 Tracy Branch Courthouse | 39-E1-D3050-250-ACU05 | Condenser ACU05 | Rheem | 7753F410805859 | RAWL-0706A2 | OM00003707 | Replaces ACU01 | West Side of Bldg | NA | NA | R-410A | 1/3 | 208/230v | DNA | Electric | 3 Ph, 60 Hz | NA | NA | \Classifications\Building System Class\D30-HVAC Systems\D3050 - Package SYS\Air Conditioning,Split System - ACU | 1009933
39-E1 | 39-E1 Tracy Branch Courthouse | 39-E1-G2050-200-LSC01 | Exterior Landscape | NA | NA | NA | OM00034483 |  | Exterior Landscape | NA | NA | NA | NA | NA | NA | NA | NA | NA | NA | \Classifications\Building System Class\G20-Other Systems\G2050 - Landscaping\Landscaping - LSC | 1012461
39-E1 | 39-E1 Tracy Branch Courthouse | 39-E1-D5092-250-ELT19 | Exterior Lighting | MULTIPLE | MULTIPLE | MULTIPLE | OM00034484 |  | Exterior | NA | NA | NA | NA | NA | NA | Electrical | 1 | NA | NA | \Classifications\Building System Class\D50-Electrical SYS\D5090 - Elec SYS\Exterior Lighting - ELT | 1012462
39-E1 | 39-E1 Tracy Branch Courthouse | 39-E1-G2049-300-HSC01 | Exterior Hardscape | NA | NA | NA | OM00034482 |  | Exterior Hardscape | NA | NA | NA | NA | NA | NA | NA | NA | NA | NA | \Classifications\Building System Class\G20-Other Systems\G2040 - Site Development\Hardscape - HSC | 1012463
39-E1 | 39-E1 Tracy Branch Courthouse | 39-E1-D2023-100-BFP01 | Landscape Backflow | Febco | AC9285 | 765-1 | OM00037420 | ID#: 2 | East Side of Bldg. | NA | NA | NA | NA | NA | NA | NA |  | NA | NA | \Classifications\Building System Class\D20-Plumbing\D2020 - Domestic Water\Backflow Preventer - BFP | 1015864
39-E1 | 39-E1 Tracy Branch Courthouse | 39-E1-D5010-200-ESD01 | Main Electrical Panel | Zinsco | 180342 | NA | OM00037418 |  | West Side in Cage | NA | NA | NA | NA | NA | 400 | NA |  | NA | NA | \Classifications\Building System Class\D50-Electrical SYS\D5010 - Elec Service & Dist\Electical Service and Distribution - ESD | 1015865
39-E1 | 39-E1 Tracy Branch Courthouse | 39-E1-D5038-810-ITA01 | Intrusion Alarm System | Radionics | 62000806 | XR20 | OM00037417 |  | Floor 1 - Janitor's Closet | NA | NA | NA | NA | NA | NA | Electric |  | NA | NA | \Classifications\Building System Class\D50-Electrical SYS\D5030 - Comm & Security\Intrusion Alarm - ITA | 1015866
39-E1 | 39-E1 Tracy Branch Courthouse | 39-E1-D3031-210-CDR01 | Condenser for Sherriff split system | Rheem | 7394W280900387 | RANL-060CAZ | OM00037419 |  | East Side of Bldg. | NA | NA | R-410A | 1/5 | Other | 35 | Electric | 3 | NA | NA | \Classifications\Building System Class\D30-HVAC Systems\D3030 - Cooling SYS\Condensing Unit, Air Cooled - CDR | 1015867
39-E1 | 39-E1 Tracy Branch Courthouse | 39-E1-D2023-100-BFP02 | Domestic Back flow Prevention Device - BFP02 | Febco | J003865 | 825Y | OM00034348 | ID#: 1 | Grounds Front of building South Side | NA | NA | NA | NA | NA | NA | NA | NA | NA | NA | \Classifications\Building System Class\D20-Plumbing\D2020 - Domestic Water\Backflow Preventer - BFP | 1021409
39-E1 | 39-E1 Tracy Branch Courthouse | 39-E1-D3050-122-FAH02 | Duct Forced Air Furnace in Attic | Modine | 2040595 | Duct furnace / DJE150AF | OM00027676 |  | 3nd Floor, Attic above light well | 34" | (1) 20x25x1 | NA | 1/3 | 115 | 15 | Gas | 1 | 150,000 | 120,000 | \Classifications\Building System Class\D30-HVAC Systems\D3050 - Package SYS\Forced Air Heater,Oil/Gas fired - FAH | 1021675
39-E2 | 39-E2 Tracy Modular 1: Support | 39-E2-D3050-210-PKU01 | Package Unit (Wall Mounted Heat Pump) PKU01 | Intertherm | DNA | PWY-030BAVAA-05-01 | OM00003299 | AC - 3 (Modular) | N Modular 1st Floor Exterior Wall Mounted | DNA | DNA | R-22 | DNA | 230v | 50 amps | Electric | 1 Ph, 60 Hz | DNA | DNA | \Classifications\Building System Class\D30-HVAC Systems\D3050 - Package SYS\Package Unit - PKU | EQ-1004235
39-E2 | 39-E2 Tracy Modular 1: Support | 39-E2-D3050-210-PKU02 | Package Unit (Wall Mounted Heat Pump) | Intertherm | DNA | PWY-030BAVAA-05-01 | OM00037423 | OM00034837 | N Modular 1st Floor Exterior Wall Mounted | DNA | DNA | R-22 | DNA | 230 | 50 amps | Electric | 1 Ph, 60Hz | DNA | DNA | \Classifications\Building System Class\D30-HVAC Systems\D3050 - Package SYS\Package Unit - PKU | EQ-1004236
39-E2 | 39-E2 Tracy Modular 1: Support | 39-E2-D5092-250-EML01 | Emergency Exit Lights | NA | NA | NA | OM00034468 |  | Court Room | NA | NA | NA | NA | 120 | DNA | Electric | DNA | NA | NA | \Classifications\Building System Class\D50-Electrical SYS\D5090 - Elec SYS\Emergency And Exit Lighting - EML | EQ-1004239
39-E2 | 39-E2 Tracy Modular 1: Support | 39-E2-D4031-100-FEX02 | Portable, Hand Held, Fire Extinguisher FEX02 | NA | NA | NA | OM00003911 |  | Floor 1 | NA | NA | NA | NA | NA | NA | NA | NA | NA | NA | \Classifications\Building System Class\D40-Fire Protection SYS\D4030 - FIRE SPEC\Fire Extinguisher - FEX | EQ-1004613
39-E2 | 39-E2 Tracy Modular 1: Support | 39-E2-B2010-100-BLD01 | Building Structure | NA | NA | NA | OM00034466 |  | All | NA | NA | NA | NA | NA | NA | NA | NA | NA | NA | \Classifications\Building System Class\B20-General Building Exterior\B2010 - Exterior Walls\Building - BLD | EQ-1007347
39-E2 | 39-E2 Tracy Modular 1: Support | 39-E2-B3010-100-RUF01 | Roofing Systems | NA | NA | NA | OM00034467 |  | Roof | NA | NA | NA | NA | NA | NA | NA | NA | NA | NA | \Classifications\Building System Class\B30-Roofing\B3010 - Roof Types\Roof - RUF | EQ-1007524
39-E3 | 39-E3 Tracy Modular 2: Courtroom | 39-E3-D3050-210-PKU01 | Package Unit PKU01 | Intertherm | DNA | PWY030BAVAA-05-01 | OM00003301 | AC - 2 (modular) | W Modular Exterior Wall Mounted | NA | 15x30x1 | R-22 | 1/3 HP - blower 1/5 HP - Cond. fan | 230 | DNA | Electric | 1 Ph, 60 Hz | DNA | DNA | \Classifications\Building System Class\D30-HVAC Systems\D3050 - Package SYS\Package Unit - PKU | EQ-1004241
39-E3 | 39-E3 Tracy Modular 2: Courtroom | 39-E3-D3050-210-PKU02 | Package Unit PKU02 | Intertherm | DNA | PWY030BAVAA-05-01 | OM00003302 | AC - 1 (Modular) | W Modular Exterior Wall Mounted | NA | 15x30x1 | R-22 | 1/3 HP - Blower 1/5 HP - Cond Fan | 230v | DNA | Electric | 1 Ph, 60Hz | DNA | DNA | \Classifications\Building System Class\D30-HVAC Systems\D3050 - Package SYS\Package Unit - PKU | EQ-1004242
39-E3 | 39-E3 Tracy Modular 2: Courtroom | 39-E3-D5092-250-EML01 | Emergency Exit Lights | Sure Light | NA | NA | OM00034471 |  | File Area - Floor 1 | NA | NA | NA | NA | 120 | DNA | Electric | DNA | NA | NA | \Classifications\Building System Class\D50-Electrical SYS\D5090 - Elec SYS\Emergency And Exit Lighting - EML | EQ-1004245
39-E3 | 39-E3 Tracy Modular 2: Courtroom | 39-E3-D4031-100-FEX01 | Portable, Hand Held, Fire Extinguisher | General | NA | NA | OM00034478 | OM00003914 | All | NA | NA | NA | NA | NA | NA |  |  | NA | NA | \Classifications\Building System Class\D40-Fire Protection SYS\D4030 - FIRE SPEC\Fire Extinguisher - FEX | EQ-1004616
39-E3 | 39-E3 Tracy Modular 2: Courtroom | 39-E3-B2010-100-BLD01 | Building Structure | NA | NA | NA | OM00034469 |  | All | NA | NA | NA | NA | NA | NA | NA | NA | NA | NA | \Classifications\Building System Class\B20-General Building Exterior\B2010 - Exterior Walls\Building - BLD | EQ-1007348
39-E3 | 39-E3 Tracy Modular 2: Courtroom | 39-E3-B3010-100-RUF01 | Roofing Systems | NA | NA | NA | OM00034470 |  | Roof | NA | NA | NA | NA | NA | NA | NA | NA | NA | NA | \Classifications\Building System Class\B30-Roofing\B3010 - Roof Types\Roof - RUF | EQ-1007525
39-E3 | 39-E3 Tracy Modular 2: Courtroom | 39-E3-D5092-250-ELT02 | Exterior Lights | NA | NA | NA | OM00039009 |  | All | NA | NA | NA | NA | NA | NA | Electric |  | NA | NA | \Classifications\Building System Class\D50-Electrical SYS\D5090 - Elec SYS\Exterior Lighting - ELT | 1017199
39-E4 | 39-E4 Tracy Agriculture Building | 39-E4-B2010-100-BLD01 | Building | NA | NA | NA | NA | [12 empty] | \Classifications\Building System Class\B20-General Building Exterior\B2010 - Exterior Walls\Building - BLD | 1016573
39-F1 | 39-F1 New Stockton Courthouse | 39-F1-D2023-100-BFP06 | 3/4" Bypass Backflow Preventor BFP06 | Zurn | 4112463XLD | 975XL2 | OM00045345 | Hazard ID: 1629538 Meter#: 1629538 SPID: 2780864055 | Grounds South East back of building - USE CALIFORNIA WATER SERVICE FORM | NA | NA | NA | NA | NA | NA | NA | NA | NA | NA | \Classifications\Building System Class\D20-Plumbing\D2020 - Domestic Water\Backflow Preventer - BFP | 1021686
39-F1 | 39-F1 New Stockton Courthouse | 39-F1-D2023-100-BFP09 | 6" Domestic Backflow Preventor BFP09 | Zurn | y11356 | 375ADA6 | OM00045348 | Hazard ID: 1629397 Meter#: SPID: 2780864055 | Grounds South East back of building - USE CALIFORNIA WATER SERVICE FORM | NA | NA | NA | NA | NA | NA | NA | NA | NA | NA | \Classifications\Building System Class\D20-Plumbing\D2020 - Domestic Water\Backflow Preventer - BFP | 1021688
39-F1 | 39-F1 New Stockton Courthouse | 39-F1-D2023-100-BFP02 | Backflow | Zurn | L90415 | 375 - 3" | OM00045138 | Hazard ID: 1626322 Meter#: 78548271 SPID: 605938025 | Roof Cooling Tower Area - USE CALIFORNIA WATER SERVICE FORM | NA | NA | NA | NA | NA | NA | NA | NA | NA | NA | \Classifications\Building System Class\D20-Plumbing\D2020 - Domestic Water\Backflow Preventer - BFP | 1021687
39-F1 | 39-F1 New Stockton Courthouse | 39-F1-D2023-100-BFP08 | 3/4" Bypass Backflow Preventor BFP08 | Zurn | 4165087XLD | 975XL2 | OM00045347 | Hazard ID: 1634719 Meter#: SPID: 8056793806 | on the detector line of SN 1156 Grounds South East back of building - USE CALIFORNIA WATER SERVICE FORM | NA | NA | NA | NA | NA | NA | NA | NA | NA | NA | \Classifications\Building System Class\D20-Plumbing\D2020 - Domestic Water\Backflow Preventer - BFP | 1021689
39-F1 | 39-F1 New Stockton Courthouse | 39-F1-D2023-100-BFP07 | 6" Domestic Backflow Preventor BFP07 | Zurn | Y11156 | 375ADA6 | OM00045346 | Hazard ID: 1629217 Meter#: SPID: 8056793806 | Grounds South East back of building - USE CALIFORNIA WATER SERVICE FORM | NA | NA | NA | NA | NA | NA | NA | NA | NA | NA | \Classifications\Building System Class\D20-Plumbing\D2020 - Domestic Water\Backflow Preventer - BFP | 1021690
39-F1 | 39-F1 Stockton Courthouse | 39-F1-B2010-100-BLD01 | Building | NA | NA | NA | DNA | [12 empty] | \Classifications\Building System Class\B20-General Building Exterior\B2010 - Exterior Walls\Building - BLD | 1021798
39-F1 | 39-F1 Stockton Courthouse | 39-F1-D1020-100-ESC02 | Escalator #2 | Kone | DNA | NA | OM00045234 | State ID# 170013 | 1 Flr. Main Lobby | NA | NA | NA | NA | DNA | DNA | Electric | DNA | NA | NA | \Classifications\Building System Class\D10-Conveyance Systems\D1020 - Escalator\Escalator,Electric - ESC | 1021829
39-F1 | 39-F1 Stockton Courthouse | 39-F1-D1020-100-ESC01 | Escalator #1 | Kone | DNA | NA | OM00045233 | State ID# 170012 | 1 Flr. Main Lobby | NA | NA | NA | NA | DNA | DNA | Electric | DNA | NA | NA | \Classifications\Building System Class\D10-Conveyance Systems\D1020 - Escalator\Escalator,Electric - ESC | 1021828
39-F1 | 39-F1 Stockton Courthouse | 39-F1-D1020-100-ESC03 | Escalator #3 | Kone | DNA | NA | OM00045235 | State ID# 170014 | 2 Flr. Main Lobby | NA | NA | NA | NA | DNA | DNA | Electric | DNA | NA | NA | \Classifications\Building System Class\D10-Conveyance Systems\D1020 - Escalator\Escalator,Electric - ESC | 1021830
39-F1 | 39-F1 Stockton Courthouse | 39-F1-D1020-100-ESC04 | Escalator #4 | Kone | DNA | NA | OM00045236 | State ID# 170015 | 2 Flr. Main Lobby | NA | NA | NA | NA | DNA | DNA | DNA | DNA | NA | NA | \Classifications\Building System Class\D10-Conveyance Systems\D1020 - Escalator\Escalator,Electric - ESC | 1021831
39-F1 | 39-F1 Stockton Courthouse | 39-F1-D3040-120-FCU32 | Fan Coil Unit 1001 | Daikin | DNA | DNA | OM00045260 |  | Floor 10 Electrical Room by ELE's 7/8 | Direct Drive | DNA | NA | DNA | DNA | DNA | DNA | DNA | NA | NA | \Classifications\Building System Class\D30-HVAC Systems\D3040 - Distribution SYS\Fan Coil Unit - FCU | 1021832
39-F1 | 39-F1 Stockton Courthouse | 39-F1-D3040-120-FCU33 | Fan Coil Unit 1002 | Daikin | DNA | DNA | OM00045259 |  | Floor 10 Electrical Room by ELE 11 | Direct Drive | DNA | NA | DNA | DNA | DNA | DNA | DNA | NA | NA | \Classifications\Building System Class\D30-HVAC Systems\D3040 - Distribution SYS\Fan Coil Unit - FCU | 1021833
39-F1 | 39-F1 Stockton Courthouse | 39-F1-D3040-120-FCU34 | Fan Coil Unit 1003 | Daikin | DNA | DNA | OM00045252 |  | Floor 10 IDF Room by public elevators | Direct Drive | DNA | NA | DNA | DNA | DNA | DNA | DNA | NA | NA | \Classifications\Building System Class\D30-HVAC Systems\D3040 - Distribution SYS\Fan Coil Unit - FCU | 1021834
39-F1 | 39-F1 Stockton Courthouse | 39-F1-D3040-120-FCU35 | Fan Coil Unit 1101 | Daikin | DNA | DNA | OM00045255 |  | Floor 11 Electrical Room by ELE's 7/8 | Direct Drive | DNA | NA | DNA | DNA | DNA | DNA | DNA | NA | NA | \Classifications\Building System Class\D30-HVAC Systems\D3040 - Distribution SYS\Fan Coil Unit - FCU | 1021835
39-F1 | 39-F1 Stockton Courthouse | 39-F1-D3040-120-FCU36 | Fan Coil Unit 1102 | Daikin | DNA | DNA | OM00045256 |  | Floor 11 Electrical Room by ELE 11 | Direct Drive | DNA | NA | DNA | DNA | DNA | DNA | DNA | NA | NA | \Classifications\Building System Class\D30-HVAC Systems\D3040 - Distribution SYS\Fan Coil Unit - FCU | 1021836
39-F1 | 39-F1 Stockton Courthouse | 39-F1-D3040-120-FCU37 | Fan Coil Unit 1103 | Daikin | DNA | DNA | OM00045253 |  | Floor 11 IDF Room by public elevators | Direct Drive | DNA | NA | DNA | DNA | DNA | DNA | DNA | NA | NA | \Classifications\Building System Class\D30-HVAC Systems\D3040 - Distribution SYS\Fan Coil Unit - FCU | 1021837
39-F1 | 39-F1 Stockton Courthouse | 39-F1-D3041-110-AHU25 | Air Handling Unit AHU-1101 | Alliance Air Products | 2029 AHU 1101 | 4SB-16-PF-EC-FF-CW-PF | OM00045339 |  | 11 th Flr. North Air Handler Room | NA | (6) 24x24x2, (6) 24x24x12 | NA | 10HP - Supply Fan 7.5HP Return Fan | 460 | 12.2 | Electric | 3 | NA | NA | \Classifications\Building System Class\D30-HVAC Systems\D3040 - Distribution SYS\Air Handling Unit - AHU | 1021838
39-F1 | 39-F1 Stockton Courthouse | 39-F1-D3041-110-AHU26 | Air Handling Unit AHU-1102 | Alliance Air Products | 2029 AHU 1102 | 4SB-14.7-PF-EC-FF-CW-PF | OM00045340 |  | 11 th Flr. South Air Handler Room | NA | (4) 24x24x2, (4) 24x24x12 | NA | 10HP - Supply Fan 7.5HP Return Fan | 460 | 12.2 | Electric | 3 | NA | NA | \Classifications\Building System Class\D30-HVAC Systems\D3040 - Distribution SYS\Air Handling Unit - AHU | 1021839
39-F1 | 39-F1 Stockton Courthouse | 39-F1-D3042-220-EFN05 | TEF-1401 | Loren Cook | 078SF61336 - 01/0000-701 | 365 CAS 365 CA - SWSI CL1 | OM00045129 |  | Roof Cooling Tower Area | Direct Drive | NA | NA | 2.5 | 460 | DNA | Electric | 3 | NA | NA | \Classifications\Building System Class\D30-HVAC Systems\D3040 - Distribution SYS\Supply/Exhaust/Return fans- FAN | 1021840
39-F1 | 39-F1 Stockton Courthouse | 39-F1-D3042-220-EFN06 | TEF-1403 Exhaust for South Holding Cells | Loren Cook | 078SF61336 - 00/0023-901 | 250 CAS 270 CA - SWSI CL1 | OM00045131 |  | Roof Cooling Tower Area | Direct Drive | NA | NA | 7.5 | 460 | DNA | Electric | 3 | NA | NA | \Classifications\Building System Class\D30-HVAC Systems\D3040 - Distribution SYS\Supply/Exhaust/Return fans- FAN | 1021841
39-F1 | 39-F1 Stockton Courthouse | 39-F1-D3042-220-EFN09 | TEF 1402 | Cook | 078SF61336-001 0021901 | 165 QMX | OM00045122 |  | Roof Penthouse | (1) A52 (4L540) | NA | NA | 5 | 460 | DNA | Electric | 3 | NA | NA | \Classifications\Building System Class\D30-HVAC Systems\D3040 - Distribution SYS\Supply/Exhaust/Return fans- FAN | 1021842
39-F1 | 39-F1 Stockton Courthouse | 39-F1-D5092-210-GEN01 | Emergency Generator | Generac | 10067368 | IDLC1600-2MU | OM00045203 | N-9129-1-0 | First Floor Generator Room | NA | NA | NA | NA | 480 | 2423.7 | Diesel | 3 | NA | NA | \Classifications\Building System Class\D50-Electrical SYS\D5090 - Elec SYS\Emergency Generator - GEN | 1021843
39-F1 | 39-F1 Stockton Courthouse | 39-F1-D1010-100-ELE04 | Elevator 4 | Kone | DNA | Gearless Elevator Machine | OM00045143 | State ID# 170004 | Roof - Elevator Room | NA | NA | NA | NA | DNA | DNA | Electric | DNA | NA | NA | \Classifications\Building System Class\D10-Conveyance Systems\D1010 - Elevator\Elevator,Electric,Pass/Freight - ELE | 1021847
39-F1 | 39-F1 Stockton Courthouse | 39-F1-D1010-100-ELE10 | Elevator 10 | Kone | DNA | Gearless Elevator Machine | OM00045166 | State ID# 170010 | Roof - Elevator Room in Cooling Tower Area | NA | NA | NA | NA | DNA | DNA | Electric | DNA | NA | NA | \Classifications\Building System Class\D10-Conveyance Systems\D1010 - Elevator\Elevator,Electric,Pass/Freight - ELE | 1021853
39-F1 | 39-F1 Stockton Courthouse | 39-F1-D3042-220-EFN01 | Atrium Exhaust Fan 0501 | Cook | 078SF89636-01/0000701 | 480 TUSC Triton 48TU8SC | OM00045247 |  | Floor 5 Roof area | DNA | NA | NA | 7.5 | 460 | 30 | Electric | 3 | NA | NA | \Classifications\Building System Class\D30-HVAC Systems\D3040 - Distribution SYS\Supply/Exhaust/Return fans- FAN | 1021854
39-F1 | 39-F1 Stockton Courthouse | 39-F1-C1020-110-FRD02 | 2nd Floor Elevator Lobby Area Double Fire Curtains | Won-Dor Corp. | NA | NA | OM00045163 |  | Floor 3 Elevator Lobby Area | NA | NA | NA | NA | NA | NA | NA | NA | NA | NA | \Classifications\Building System Class\C10-General Building Interior\C1020 - Fire Doors\Fire Doors - FRD | 1021858
39-F1 | 39-F1 Stockton Courthouse | 39-F1-C1020-110-FRD05 | 4th Floor Elevator Lobby Area Double Fire Curtains | Won-Dor Corp. | NA | NA | OM00045157 |  | Floor 4 Elevator Lobby Area | NA | NA | NA | NA | NA | NA | NA | NA | NA | NA | \Classifications\Building System Class\C10-General Building Interior\C1020 - Fire Doors\Fire Doors - FRD | 1021861
39-F1 | 39-F1 Stockton Courthouse | 39-F1-C1020-110-FRD07 | 6th Floor Elevator Lobby Area Double Fire Curtains | Won-Dor Corp. | NA | NA | OM00045158 |  | Floor 6 Elevator Lobby Area | NA | NA | NA | NA | NA | NA | NA | NA | NA | NA | \Classifications\Building System Class\C10-General Building Interior\C1020 - Fire Doors\Fire Doors - FRD | 1021863
39-F1 | 39-F1 Stockton Courthouse | 39-F1-C1020-110-FRD12 | 11th Floor Elevator Lobby Area Double Fire Curtains | Won-Dor Corp. | NA | NA | OM00045153 |  | Floor 11 Elevator Lobby Area | NA | NA | NA | NA | NA | NA | NA | NA | NA | NA | \Classifications\Building System Class\C10-General Building Interior\C1020 - Fire Doors\Fire Doors - FRD | 1021868
39-F1 | 39-F1 Stockton Courthouse | 39-F1-C1020-110-FRD14 | 13th Floor Elevator Lobby Area Double Fire Doors | Won-Dor Corp. | NA | NA | OM00045165 |  | Floor 13 Elevator Lobby Area | NA | NA | NA | NA | NA | NA | NA | NA | NA | NA | \Classifications\Building System Class\C10-General Building Interior\C1020 - Fire Doors\Fire Doors - FRD | 1021870
39-F1 | 39-F1 Stockton Courthouse | 39-F1-D2017-100-SHW01 | Eyewash Station 01 | Bradley | NA | NA | OM00045327 |  | Basement 2- Chemical Storage Pump Room | NA | NA | NA | NA | NA | NA | NA | NA | NA | NA | \Classifications\Building System Class\D20-Plumbing\D2010 - Plumb Fix\Showers - SHW | 1021871
39-F1 | 39-F1 Stockton Courthouse | 39-F1-D2017-100-SHW02 | Eyewash Station 02 | Bradley | NA | Halo System | OM00045216 |  | First Floor Boiler Room | NA | NA | NA | NA | NA | NA | NA | NA | NA | NA | \Classifications\Building System Class\D20-Plumbing\D2010 - Plumb Fix\Showers - SHW | 1021873
39-F1 | 39-F1 Stockton Courthouse | 39-F1-D2017-100-SHW03 | Eyewash Station 03 | Haws | NA | Plumed | OM00045225 |  | Floor 1 Mailroom processing room | NA | NA | NA | NA | NA | NA | NA | NA | NA | NA | \Classifications\Building System Class\D20-Plumbing\D2010 - Plumb Fix\Showers - SHW | 1021872
39-F1 | 39-F1 Stockton Courthouse | 39-F1-D2023-310-WBS01 | Booster Pump System (3 Pumps) | Canariis Corporation | 15-0116 | TM-390-130-3VS | OM00045170 |  | Basement 2 Fresh Water Booster Pump Room | NA | NA | NA | NA | 480 | DNA | Electric | 3 | NA | NA | \Classifications\Building System Class\D20-Plumbing\D2020 - Domestic Water\Domestic Water Booster System - WBS | 1021875
39-F1 | 39-F1 Stockton Courthouse | 39-F1-D1010-100-ELE01 | Elevator 1 | Kone | DNA | Gearless Elevator Machine | OM00045140 | State ID# 170001 | Roof - Elevator Room | NA | NA | NA | NA | DNA | DNA | Electric | DNA | NA | NA | \Classifications\Building System Class\D10-Conveyance Systems\D1010 - Elevator\Elevator,Electric,Pass/Freight - ELE | 1021844
39-F1 | 39-F1 Stockton Courthouse | 39-F1-D1010-100-ELE02 | Elevator 2 | Kone | DNA | Gearless Elevator Machine | OM00045141 | State ID# 170002 | Roof - Elevator Room | NA | NA | NA | NA | DNA | DNA | Electric | DNA | NA | NA | \Classifications\Building System Class\D10-Conveyance Systems\D1010 - Elevator\Elevator,Electric,Pass/Freight - ELE | 1021845
39-F1 | 39-F1 Stockton Courthouse | 39-F1-D1010-100-ELE03 | Elevator 3 | Kone | DNA | Gearless Elevator Machine | OM00045142 | State ID# 170003 | Roof - Elevator Room | NA | NA | NA | NA | DNA | DNA | Electric | DNA | NA | NA | \Classifications\Building System Class\D10-Conveyance Systems\D1010 - Elevator\Elevator,Electric,Pass/Freight - ELE | 1021846
39-F1 | 39-F1 Stockton Courthouse | 39-F1-D1010-100-ELE05 | Elevator 5 | Kone | DNA | Gearless Elevator Machine | OM00045144 | State ID# 170005 | Roof - Elevator Room | NA | NA | NA | NA | DNA | DNA | Electric | DNA | NA | NA | \Classifications\Building System Class\D10-Conveyance Systems\D1010 - Elevator\Elevator,Electric,Pass/Freight - ELE | 1021849
39-F1 | 39-F1 Stockton Courthouse | 39-F1-D1010-100-ELE06 | Elevator 6 | Kone | DNA | Gearless Elevator Machine | OM00045145 | State ID# 170006 | Roof - Penthouse Elevator Room | NA | NA | NA | NA | DNA | DNA | Electric | DNA | NA | NA | \Classifications\Building System Class\D10-Conveyance Systems\D1010 - Elevator\Elevator,Electric,Pass/Freight - ELE | 1021848
39-F1 | 39-F1 Stockton Courthouse | 39-F1-D1010-100-ELE07 | Elevator 7 | Kone | DNA | Gearless Elevator Machine | OM00045147 | State ID# 170007 | Roof - Penthouse Elevator Room | NA | NA | NA | NA | DNA | DNA | Electric | DNA | NA | NA | \Classifications\Building System Class\D10-Conveyance Systems\D1010 - Elevator\Elevator,Electric,Pass/Freight - ELE | 1021850
39-F1 | 39-F1 Stockton Courthouse | 39-F1-D1010-100-ELE08 | Elevator 8 | Kone | DNA | Gearless Elevator Machine | OM00045148 | State ID# 170008 | Floor 12 - North Elevator Room | NA | NA | NA | NA | DNA | DNA | Electric | DNA | NA | NA | \Classifications\Building System Class\D10-Conveyance Systems\D1010 - Elevator\Elevator,Electric,Pass/Freight - ELE | 1021851
39-F1 | 39-F1 Stockton Courthouse | 39-F1-D1010-100-ELE09 | Elevator 9 | Kone | DNA | Gearless Elevator Machine | OM00045167 | State ID# 170009 | Floor 12 - South Elevator Room | NA | NA | NA | NA | DNA | DNA | Electric | DNA | NA | NA | \Classifications\Building System Class\D10-Conveyance Systems\D1010 - Elevator\Elevator,Electric,Pass/Freight - ELE | 1021852
39-F1 | 39-F1 Stockton Courthouse | 39-F1-D3042-220-EFN02 | Atrium Exhaust Fan 0502 | Cook | 078SF89636-01/0000702 | 480 TUSC Triton 48TU8SC | OM00045246 |  | Floor 5 Roof area | DNA | NA | NA | 7.5 | 460 | 30 | Electric | 3 | NA | NA | \Classifications\Building System Class\D30-HVAC Systems\D3040 - Distribution SYS\Supply/Exhaust/Return fans- FAN | 1021855
39-F1 | 39-F1 Stockton Courthouse | 39-F1-D3042-220-EFN03 | Atrium Exhaust Fan 0503 | Cook | 078SF89636-01/0000703 | 480 TUSC Triton 48TU8SC | OM00045245 |  | Floor 5 Roof area | DNA | NA | NA | 7.5 | 460 | 30 | Electric | 3 | NA | NA | \Classifications\Building System Class\D30-HVAC Systems\D3040 - Distribution SYS\Supply/Exhaust/Return fans- FAN | 1021856
39-F1 | 39-F1 Stockton Courthouse | 39-F1-C1020-110-FRD01 | 2nd Floor Escalator Fire Curtain | Won-Dor Corp. | NA | NA | OM00045164 |  | 2nd. Flr. Escalator | NA | NA | NA | NA | NA | NA | NA | NA | NA | NA | \Classifications\Building System Class\C10-General Building Interior\C1020 - Fire Doors\Fire Doors - FRD | 1021857
39-F1 | 39-F1 Stockton Courthouse | 39-F1-C1020-110-FRD03 | 3rd Floor Escalator Fire Curtain | Won-Dor Corp. | NA | NA | OM00045162 |  | Floor 3 Escalators | NA | NA | NA | NA | NA | NA | NA | NA | NA | NA | \Classifications\Building System Class\C10-General Building Interior\C1020 - Fire Doors\Fire Doors - FRD | 1021859
39-F1 | 39-F1 Stockton Courthouse | 39-F1-C1020-110-FRD04 | 3rd Floor Elevator Lobby Area Double Fire Curtains | Won-Dor Corp. | NA | NA | OM00045161 |  | Floor 3 Elevator Lobby Area | NA | NA | NA | NA | NA | NA | NA | NA | NA | NA | \Classifications\Building System Class\C10-General Building Interior\C1020 - Fire Doors\Fire Doors - FRD | 1021860
39-F1 | 39-F1 Stockton Courthouse | 39-F1-C1020-110-FRD06 | 5th Floor Elevator Lobby Area Double Fire Curtains | Won-Dor Corp. | NA | NA | OM00045159 |  | Floor 5 Elevator Lobby Area | NA | NA | NA | NA | NA | NA | NA | NA | NA | NA | \Classifications\Building System Class\C10-General Building Interior\C1020 - Fire Doors\Fire Doors - FRD | 1021862
39-F1 | 39-F1 Stockton Courthouse | 39-F1-C1020-110-FRD08 | 7th Floor Elevator Lobby Area Double Fire Curtains | Won-Dor Corp. | NA | NA | OM00045160 |  | Floor 7 Elevator Lobby Area | NA | NA | NA | NA | NA | NA | NA | NA | NA | NA | \Classifications\Building System Class\C10-General Building Interior\C1020 - Fire Doors\Fire Doors - FRD | 1021864
39-F1 | 39-F1 Stockton Courthouse | 39-F1-C1020-110-FRD09 | 8th Floor Elevator Lobby Area Double Fire Curtains | Won-Dor Corp. | NA | NA | OM00045156 |  | Floor 8 Elevator Lobby Area | NA | NA | NA | NA | NA | NA | NA | NA | NA | NA | \Classifications\Building System Class\C10-General Building Interior\C1020 - Fire Doors\Fire Doors - FRD | 1021865
39-F1 | 39-F1 Stockton Courthouse | 39-F1-C1020-110-FRD10 | 9th Floor Elevator Lobby Area Double Fire Curtains | Won-Dor Corp. | NA | NA | OM00045155 |  | Floor 9 Elevator Lobby Area | NA | NA | NA | NA | NA | NA | NA | NA | NA | NA | \Classifications\Building System Class\C10-General Building Interior\C1020 - Fire Doors\Fire Doors - FRD | 1021867
39-F1 | 39-F1 Stockton Courthouse | 39-F1-C1020-110-FRD11 | 10th Floor Elevator Lobby Area Double Fire Curtains | Won-Dor Corp. | NA | NA | OM00045154 |  | Floor 10 Elevator Lobby Area | NA | NA | NA | NA | NA | NA | NA | NA | NA | NA | \Classifications\Building System Class\C10-General Building Interior\C1020 - Fire Doors\Fire Doors - FRD | 1021866
39-F1 | 39-F1 Stockton Courthouse | 39-F1-C1020-110-FRD13 | 12th Floor Elevator Lobby Area Double Fire Doors | Won-Dor Corp. | NA | NA | OM00045151 |  | Floor 12 Elevator Lobby Area | NA | NA | NA | NA | NA | NA | NA | NA | NA | NA | \Classifications\Building System Class\C10-General Building Interior\C1020 - Fire Doors\Fire Doors - FRD | 1021869
39-F1 | 39-F1 Stockton Courthouse | 39-F1-D2023-100-BFP03 | Backflow Preventor BFP 03 | Zurn/Wilkins | B018154 | 375 XL RP | OM00045219 |  | First Floor Boiler Room - USE CALIFORNIA WATER SERVICE FORM | NA | NA | NA | NA | NA | NA | NA | NA | NA | NA | \Classifications\Building System Class\D20-Plumbing\D2020 - Domestic Water\Backflow Preventer - BFP | 1021877
39-F1 | 39-F1 Stockton Courthouse | 39-F1-D2023-310-HWP01 | CRP-1 Circulating Water Pump | Baldor-Reliance | W1502041895 | 84Z04050 | OM00045326 |  | Basement 2 Hot Water Heater Room | NA | NA | NA | 1 | 230/460 | 2.8/1.4 | Electric | 3 | NA | NA | \Classifications\Building System Class\D20-Plumbing\D2020 - Domestic Water\Domestic Hot Water Circulating Pump - HWP | 1021880
39-F1 | 39-F1 Stockton Courthouse | 39-F1-D2023-310-HWP03 | CRP-3 Circulating Water Pump | Baldor-Reliance | W1411172785 | 84Z04051 | OM00045324 |  | Basement 2 Hot Water Heater Room | NA | NA | NA | 1 | 230/460 | 4.0/2.0 | Electric | 3 | NA | NA | \Classifications\Building System Class\D20-Plumbing\D2020 - Domestic Water\Domestic Hot Water Circulating Pump - HWP | 1021882
39-F1 | 39-F1 Stockton Courthouse | 39-F1-D2022-260-HWG02 | GWH #2 - Domestic Water Heater | Conquest | 118086A | 40L 130A - GCL | OM00045322 |  | Basement 2 Hot Water Heater Room | NA | NA | NA | NA | 120 | 6.6 | Natural Gas | 1 | 399000 | NA | \Classifications\Building System Class\D20-Plumbing\D2020 - Domestic Water\Domestic Water Heater, Gas - HWG | 1021884
39-F1 | 39-F1 Stockton Courthouse | 39-F1-B2034-400-DOH01 | Roll up door for Electrical Room | Mckeon Door | FS000-05011EPL000403 | FS-51EP | OM00045291 |  | Floor 1 Electrical room door | NA | NA | NA | NA | NA | NA | NA | NA | NA | NA | \Classifications\Building System Class\B20-General Building Exterior\B2030 - Exterior Doors\Door,Overhead-Shutter,Manual,Elec,Roll-up - DOH | 1021888
39-F1 | 39-F1 Stockton Courthouse | 39-F1-D3021-130-BLR02 | Boiler #2 | AERCO | G14-2742 | BenchMark 2000 | OM00045222 |  | First Floor Boiler Room | NA | NA | NA | 2 | 115 | 15 | Natural Gas | 1 | 2000000 | 1880000 | \Classifications\Building System Class\D30-HVAC Systems\D3020 - Heat SYS\Boiler,Hot Water,Oil/Gas/Comb. - BLR | 1021890
39-F1 | 39-F1 Stockton Courthouse | 39-F1-D3021-130-BLR04 | Boiler #4 | AERCO | G14-2741 | BenchMark 2000 | OM00045220 |  | First Floor Boiler Room | NA | NA | NA | 2 | 115 | 15 | Natural Gas | 1 | 2000000 | 1880000 | \Classifications\Building System Class\D30-HVAC Systems\D3020 - Heat SYS\Boiler,Hot Water,Oil/Gas/Comb. - BLR | 1021892
39-F1 | 39-F1 Stockton Courthouse | 39-F1-D3030-100-TSP01 | Glycol System Pump | Baldor-Reliance | 34C62 | CL3504 | OM00045184 |  | Basement 2 Chiller Room | NA | NA | NA | 0.5 | 115/230 | 7.4/3.7 | NA | 3 | NA | NA | \Classifications\Building System Class\D30-HVAC Systems\D3030 - Cooling SYS\Thermal Storage Pump - TSP | 1021893
39-F1 | 39-F1 Stockton Courthouse | 39-F1-D3030-110-CTW01 | Cooling Tower 1 | Baltimore Aircoil Company | U14850480601014 | PT2-101 2A-3 M/WOS | OM00045136 |  | Roof Cooling Tower Area | (4) B136 each | NA | NA | NA | NA | NA | NA | NA | NA | NA | \Classifications\Building System Class\D30-HVAC Systems\D3030 - Cooling SYS\Cooling Tower - CTW | 1021894
39-F1 | 39-F1 Stockton Courthouse | 39-F1-D3030-160-ECW01 | Evaporative Cooler EC-0201 | Alliance Air Products | 2029-EC0201 | 4SB-FF-DE-PF | OM00045297 |  | Floor 2, Generator roof | Direct Drive | (4) 24x24x2, (4) 24x24x12 | NA | 7.5 | 460 | 18/25 | Electric | 3 | NA | NA | \Classifications\Building System Class\D30-HVAC Systems\D3030 - Cooling SYS\Evaporative Cooler - ECW | 1021896
39-F1 | 39-F1 Stockton Courthouse | 39-F1-D2090-230-WIP01 | Water Treatment Feed Pumps | Pro Minent | 2016131662 | BT4B1604NPB2000UD010000 | OM00045328 |  | Basement 2 Under Stairwell | NA | NA | NA | DNA | 115 | 0.65 | Electric | 1 | NA | NA | \Classifications\Building System Class\D20-Plumbing\D2090 - Other Plumbing SYS\Water Treatment Inhibitor Pump - WIP | 1021898
39-F1 | 39-F1 Stockton Courthouse | 39-F1-D3031-100-PCH01 | HTCHWP 1 | Bell & Gosset | PH014592-A | 3EB 10.125SSF | OM00045217 |  | First Floor Boiler Room | NA | NA | NA | 15 | 460 | 17.7 | Electric | 3 | NA | NA | \Classifications\Building System Class\D30-HVAC Systems\D3030 - Cooling SYS\Chilled Water Pump - PCH | 1021900
39-F1 | 39-F1 Stockton Courthouse | 39-F1-D3031-100-PCH03 | WP-3 | Bell & Gosset | PH014591-A | 38P8.875SSF | OM00045174 |  | Basement 2 Chiller Room | NA | NA | NA | 1.5 | 230/460 | 35.4-17.7 | Electric | 3 | NA | NA | \Classifications\Building System Class\D30-HVAC Systems\D3030 - Cooling SYS\Chilled Water Pump - PCH | 1021903
39-F1 | 39-F1 Stockton Courthouse | 39-F1-D3031-100-PCH05 | CHWP-1 | Bell & Gosset | PH014593-A | 4GC 11.5 SSF | OM00045176 |  | Basement 2 Chiller Room | NA | NA | NA | 30 | 230/460 | 70/35 | Electric | 3 | NA | NA | \Classifications\Building System Class\D30-HVAC Systems\D3030 - Cooling SYS\Chilled Water Pump - PCH | 1021904
39-F1 | 39-F1 Stockton Courthouse | 39-F1-D3031-100-PCH07 | CWP-1 | Bell & Gosset | PH014595-B | 6BD 8.625 SSF | OM00045181 |  | Basement 2 Chiller Room | NA | NA | NA | 30 | 230/460 | 70/35 | Electric | 3 | NA | NA | \Classifications\Building System Class\D30-HVAC Systems\D3030 - Cooling SYS\Chilled Water Pump - PCH | 1021906
39-F1 | 39-F1 Stockton Courthouse | 39-F1-D3031-100-PCH09 | CHWP - 3 (E1510) | Bell & Gosset | PH014594 - A | 5GB-10.75 SSF | OM00045183 |  | Basement 2 Chiller Room | NA | NA | NA | 30 | 460 | 35 | Electric | 3 | NA | NA | \Classifications\Building System Class\D30-HVAC Systems\D3030 - Cooling SYS\Chilled Water Pump - PCH | 1021908
39-F1 | 39-F1 Stockton Courthouse | 39-F1-D3031-100-PCH10 | CHWP - 4 (E1510) | Bell & Gosset | PH014594 - B | 5GB-10.75 SSF | OM00045182 |  | Basement 2 Chiller Room | NA | NA | NA | 30 | 460 | 35 | Electric | 3 | NA | NA | \Classifications\Building System Class\D30-HVAC Systems\D3030 - Cooling SYS\Chilled Water Pump - PCH | 1021909
39-F1 | 39-F1 Stockton Courthouse | 39-F1-D3040-120-FCU01 | Fan Coil Unit 1405 | Daikin | AUBU153100628 | E023541704200 Rev 0B | OM00045302 |  | Roof County radio equipment room | Direct Drive | 103/4"x36 3/8"x1" | NA | 0.083333333 | 208-230 | 0.6 | Electric | 1 | NA | NA | \Classifications\Building System Class\D30-HVAC Systems\D3040 - Distribution SYS\Fan Coil Unit - FCU | 1021912
39-F1 | 39-F1 Stockton Courthouse | 39-F1-D3040-120-FCU05 | Fan Coil Unit 0103 | Daikin | DNA | DNA | OM00045238 |  | First Floor MPOE/Telecom Room | Direct Drive | DNA | NA | DNA | DNA | DNA | DNA | DNA | NA | NA | \Classifications\Building System Class\D30-HVAC Systems\D3040 - Distribution SYS\Fan Coil Unit - FCU | 1021916
39-F1 | 39-F1 Stockton Courthouse | 39-F1-D3040-120-FCU08 | Fan Coil Unit 1406 | Daikin | SLPU163000740 | E025572400200 Rev0AB | OM00045301 |  | Roof courthouse radio equipment room | Direct Drive | (?) 103/4"x36 3/8"x1" | NA | 0.083333333 | 208-230 | 0.6 | Electric | 1 | NA | NA | \Classifications\Building System Class\D30-HVAC Systems\D3040 - Distribution SYS\Fan Coil Unit - FCU | 1021919
39-F1 | 39-F1 Stockton Courthouse | 39-F1-D3040-120-FCU10 | Fan Coil Unit 0202 | Daikin | DNA | DNA | OM00045287 |  | Floor 2 Electrical Room by ELE 11 | Direct Drive | DNA | NA | DNA | DNA | DNA | DNA | DNA | NA | NA | \Classifications\Building System Class\D30-HVAC Systems\D3040 - Distribution SYS\Fan Coil Unit - FCU | 1021921
39-F1 | 39-F1 Stockton Courthouse | 39-F1-D3040-120-FCU15 | Fan Coil Unit 0303 | Daikin | DNA | DNA | OM00045242 |  | Floor 3 IDF Room by public elevators | Direct Drive | DNA | NA | DNA | DNA | DNA | DNA | DNA | NA | NA | \Classifications\Building System Class\D30-HVAC Systems\D3040 - Distribution SYS\Fan Coil Unit - FCU | 1021926
39-F1 | 39-F1 Stockton Courthouse | 39-F1-D3040-120-FCU16 | Fan Coil Unit 0401 | Daikin | DNA | DNA | OM00045274 |  | Floor 4 Electrical Room by ELE's 7/8 | Direct Drive | DNA | NA | DNA | DNA | DNA | DNA | DNA | NA | NA | \Classifications\Building System Class\D30-HVAC Systems\D3040 - Distribution SYS\Fan Coil Unit - FCU | 1021927
39-F1 | 39-F1 Stockton Courthouse | 39-F1-D3040-120-FCU17 | Fan Coil Unit 0402 | Daikin | DNA | DNA | OM00045269 |  | Floor 4 Electrical Room by ELE 11 | Direct Drive | DNA | NA | DNA | DNA | DNA | DNA | DNA | NA | NA | \Classifications\Building System Class\D30-HVAC Systems\D3040 - Distribution SYS\Fan Coil Unit - FCU | 1021928
39-F1 | 39-F1 Stockton Courthouse | 39-F1-D3040-120-FCU18 | Fan Coil Unit 0403 | Daikin | DNA | DNA | OM00045243 |  | Floor 4 IDF Room by public elevators | Direct Drive | DNA | NA | DNA | DNA | DNA | DNA | DNA | NA | NA | \Classifications\Building System Class\D30-HVAC Systems\D3040 - Distribution SYS\Fan Coil Unit - FCU | 1021929
39-F1 | 39-F1 Stockton Courthouse | 39-F1-D3040-120-FCU19 | Fan Coil Unit 0501 | Daikin | DNA | DNA | OM00045244 |  | Floor 5 IDF Room by public elevators | Direct Drive | DNA | NA | DNA | DNA | DNA | DNA | DNA | NA | NA | \Classifications\Building System Class\D30-HVAC Systems\D3040 - Distribution SYS\Fan Coil Unit - FCU | 1021930
39-F1 | 39-F1 Stockton Courthouse | 39-F1-D3040-120-FCU20 | Fan Coil Unit 0601 | Daikin | DNA | DNA | OM00045268 |  | Floor 6 Electrical Room by ELE's7/8 | Direct Drive | DNA | NA | DNA | DNA | DNA | DNA | DNA | NA | NA | \Classifications\Building System Class\D30-HVAC Systems\D3040 - Distribution SYS\Fan Coil Unit - FCU | 1021931
39-F1 | 39-F1 Stockton Courthouse | 39-F1-D3040-120-FCU21 | Fan Coil Unit 0602 | Daikin | DNA | DNA | OM00045267 |  | Floor 6 Electrical Room by ELE 11 | Direct Drive | DNA | NA | DNA | DNA | DNA | DNA | DNA | NA | NA | \Classifications\Building System Class\D30-HVAC Systems\D3040 - Distribution SYS\Fan Coil Unit - FCU | 1021932
39-F1 | 39-F1 Stockton Courthouse | 39-F1-D3040-120-FCU25 | Fan Coil Unit 0703 | Daikin | DNA | DNA | OM00045249 |  | Floor 7 IDF Room by public elevators | Direct Drive | DNA | NA | DNA | DNA | DNA | DNA | DNA | NA | NA | \Classifications\Building System Class\D30-HVAC Systems\D3040 - Distribution SYS\Fan Coil Unit - FCU | 1021936
39-F1 | 39-F1 Stockton Courthouse | 39-F1-D3040-120-FCU26 | Fan Coil Unit 0801 | Daikin | DNA | DNA | OM00045264 |  | Floor 8 Electrical Room by ELE's 7/8 | Direct Drive | DNA | NA | DNA | DNA | DNA | DNA | DNA | NA | NA | \Classifications\Building System Class\D30-HVAC Systems\D3040 - Distribution SYS\Fan Coil Unit - FCU | 1021937
39-F1 | 39-F1 Stockton Courthouse | 39-F1-D3040-120-FCU27 | Fan Coil Unit 0802 | Daikin | DNA | DNA | OM00045263 |  | Floor 8 Electrical Room by ELE 11 | Direct Drive | DNA | NA | DNA | DNA | DNA | DNA | DNA | NA | NA | \Classifications\Building System Class\D30-HVAC Systems\D3040 - Distribution SYS\Fan Coil Unit - FCU | 1021938
39-F1 | 39-F1 Stockton Courthouse | 39-F1-D3040-120-FCU28 | Fan Coil Unit 0803 | Daikin | DNA | DNA | OM00045250 |  | Floor 8 IDF Room by public elevators | Direct Drive | DNA | NA | DNA | DNA | DNA | DNA | DNA | NA | NA | \Classifications\Building System Class\D30-HVAC Systems\D3040 - Distribution SYS\Fan Coil Unit - FCU | 1021939
39-F1 | 39-F1 Stockton Courthouse | 39-F1-D3040-120-FCU29 | Fan Coil Unit 0901 | Daikin | DNA | DNA | OM00045261 |  | Floor 9 Electrical Room by ELE's 7/8 | Direct Drive | DNA | NA | DNA | DNA | DNA | DNA | DNA | NA | NA | \Classifications\Building System Class\D30-HVAC Systems\D3040 - Distribution SYS\Fan Coil Unit - FCU | 1021940
39-F1 | 39-F1 Stockton Courthouse | 39-F1-D3040-120-FCU31 | Fan Coil Unit 0903 | Daikin | DNA | DNA | OM00045251 |  | Floor 9 IDF Room by public elevators | Direct Drive | DNA | NA | DNA | DNA | DNA | DNA | DNA | NA | NA | \Classifications\Building System Class\D30-HVAC Systems\D3040 - Distribution SYS\Fan Coil Unit - FCU | 1021942
39-F1 | 39-F1 Stockton Courthouse | 39-F1-D3040-120-FCU38 | Fan Coil Unit 1201 | Daikin | DNA | DNA | OM00045258 |  | Floor 12 Electrical Room by ELE's 7/8 | Direct Drive | DNA | NA | DNA | DNA | DNA | DNA | DNA | NA | NA | \Classifications\Building System Class\D30-HVAC Systems\D3040 - Distribution SYS\Fan Coil Unit - FCU | 1021943
39-F1 | 39-F1 Stockton Courthouse | 39-F1-D3040-120-FCU39 | Fan Coil Unit 1202 | Daikin | DNA | DNA | OM00045257 |  | Floor 12 Electrical Room by ELE 11 | Direct Drive | DNA | NA | DNA | DNA | DNA | DNA | DNA | NA | NA | \Classifications\Building System Class\D30-HVAC Systems\D3040 - Distribution SYS\Fan Coil Unit - FCU | 1021944
39-F1 | 39-F1 Stockton Courthouse | 39-F1-D3040-120-FCU44 | Fan Coil Unit B101 | Daikin | DNA | DNA | OM00045211 |  | Basement 1 IDF Room Attorney Interview area | Direct Drive | DNA | NA | DNA | DNA | DNA | DNA | DNA | NA | NA | \Classifications\Building System Class\D30-HVAC Systems\D3040 - Distribution SYS\Fan Coil Unit - FCU | 1021949
39-F1 | 39-F1 Stockton Courthouse | 39-F1-D3041-110-AHU03 | Air Handling Unit AHU-0101 | Alliance Air Products | 2029 AHU 010 | 4SB-33.25-EC-FF-CW-AS-PF | OM00045215 |  | Floor 1 Boiler Room | NA | Pre-Filters: MFG American Air Filter, Model OerfectPLeat SC M8, MERV 8. QTY four (4) 24"X24"X2" and QTY Three (3) 20"X24"X2". Final Filters Final Filters: MFG American Air Filter, Model Vericel RF DH, MERV 14. QTY Four (4) 24"X24"X12" and Qty Three (3) 20"X24"X12". | NA | 25HP | 460 | DNA | Electric | 3 | NA | NA | \Classifications\Building System Class\D30-HVAC Systems\D3040 - Distribution SYS\Air Handling Unit - AHU | 1021952
39-F1 | 39-F1 Stockton Courthouse | 39-F1-D3041-110-AHU04 | Air Handling Unit AHU-0301 | Alliance Air Products | 2029 AHU 0301 | 4SB-10.5-AS-PF-EC-FF-HW-CW-PF | OM00045199 |  | 3rd Flr. North Air Handler Rm. | NA | (2) 24x24x2, (2) 24x12x2, (2) 24x24x12, (2) 24x12x12 | NA | 10HP - Supply Fan, 1Hp - Return Fan | 460 | 11.6 | Electric | 3 | NA | NA | \Classifications\Building System Class\D30-HVAC Systems\D3040 - Distribution SYS\Air Handling Unit - AHU | 1021953
39-F1 | 39-F1 Stockton Courthouse | 39-F1-D3041-110-AHU07 | Air Handling Unit AHU-0304 | Alliance Air Products | 2029 AHU 0304 | 4SB-16-PF-EC-FF-HW-CW-PF | OM00045213 |  | 3rd Flr. South Air Handler Rm. | NA | (4) 24x24x2, (2) 24x12x2, (4) 24x24x12, (2) 24x12x12 | NA | 10HP - Supply Fan, 5Hp - Return Fan | 460 | 12.2 | Electric | 3 | NA | NA | \Classifications\Building System Class\D30-HVAC Systems\D3040 - Distribution SYS\Air Handling Unit - AHU | 1021956
39-F1 | 39-F1 Stockton Courthouse | 39-F1-D3041-110-AHU08 | Air Handling Unit AHU-0401 | Alliance Air Products | 2029 AHU 0401 | 4SB-12.33-PF-EC-FF-HW-CW-PF | OM00045198 |  | 4th Flr. North Air Handler Rm. | NA | (4) 24x24x2, (4) 24x24x12 | NA | 10HP - Supply Fan, 7.5Hp - Return Fan | 460 | 14.4 | Electric | 3 | NA | NA | \Classifications\Building System Class\D30-HVAC Systems\D3040 - Distribution SYS\Air Handling Unit - AHU | 1021957
39-F1 | 39-F1 Stockton Courthouse | 39-F1-D3041-110-AHU09 | Air Handling Unit AHU-0402 | Alliance Air Products | 2029 AHU 0402 | 4SB-15-PF-EC-FF-CW-FF | OM00045197 |  | 4th Flr. South Air Handler Rm. | NA | (4) 24x24x2, (4) 24x24x12 | NA | 10HP - Supply Fan, 7.5Hp - Return Fan | 460 | 14.4 | Electric | 3 | NA | NA | \Classifications\Building System Class\D30-HVAC Systems\D3040 - Distribution SYS\Air Handling Unit - AHU | 1021958
39-F1 | 39-F1 Stockton Courthouse | 39-F1-D3041-110-AHU11 | Air Handling Unit AHU-0404 | Alliance Air Products | 2029 AHU 0404 | 4SB-13.6-PF-EC-FF-CW-PF | OM00045273 |  | 4th Flr Center Mechanical Room | NA | (6) 24x24x2, (6) 24x12x2, (3)24x24x12, (3) 24x12x12 | NA | 10HP - Supply Fan, 10 HP Return Fan | 460 | DNA | Electric | 3 | NA | NA | \Classifications\Building System Class\D30-HVAC Systems\D3040 - Distribution SYS\Air Handling Unit - AHU | 1021960
39-F1 | 39-F1 Stockton Courthouse | 39-F1-D3041-110-AHU12 | Air Handling Unit AHU-0405 | Alliance Air Products | 2029 AHU 0405 | 4SB-5.0-MB-FF-CW-PF | OM00045272 |  | 4th Flr. Center Mechanical Room | NA | (1) 24x24x2, (1) 24x12x2, (1)24x24x12, (1) 24x12x12 | NA | 5 HP - Supply Fan | 460 | DNA | Electric | 3 | NA | NA | \Classifications\Building System Class\D30-HVAC Systems\D3040 - Distribution SYS\Air Handling Unit - AHU | 1021961
39-F1 | 39-F1 Stockton Courthouse | 39-F1-D3041-110-AHU13 | Air Handling Unit AHU-0501 | Alliance Air Products | 2029 AHU 0501 | 4SB-15.5-PP-EC-FF-HW-CW-PF | OM00045195 |  | 5th Flr. South Air Handler Rm. | NA | (4) 24x24x2, (4) 24x24x12 | NA | 10HP - Supply Fan 7.5HP Return Fan | 460 | 12.2 | Electric | 3 | NA | NA | \Classifications\Building System Class\D30-HVAC Systems\D3040 - Distribution SYS\Air Handling Unit - AHU | 1021962
39-F1 | 39-F1 Stockton Courthouse | 39-F1-D3041-110-AHU14 | Air Handling Unit AHU-0502 | Alliance Air Products | 2029 AHU 0502 | 4SB-14.4-PF-EC-FF-CW-PF | OM00045196 |  | 5th Flr. North Air Handler Rm. | NA | (4) 24x24x2, (4) 24x24x12 | NA | 10HP - Supply Fan 7.5HP Return Fan | 460 | 12.2 | Electric | 3 | NA | NA | \Classifications\Building System Class\D30-HVAC Systems\D3040 - Distribution SYS\Air Handling Unit - AHU | 1021963
39-F1 | 39-F1 Stockton Courthouse | 39-F1-D3041-110-AHU15 | Air Handling Unit AHU-0601 | Alliance Air Products | 2029 AHU 0601 | 4SB-14.4-PF-EC-FF-CW-PF | OM00045194 |  | 6th Flr. South Air Handler Rm. | NA | (4) 24x24x2, (4) 24x24x12 | NA | 10HP - Supply Fan 7.5HP Return Fan | 460 | 12.2 | Electric | 3 | NA | NA | \Classifications\Building System Class\D30-HVAC Systems\D3040 - Distribution SYS\Air Handling Unit - AHU | 1021964
39-F1 | 39-F1 Stockton Courthouse | 39-F1-D3041-110-AHU16 | Air Handling Unit AHU-0602 | Alliance Air Products | 2029 AHU 0602 | 4SB-15-PF-EC-FF-CW-PF | OM00045193 |  | 6th Flr. North Air Handler Rm. | NA | (4) 24x24x2, (4) 24x24x12 | NA | 10HP - Supply Fan 7.5HP Return Fan | 460 | 12.2 | Electric | 3 | NA | NA | \Classifications\Building System Class\D30-HVAC Systems\D3040 - Distribution SYS\Air Handling Unit - AHU | 1021966
39-F1 | 39-F1 Stockton Courthouse | 39-F1-D3041-110-AHU18 | Air Handling Unit AHU-0702 | Alliance Air Products | 2029 AHU 0702 | 4SB-14.3-PF-EC-FF-CW-PF | OM00045192 |  | 7 th Flr. North Air Handler Room | NA | (4) 24x24x2, (4) 24x24x12 | NA | 10HP - Supply Fan 7.5HP Return Fan | 460 | 12.2 | Electric | 3 | NA | NA | \Classifications\Building System Class\D30-HVAC Systems\D3040 - Distribution SYS\Air Handling Unit - AHU | 1021968
39-F1 | 39-F1 Stockton Courthouse | 39-F1-D3041-110-AHU19 | Air Handling Unit AHU-0801 | Alliance Air Products | 2029 AHU 0801 | 4SB-15.5-PF-EC-FF-CW-PF | OM00045190 |  | 8 th Flr. North Air Handler Room | NA | (4) 24x24x2, (4) 24x24x12 | NA | 10HP - Supply Fan 7.5HP Return Fan | 460 | 12.2 | Electric | 3 | NA | NA | \Classifications\Building System Class\D30-HVAC Systems\D3040 - Distribution SYS\Air Handling Unit - AHU | 1021967
39-F1 | 39-F1 Stockton Courthouse | 39-F1-D3041-110-AHU20 | Air Handling Unit AHU-0802 | Alliance Air Products | 2029 AHU 0802 | 4SB-14-37-PF-EC-FF-CW-PF | OM00045189 |  | 8 th Flr. South Air Handler Room | NA | (4) 24x24x2, (4) 24x24x12 | NA | 10HP - Supply Fan 7.5HP Return Fan | 460 | 12.2 | Electric | 3 | NA | NA | \Classifications\Building System Class\D30-HVAC Systems\D3040 - Distribution SYS\Air Handling Unit - AHU | 1021969
39-F1 | 39-F1 Stockton Courthouse | 39-F1-D3041-110-AHU21 | Air Handling Unit AHU-0901 | Alliance Air Products | 2029 AHU 0901 | 4SB-16-PF-EC-FF-CW-PF | OM00045343 |  | 9 th Flr. North Air Handler Room | NA | (4) 24x24x2, (4) 24x24x12 | NA | 10HP - Supply Fan 7.5HP Return Fan | 460 | 12.2 | Electric | 3 | NA | NA | \Classifications\Building System Class\D30-HVAC Systems\D3040 - Distribution SYS\Air Handling Unit - AHU | 1021970
39-F1 | 39-F1 Stockton Courthouse | 39-F1-D3041-110-AHU23 | Air Handling Unit AHU-1001 | Alliance Air Products | 2029 AHU 1001 | 4SB-16-PF-CE-FF-CL-FF | OM00045342 |  | 10 th Flr. North Air Handler Room | NA | (4) 24x24x2, (4) 24x24x12 | NA | 10HP - Supply Fan 7.5HP Return Fan | 460 | 12.2 | Electric | 3 | NA | NA | \Classifications\Building System Class\D30-HVAC Systems\D3040 - Distribution SYS\Air Handling Unit - AHU | 1021972
39-F1 | 39-F1 Stockton Courthouse | 39-F1-D3041-110-AHU24 | Air Handling Unit AHU-1002 | Alliance Air Products | 2029 AHU 1002 | 1404-2029 | OM00045341 |  | 10 th Flr. South Air Handler Room | NA | (4) 24x24x2, (4) 24x24x12 | NA | 10HP - Supply Fan 7.5HP Return Fan | 460 | 12.2 | Electric | 3 | NA | NA | \Classifications\Building System Class\D30-HVAC Systems\D3040 - Distribution SYS\Air Handling Unit - AHU | 1021974
39-F1 | 39-F1 Stockton Courthouse | 39-F1-D3041-110-AHU28 | Air Handling Unit AHU-1402 | Alliance Air Products | 2029 AHU 1402 | 4SB-10.75-AS FF-HW-CW-PF | OM00045126 |  | Roof Penthouse -Level 3-11 Holding Area North | NA | (3) 12x24x2, (6) 20x24x2, (3) 12x24x12, (6) 20x24x12 | NA | 15HP - Supply Fan 5HP Return Fan | 460 | 9 | Electric | 3 | NA | NA | \Classifications\Building System Class\D30-HVAC Systems\D3040 - Distribution SYS\Air Handling Unit - AHU | 1021975
39-F1 | 39-F1 Stockton Courthouse | 39-F1-D3041-110-AHU30 | Air Handling Unit AHU-1404 | Alliance Air Products | 2029 AHU 1404 | 4SB-24.6-PF-EC-FF-HW-CW-PF | OM00045123 |  | Roof Penthouse | NA | (2) 24x24x2, (2) 24x12x2, (2) 24x24x12, (2) 24x12x12 | NA | 7.5HP - Supply Fan | 460 | 9 | Electric | 3 | NA | NA | \Classifications\Building System Class\D30-HVAC Systems\D3040 - Distribution SYS\Air Handling Unit - AHU | 1021977
39-F1 | 39-F1 Stockton Courthouse | 39-F1-D3041-110-AHU31 | Air Handling Unit AHU-1405 | Alliance Air Products | 2029 AHU 1405 | 4SB-8.5-AS-FF-HW-CW-RF | OM00045134 |  | Roof Cooling Tower Area Level 3-10 Holding Area South | NA | (2) 24x24x2, (2) 24x24x12 | NA | 7.5 | 460 | 9 | NA | 3 | NA | NA | \Classifications\Building System Class\D30-HVAC Systems\D3040 - Distribution SYS\Air Handling Unit - AHU | 1021978
39-F1 | 39-F1 Stockton Courthouse | 39-F1-D2023-100-BFP01 | Backflow Preventor BFP 01 | Zurn / Wilkins | A231710 | 375 RP - 175 psig / 180ﾰ F | OM00034248 |  | Basement 2 Sewage Room - USE CALIFORNIA WATER SERVICE FORM | NA | NA | NA | NA | NA | NA | NA | NA | NA | NA | \Classifications\Building System Class\D20-Plumbing\D2020 - Domestic Water\Backflow Preventer - BFP | 1021874
39-F1 | 39-F1 Stockton Courthouse | 39-F1-D2023-100-BFP04 | Backflow Preventor BFP 04 | Zurn/Wilkins | A422483 | 3/4" 375 RP | OM00045210 |  | Floor 1 Vestibule 01811 Main IDF Room entrance - USE CALIFORNIA WATER SERVICE FORM | NA | NA | NA | NA | NA | NA | NA | NA | NA | NA | \Classifications\Building System Class\D20-Plumbing\D2020 - Domestic Water\Backflow Preventer - BFP | 1021876
39-F1 | 39-F1 Stockton Courthouse | 39-F1-D2023-100-BFP05 | Backflow Preventor BFP 05 (Evap Cooler Supply) | Zurn/Wilkins | A422489 | 3/4" 375 XL BP | OM00045298 |  | Floor 2 (roof) in Evaporative Cooler Pit - USE CALIFORNIA WATER SERVICE FORM | NA | NA | NA | NA | NA | NA | NA | NA | NA | NA | \Classifications\Building System Class\D20-Plumbing\D2020 - Domestic Water\Backflow Preventer - BFP | 1021878
39-F1 | 39-F1 Stockton Courthouse | 39-F1-D2023-100-BFP10 | Landscape Backflow Preventor BFP10 | Zurn | 4337133 | 975XL2 | OM00045439 |  | Grounds South East back of building - USE CALIFORNIA WATER SERVICE FORM | NA | NA | NA | NA | NA | NA | NA | NA | NA | NA | \Classifications\Building System Class\D20-Plumbing\D2020 - Domestic Water\Backflow Preventer - BFP | 1021879
39-F1 | 39-F1 Stockton Courthouse | 39-F1-D2023-310-HWP02 | CRP-2 Circulating Water Pump | Baldor-Reliance | W1501221305 | 84Z04050 | OM00045325 |  | Basement 2 Hot Water Heater Room | NA | NA | NA | 1 | 230/460 | 2.8/1.4 | Electric | 3 | NA | NA | \Classifications\Building System Class\D20-Plumbing\D2020 - Domestic Water\Domestic Hot Water Circulating Pump - HWP | 1021881
39-F1 | 39-F1 Stockton Courthouse | 39-F1-D2022-260-HWG01 | GWH #1 - Domestic Water Heater | Conquest | 117870A | 60L 130A - GCML | OM00045321 |  | Basement 2 Hot Water Heater Room | NA | NA | NA | NA | 120 | 6.6 | Natural Gas | 1 | 600000 | NA | \Classifications\Building System Class\D20-Plumbing\D2020 - Domestic Water\Domestic Water Heater, Gas - HWG | 1021883
39-F1 | 39-F1 Stockton Courthouse | 39-F1-D2022-260-HWG03 | GWH #3 - Domestic Water Heater | Conquest | 138866 | 30L 100A - GCL | OM00045323 |  | Basement 2 Hot Water Heater Room | NA | NA | NA | NA | 120 | 3.5 | Natural Gas | 1 | 300000 | NA | \Classifications\Building System Class\D20-Plumbing\D2020 - Domestic Water\Domestic Water Heater, Gas - HWG | 1021885
39-F1 | 39-F1 Stockton Courthouse | 39-F1-D2030-410-PMS01 | Sewage Ejector Pump | SJE Rhombus | 62645 / X-15040 | 3241W301H5AE6A10E17G19FT | OM00034245 |  | Basement 2 Sewage Room | NA | NA | NA | DNA | 480 | 13.2 | Electric | 3 | NA | NA | \Classifications\Building System Class\D20-Plumbing\D2030 - Sani Waste\Sewage Ejector Pump - PMS | 1021886
39-F1 | 39-F1 Stockton Courthouse | 39-F1-D2030-410-PMS02 | Storm Ejector Pumps | SJE Rhombus | 626233X-15036 | 3241W201H5AE6A10E17G19FT | OM00034246 |  | Basement 2 - Sewage Rm. | NA | NA | NA | #1 #2 | 480 480 | FLA: 2.5-4 Total: 8.6 | Electric | 3 | NA | NA | \Classifications\Building System Class\D20-Plumbing\D2030 - Sani Waste\Sewage Ejector Pump - PMS | 1021887
39-F1 | 39-F1 Stockton Courthouse | 39-F1-D3021-130-BLR01 | Boiler #1 | AERCO | G14-2744 | BenchMark 2000 | OM00045223 |  | First Floor Boiler Room | NA | NA | NA | 2 | 115 | 15 | Natural Gas | 1 | 2000000 | 1880000 | \Classifications\Building System Class\D30-HVAC Systems\D3020 - Heat SYS\Boiler,Hot Water,Oil/Gas/Comb. - BLR | 1021889
39-F1 | 39-F1 Stockton Courthouse | 39-F1-D3021-130-BLR03 | Boiler #3 | AERCO | G14-2743 | BenchMark 2000 | OM00045221 |  | First Floor Boiler Room | NA | NA | NA | 2 | 115 | 15 | Natural Gas | 1 | 2000000 | 1880000 | \Classifications\Building System Class\D30-HVAC Systems\D3020 - Heat SYS\Boiler,Hot Water,Oil/Gas/Comb. - BLR | 1021891
39-F1 | 39-F1 Stockton Courthouse | 39-F1-D3030-110-CTW02 | Cooling Tower 2 | Baltimore Aircoil Company | U1485048060102 | PT2-101 2A-3 M/WOS | OM00045139 |  | Roof Cooling Tower Area | (4) B136 each | NA | NA | NA | NA | NA | NA | NA | NA | NA | \Classifications\Building System Class\D30-HVAC Systems\D3030 - Cooling SYS\Cooling Tower - CTW | 1021895
39-F1 | 39-F1 Stockton Courthouse | 39-F1-D3030-310-CTF01 | Tower Cleaner Pump System | Armstrong | 766965 | 4X3X6W 4280 | OM00045137 |  | Roof Cooling Tower Area | NA | NA | NA | 10 | 480 | 28 | NA | 3 | NA | NA | \Classifications\Building System Class\D30-HVAC Systems\D3030 - Cooling SYS\Cooling Tower Filter - CTF | 1021897
39-F1 | 39-F1 Stockton Courthouse | 39-F1-D2090-230-WIP02 | Water Feature Feed Pump | Pentair | 56PP100TPH302 | WFK-4/011641 | OM00039033 |  | Basement 2 Sewage Room | NA | NA | NA | 1.65 | 208/230 460 | DNA | Electric | 3 | NA | NA | \Classifications\Building System Class\D20-Plumbing\D2090 - Other Plumbing SYS\Water Treatment Inhibitor Pump - WIP | 1021899
39-F1 | 39-F1 Stockton Courthouse | 39-F1-D3031-100-PCH02 | HTCHWP 2 | Bell & Gosset | PH014592-B | 3EB 10.125SSF | OM00045218 |  | First Floor Boiler Room | NA | NA | NA | 15 | 460 | 17.7 | Electric | 3 | NA | NA | \Classifications\Building System Class\D30-HVAC Systems\D3030 - Cooling SYS\Chilled Water Pump - PCH | 1021901
39-F1 | 39-F1 Stockton Courthouse | 39-F1-D3031-100-PCH04 | CWP-4 | Bell & Gosset | PH014591-B | 38P8.875SSF | OM00045175 |  | Basement 2 Chiller Room | NA | NA | NA | 1.5 | 230/460 | 35.4-17.7 | Electric | 3 | NA | NA | \Classifications\Building System Class\D30-HVAC Systems\D3030 - Cooling SYS\Chilled Water Pump - PCH | 1021902
39-F1 | 39-F1 Stockton Courthouse | 39-F1-D3031-100-PCH06 | CHWP-2 | Bell & Gosset | PH014593-B | 4GC 11.5 SSF | OM00045177 |  | Basement 2 Chiller Room | NA | NA | NA | 30 | 230/460 | 70/35 | Electric | 3 | NA | NA | \Classifications\Building System Class\D30-HVAC Systems\D3030 - Cooling SYS\Chilled Water Pump - PCH | 1021905
39-F1 | 39-F1 Stockton Courthouse | 39-F1-D3031-100-PCH08 | CWP-2 | Bell & Gosset | PH014595-A | 6BD 6.625 SSF | OM00045180 |  | Basement 2 Chiller Room | NA | NA | NA | 30 | 230/460 | 70/35 | Electric | 3 | NA | NA | \Classifications\Building System Class\D30-HVAC Systems\D3030 - Cooling SYS\Chilled Water Pump - PCH | 1021907
39-F1 | 39-F1 Stockton Courthouse | 39-F1-D3031-130-CLR01 | Chiller # 1 | Trane | L14M05298 | CVHE050FA5H0PC0252559E7R1G00000003B100DA | OM00045178 |  | Basement 2 Chiller Room | NA | NA | R-123 | NA | 460 | 469 | Electric | 3 | NA | NA | \Classifications\Building System Class\D30-HVAC Systems\D3030 - Cooling SYS\Chiller, Water Cooled - CLR | 1021910
39-F1 | 39-F1 Stockton Courthouse | 39-F1-D3031-130-CLR02 | Chiller # 2 | Trane | U15A00936 | RTHD-UBIF-ABIN-3LAH-B1A2-LAHA-VXQA-EXAB-BOY1-46FC-XT7X-XXXX-DXX | OM00045179 |  | Basement 2 Chiller Room | NA | NA | R-134A | NA | 460 | RLA: 146 | Electric | 3 | NA | NA | \Classifications\Building System Class\D30-HVAC Systems\D3030 - Cooling SYS\Chiller, Water Cooled - CLR | 1021911
39-F1 | 39-F1 Stockton Courthouse | 39-F1-D3040-120-FCU02 | Fan Coil Unit B203 | Daikin | A003038 | FMXQ72MVJU | OM00045308 |  | Basement 2 Fresh Water Booster Pump Room | Direct Drive | DNA | NA | DNA | 208 | 7.6 | Electric | 1 | NA | NA | \Classifications\Building System Class\D30-HVAC Systems\D3040 - Distribution SYS\Fan Coil Unit - FCU | 1021913
39-F1 | 39-F1 Stockton Courthouse | 39-F1-D3040-120-FCU03 | Fan Coil Unit 0101 | Daikin | DNA | DNA | OM00045290 |  | Floor 1 Electrical Room by ELE's 7/8 | Direct Drive | DNA | NA | DNA | DNA | DNA | DNA | DNA | NA | NA | \Classifications\Building System Class\D30-HVAC Systems\D3040 - Distribution SYS\Fan Coil Unit - FCU | 1021914
39-F1 | 39-F1 Stockton Courthouse | 39-F1-D3040-120-FCU04 | Fan Coil Unit 0102 | Daikin | DNA | DNA | OM00045240 |  | Floor 1 Electrical Room by ELE 11 | Direct Drive | DNA | NA | DNA | DNA | DNA | DNA | DNA | NA | NA | \Classifications\Building System Class\D30-HVAC Systems\D3040 - Distribution SYS\Fan Coil Unit - FCU | 1021915
39-F1 | 39-F1 Stockton Courthouse | 39-F1-D3040-120-FCU06 | Fan Coil Unit 0104 | Daikin | DNA | DNA | OM00045289 |  | Floor 1 Electrical Rm 01505 IDF Room by 6-Pack elevators | Direct Drive | DNA | NA | DNA | DNA | DNA | DNA | DNA | NA | NA | \Classifications\Building System Class\D30-HVAC Systems\D3040 - Distribution SYS\Fan Coil Unit - FCU | 1021917
39-F1 | 39-F1 Stockton Courthouse | 39-F1-D3040-120-FCU07 | Fan Coil Unit 0107 | Daikin | 668767721-B | E025565100300 Rev 0A | OM00045239 |  | First Floor Electrical Room by ELE 11 | Direct Drive | DNA | NA | 0.25 | 115 | 2.3 | DNA | 1 | NA | NA | \Classifications\Building System Class\D30-HVAC Systems\D3040 - Distribution SYS\Fan Coil Unit - FCU | 1021918
39-F1 | 39-F1 Stockton Courthouse | 39-F1-D3040-120-FCU09 | Fan Coil Unit 0201 | Daikin | DNA | DNA | OM00045288 |  | Floor 2 Electrical Room by ELE's 7/8 | Direct Drive | DNA | NA | DNA | DNA | DNA | DNA | DNA | NA | NA | \Classifications\Building System Class\D30-HVAC Systems\D3040 - Distribution SYS\Fan Coil Unit - FCU | 1021920
39-F1 | 39-F1 Stockton Courthouse | 39-F1-D3040-120-FCU11 | Fan Coil Unit 0203 | Daikin | DNA | DNA | OM00045241 |  | Floor 2 IDF room by public elevators | Direct Drive | DNA | NA | DNA | DNA | DNA | DNA | DNA | NA | NA | \Classifications\Building System Class\D30-HVAC Systems\D3040 - Distribution SYS\Fan Coil Unit - FCU | 1021923
39-F1 | 39-F1 Stockton Courthouse | 39-F1-D3040-120-FCU12 | Fan Coil Unit 1301 | Daikin | DNA | DNA | OM00045150 |  | 13th Flr. IT Room | Direct Drive | DNA | NA | DNA | DNA | DNA | Electric | DNA | NA | NA | \Classifications\Building System Class\D30-HVAC Systems\D3040 - Distribution SYS\Fan Coil Unit - FCU | 1021922
39-F1 | 39-F1 Stockton Courthouse | 39-F1-D3040-120-FCU13 | Fan Coil Unit 0301 | Daikin | DNA | DNA | OM00045285 |  | Floor 3 Electrical Room by ELE's 7/8 | Direct Drive | DNA | NA | DNA | DNA | DNA | DNA | DNA | NA | NA | \Classifications\Building System Class\D30-HVAC Systems\D3040 - Distribution SYS\Fan Coil Unit - FCU | 1021924
39-F1 | 39-F1 Stockton Courthouse | 39-F1-D3040-120-FCU14 | Fan Coil Unit 0302 | Daikin | DNA | DNA | OM00045286 |  | Floor 3 Electrical Room by ELE 11 | Direct Drive | DNA | NA | DNA | DNA | DNA | DNA | DNA | NA | NA | \Classifications\Building System Class\D30-HVAC Systems\D3040 - Distribution SYS\Fan Coil Unit - FCU | 1021925
39-F1 | 39-F1 Stockton Courthouse | 39-F1-D3040-120-FCU22 | Fan Coil Unit 0603 | Daikin | DNA | DNA | OM00045248 |  | Floor 6 IDF Room by public elevators | Direct Drive | DNA | NA | DNA | DNA | DNA | DNA | DNA | NA | NA | \Classifications\Building System Class\D30-HVAC Systems\D3040 - Distribution SYS\Fan Coil Unit - FCU | 1021933
39-F1 | 39-F1 Stockton Courthouse | 39-F1-D3040-120-FCU23 | Fan Coil Unit 0701 | Daikin | DNA | DNA | OM00045265 |  | Floor 7 Electrical Room by ELE's 7/8 | Direct Drive | DNA | NA | DNA | DNA | DNA | DNA | DNA | NA | NA | \Classifications\Building System Class\D30-HVAC Systems\D3040 - Distribution SYS\Fan Coil Unit - FCU | 1021934
39-F1 | 39-F1 Stockton Courthouse | 39-F1-D3040-120-FCU24 | Fan Coil Unit 0702 | Daikin | DNA | DNA | OM00045266 |  | Floor 7 Electrical Room by ELE 11 | Direct Drive | DNA | NA | DNA | DNA | DNA | DNA | DNA | NA | NA | \Classifications\Building System Class\D30-HVAC Systems\D3040 - Distribution SYS\Fan Coil Unit - FCU | 1021935
39-F1 | 39-F1 Stockton Courthouse | 39-F1-D3040-120-FCU30 | Fan Coil Unit 0902 | Daikin | DNA | DNA | OM00045262 |  | Floor 9 Electrical Room by ELE 11 | Direct Drive | DNA | NA | DNA | DNA | DNA | DNA | DNA | NA | NA | \Classifications\Building System Class\D30-HVAC Systems\D3040 - Distribution SYS\Fan Coil Unit - FCU | 1021941
39-F1 | 39-F1 Stockton Courthouse | 39-F1-D3040-120-FCU40 | Fan Coil Unit 1203 | Daikin | DNA | DNA | OM00045254 |  | Floor 12 IDF Room by Elevator 10 Machine room | Direct Drive | DNA | NA | DNA | DNA | DNA | DNA | DNA | NA | NA | \Classifications\Building System Class\D30-HVAC Systems\D3040 - Distribution SYS\Fan Coil Unit - FCU | 1021945
39-F1 | 39-F1 Stockton Courthouse | 39-F1-D3040-120-FCU41 | Fan Coil Unit B102 | Daikin | DNA | DNA | OM00045292 |  | Basement 1 Electrical Room by ELE 11 | Direct Drive | DNA | NA | DNA | DNA | DNA | DNA | DNA | NA | NA | \Classifications\Building System Class\D30-HVAC Systems\D3040 - Distribution SYS\Fan Coil Unit - FCU | 1021946
39-F1 | 39-F1 Stockton Courthouse | 39-F1-D3040-120-FCU42 | Fan Coil Unit B201 | Daikin | DNA | DNA | OM00045296 |  | Basement 2 IDF RM B2302 Parking garge near Hot water heater room | Direct Drive | DNA | NA | DNA | DNA | DNA | DNA | DNA | NA | NA | \Classifications\Building System Class\D30-HVAC Systems\D3040 - Distribution SYS\Fan Coil Unit - FCU | 1021947
39-F1 | 39-F1 Stockton Courthouse | 39-F1-D3040-120-FCU43 | Fan Coil Unit B202 | Daikin | DNA | DNA | OM00045295 |  | Basement 2 Electrical RM B2303 Parking garge near Hot water heater room | Direct Drive | DNA | NA | DNA | DNA | DNA | DNA | DNA | NA | NA | \Classifications\Building System Class\D30-HVAC Systems\D3040 - Distribution SYS\Fan Coil Unit - FCU | 1021948
39-F1 | 39-F1 Stockton Courthouse | 39-F1-D3041-110-AHU01 | Air Handling Unit AHU-B101 | Alliance Air Products | 2029 AHU B101 | 4SB-23.4-AS-FF-HW-CW-PF | OM00045169 |  | Basement 2 - Fresh Water Booster Pump Rm. | NA | Pre: (6) 24x24x2 Final: (6) 24x24x12 | NA | 25HP | 460 | 30 | Electric | 3 | NA | NA | \Classifications\Building System Class\D30-HVAC Systems\D3040 - Distribution SYS\Air Handling Unit - AHU | 1021950
39-F1 | 39-F1 Stockton Courthouse | 39-F1-D3041-110-AHU02 | Air Handling Unit AHU-B102 | Alliance Air Products | 2029 AHU B102 | 4SB-10.5-AS FF-HW-CW-EF | OM00045172 |  | Basement 2 - Fresh Water Booster Pump Rm. | NA | (2) 24x24x2, (1) 24x12x2, (2) 24x24x12, (1) 24x12x12 | NA | 5HP | 460 | 6.6 | Electric | 3 | NA | NA | \Classifications\Building System Class\D30-HVAC Systems\D3040 - Distribution SYS\Air Handling Unit - AHU | 1021951
39-F1 | 39-F1 Stockton Courthouse | 39-F1-D3041-110-AHU05 | Air Handling Unit AHU-0302 | Alliance Air Products | 2029 AHU 0302 | 4SB-12-PF-EC-FF-HW-CW-PF | OM00045214 |  | 3rd Flr. South Air Handler Rm. | NA | (4) 20x24x2, (4) 20x24x12 | NA | 10HP - Supply Fan, 5Hp - Return Fan | 460 | 11.6 | Electric | 3 | NA | NA | \Classifications\Building System Class\D30-HVAC Systems\D3040 - Distribution SYS\Air Handling Unit - AHU | 1021954
39-F1 | 39-F1 Stockton Courthouse | 39-F1-D3041-110-AHU06 | Air Handling Unit AHU-0303 | Alliance Air Products | 2029 AHU 0303 | 4SB-14.1-PF-EC-FF-HW-CW-P4 | OM00045200 |  | 3rd Flr. North Air Handler Rm. | NA | (4) 24x24x2, (4) 24x24x12 | NA | 10HP - Supply Fan, 5Hp - Return Fan | 460 | 12.2 | Electric | 3 | NA | NA | \Classifications\Building System Class\D30-HVAC Systems\D3040 - Distribution SYS\Air Handling Unit - AHU | 1021955
39-F1 | 39-F1 Stockton Courthouse | 39-F1-D3041-110-AHU10 | Air Handling Unit AHU-0403 | Alliance Air Products | 2029 AHU 0403 | 4SB-24.44-PF-EC-FF-HW-CW-PF | OM00045271 |  | 4th Flr Center Mechanical Room | NA | (6) 24x24x2, (6) 24x12x2, (3)24x24x12, (3) 24x12x12 | NA | 15HP - Supply Fan, 7.5HP - Return Fan | 460 | DNA | Electric | 3 | NA | NA | \Classifications\Building System Class\D30-HVAC Systems\D3040 - Distribution SYS\Air Handling Unit - AHU | 1021959
39-F1 | 39-F1 Stockton Courthouse | 39-F1-D3041-110-AHU17 | Air Handling Unit AHU-0701 | Alliance Air Products | 2029 AHU 0701 | 4SB-15.5-PF-EC-FF-CW-PF | OM00045191 |  | 7 th Flr. South Air Handler Room | NA | (4) 24x24x2, (4) 24x24x12 | NA | 10HP - Supply Fan 7.5HP Return Fan | 460 | 12.2 | Electric | 3 | NA | NA | \Classifications\Building System Class\D30-HVAC Systems\D3040 - Distribution SYS\Air Handling Unit - AHU | 1021965
39-F1 | 39-F1 Stockton Courthouse | 39-F1-D3041-110-AHU22 | Air Handling Unit AHU-0902 | Alliance Air Products | 2029 AHU 0902 | 4SB-14-PF-EC-FF-CW-PF | OM00045344 |  | 9 th Flr. South Air Handler Room | NA | (4) 24x24x2, (4) 24x24x12 | NA | 10HP - Supply Fan 7.5HP Return Fan | 460 | 12.2 | Electric | 3 | NA | NA | \Classifications\Building System Class\D30-HVAC Systems\D3040 - Distribution SYS\Air Handling Unit - AHU | 1021971
39-F1 | 39-F1 Stockton Courthouse | 39-F1-D3041-110-AHU27 | Air Handling Unit AHU-1401 | Alliance Air Products | 2029 AHU 1401 | 4SB-34-PF-EC-FF-CW-PF | OM00045125 |  | Roof Penthouse | NA | (9) 24x24x2, (9) 24x24x12, (3) 12x24x2, (3) 12x24x12 | NA | 25HP - Supply Fan 7.5HP Return Fan | 460 | 30 | Electric | 3 | NA | NA | \Classifications\Building System Class\D30-HVAC Systems\D3040 - Distribution SYS\Air Handling Unit - AHU | 1021973
39-F1 | 39-F1 Stockton Courthouse | 39-F1-D3041-110-AHU29 | Air Handling Unit AHU-1403 | Alliance Air Products | 2029 AHU 1403 | 4SB-30.7-PF-EC-FF-CW-PF | OM00045124 |  | Roof Penthouse | NA | (6) 24x24x2, (6) 24x24x12, (3) 20x20x2, (3) 20x24x12 | NA | 25HP - Supply Fan | 460 | 30 | Electric | 3 | NA | NA | \Classifications\Building System Class\D30-HVAC Systems\D3040 - Distribution SYS\Air Handling Unit - AHU | 1021976
39-F1 | 39-F1 Stockton Courthouse | 39-F1-D3041-170-SPF04 | SPF-1404 Stair #4 Pressurization | Cook | 078SF61336-00/001902 | 12 QMX | OM00045228 |  | Floor 09 Mechanical Room | AX-41 | NA | NA | 2 | 460 | DNA | NA | 3 | NA | NA | \Classifications\Building System Class\D30-HVAC Systems\D3040 - Distribution SYS\Stairwell Pressurization Fan - SPF | 1021982
39-F1 | 39-F1 Stockton Courthouse | 39-F1-D3041-170-SPF06 | SPF-1406 Stair #3 Pressurization | Cook | 078SF61336-00/001904 | 12 QMX | OM00045304 |  | Floor 3 Mechanical Room | AX-41 | NA | NA | 2 | 460 | DNA | NA | 3 | NA | NA | \Classifications\Building System Class\D30-HVAC Systems\D3040 - Distribution SYS\Stairwell Pressurization Fan - SPF | 1021984
39-F1 | 39-F1 Stockton Courthouse | 39-F1-D3041-170-SPF07 | SPF-1407 Stair #4 Pressurization | Cook | 078SF61336-00/001905 | 12 QMX | OM00045230 |  | Floor 11 Mechanical Room | AX-41 | NA | NA | 2 | 460 | DNA | NA | 3 | NA | NA | \Classifications\Building System Class\D30-HVAC Systems\D3040 - Distribution SYS\Stairwell Pressurization Fan - SPF | 1021985
39-F1 | 39-F1 Stockton Courthouse | 39-F1-D3041-170-SPF08 | SPF-1408 Stair #4 Pressurization | Cook | 078SF61336-00/001906 | 12 QMX | OM00045229 |  | Floor 9 Mechanical Room | AX-41 | NA | NA | 2 | 460 | DNA | NA | 3 | NA | NA | \Classifications\Building System Class\D30-HVAC Systems\D3040 - Distribution SYS\Stairwell Pressurization Fan - SPF | 1021986
39-F1 | 39-F1 Stockton Courthouse | 39-F1-D3041-170-SPF12 | EPF-1402 Exhaust Fan (Elevator Shaft Pressurization) | Loren Cook | 078SF61336-00/0004401 | 300 QMX | OM00045118 |  | Roof | DNA | NA | NA | 20 | 460 | DNA | NA | 3 | NA | NA | \Classifications\Building System Class\D30-HVAC Systems\D3040 - Distribution SYS\Stairwell Pressurization Fan - SPF | 1021990
39-F1 | 39-F1 Stockton Courthouse | 39-F1-D3042-220-EFN04 | EF-0401 exhaust fan serves levels 2 &4 | Cook | 078SF61336-00/0004101 | 210 SON-B | OM00045270 |  | Floor 4 Mechanical Room | A-33 | NA | NA | 3 | 208 | DNA | Electric | 3 | NA | NA | \Classifications\Building System Class\D30-HVAC Systems\D3040 - Distribution SYS\Supply/Exhaust/Return fans- FAN | 1021992
39-F1 | 39-F1 Stockton Courthouse | 39-F1-D3042-220-EFN07 | EFN-0101 Mail Room Exhaust | Cook | 078SF61378-00/0000701 | 80 S0N-B | OM00045226 |  | Floor 1 Mail Procssing room by loading dock | A-33 | NA | NA | 0.333333333 | 115 | DNA | Electric | 1 | NA | NA | \Classifications\Building System Class\D30-HVAC Systems\D3040 - Distribution SYS\Supply/Exhaust/Return fans- FAN | 1021993
39-F1 | 39-F1 Stockton Courthouse | 39-F1-D3042-220-EFN10 | EF-301 Level 2 Exhaust | Cook | 078SF61336-00/0000701 | 180 QMX | OM00045303 |  | Floor 3 Mechaical Room | A56 | NA | NA | 5 | 460 | DNA | Electric | 3 | NA | NA | \Classifications\Building System Class\D30-HVAC Systems\D3040 - Distribution SYS\Supply/Exhaust/Return fans- FAN | 1021995
39-F1 | 39-F1 Stockton Courthouse | 39-F1-D3042-240-SEF02 | Garage Exhaust Fan GEF-0102 | Cook | DNA | DNA | OM00045330 |  | Basement 2 Judges Parking | DNA | DNA | DNA | DNA | DNA | DNA | DNA | DNA | DNA | DNA | \Classifications\Building System Class\D30-HVAC Systems\D3040 - Distribution SYS\Supply/Exhaust/Return fans- FAN | 1021999
39-F1 | 39-F1 Stockton Courthouse | 39-F1-D3044-125-PHW03 | Water Feature Weir Pump | Paco Pumps | 1971112466-1U | 10-50957-X40001-1783 | OM00034247 |  | Basement 2 Sewage Room | NA | NA | NA | 10 | 208/230 460 | 32-29.4/ 14.7 | NA | 3 | NA | NA | \Classifications\Building System Class\D30-HVAC Systems\D3040 - Distribution SYS\Hot Water Pump - PHW | 1022002
39-F1 | 39-F1 Stockton Courthouse | 39-F1-D3050-250-ACU02 | Split System - CU-102 | Data Aire | DNA | G-Force | OM00045293 |  | Exterior; above B2 etnrance | DNA | DNA | DNA | DNA | DNA | DNA | Electric | DNA | DNA | DNA | \Classifications\Building System Class\D30-HVAC Systems\D3050 - Package SYS\Air Conditioning,Split System - ACU | 1022009
39-F1 | 39-F1 Stockton Courthouse | 39-F1-D3050-250-ACU03 | Split System - CU-103 | Daikin | A004846 | RZQ18PVJU9 | OM00045299 |  | Floor 2 (Roof) of Generator room | DNA | DNA | R-410A | DNA | 208/230 | 20 | Electric | 1 | NA | NA | \Classifications\Building System Class\D30-HVAC Systems\D3050 - Package SYS\Air Conditioning,Split System - ACU | 1022010
39-F1 | 39-F1 Stockton Courthouse | 39-F1-D3050-250-ACU04 | Split System - CU-1401 Condenser and FCU | Daikin | 1504092210 | DX13SA0604AC | OM00045119 |  | Roof | DNA | DNA | R-410A | DNA | 460 | 10.6 | Electric | 3 | NA | NA | \Classifications\Building System Class\D30-HVAC Systems\D3050 - Package SYS\Air Conditioning,Split System - ACU | 1022011
39-F1 | 39-F1 Stockton Courthouse | 39-F1-D3041-170-SPF02 | SPF-1402 Stair #2 Pressurization | Loren Cook | 078SF61336 - 00/0018201 | 225 QMX | OM00045133 |  | Roof Cooling Tower Area | AX-41 | NA | NA | 10 | 460 | DNA | NA | 3 | NA | NA | \Classifications\Building System Class\D30-HVAC Systems\D3040 - Distribution SYS\Stairwell Pressurization Fan - SPF | 1021979
39-F1 | 39-F1 Stockton Courthouse | 39-F1-D3041-170-SPF01 | SPF-1401 Stairwell #1 pressurization | Cook | 078SF61336 | 225 OMX 2250 MX | OM00045117 |  | Roof | AX-41 | NA | NA | 10 | 460 | 1 | NA | 3 | NA | NA | \Classifications\Building System Class\D30-HVAC Systems\D3040 - Distribution SYS\Stairwell Pressurization Fan - SPF | 1021980
39-F1 | 39-F1 Stockton Courthouse | 39-F1-D3041-170-SPF03 | SPF-1403 Stair #3 Pressurization | Cook | 078SF61336-00/001901 | 12 QMX | OM00045231 |  | Floor 11 Mechanical Room | AX-41 | NA | NA | 2 | 460 | DNA | NA | 3 | NA | NA | \Classifications\Building System Class\D30-HVAC Systems\D3040 - Distribution SYS\Stairwell Pressurization Fan - SPF | 1021981
39-F1 | 39-F1 Stockton Courthouse | 39-F1-D3041-170-SPF05 | SPF-1405 Stair #3 Pressurization | Cook | 078SF61336-00/001903 | 12 QMX | OM00045307 |  | Floor 06 Mechanical Room | AX-41 | NA | NA | 2 | 460 | DNA | NA | 3 | NA | NA | \Classifications\Building System Class\D30-HVAC Systems\D3040 - Distribution SYS\Stairwell Pressurization Fan - SPF | 1021983
39-F1 | 39-F1 Stockton Courthouse | 39-F1-D3041-170-SPF09 | SPF-1409 Stair #4 Pressurization | Cook | 078SF61336-00/001907 | 12 QMX | OM00045306 |  | Floor 6 Mechanical Room | AX-41 | NA | NA | 2 | 460 | DNA | NA | 3 | NA | NA | \Classifications\Building System Class\D30-HVAC Systems\D3040 - Distribution SYS\Stairwell Pressurization Fan - SPF | 1021987
39-F1 | 39-F1 Stockton Courthouse | 39-F1-D3041-170-SPF10 | SPF-1410 Stair #4 Pressurization | Cook | 078SF61336-00/001908 | 12 QMX | OM00045305 |  | Floor 3 Mechanical Room | AX-41 | NA | NA | 2 | 460 | DNA | NA | 3 | NA | NA | \Classifications\Building System Class\D30-HVAC Systems\D3040 - Distribution SYS\Stairwell Pressurization Fan - SPF | 1021988
39-F1 | 39-F1 Stockton Courthouse | 39-F1-D3041-170-SPF11 | EPF-1401 Exhaust Fan (Elevator Shaft Pressurization) | Cook | 078FP61336-00/0002701 | 402 QMX | OM00045127 |  | Roof Penthouse | DNA | NA | NA | 40 | 460 | DNA | NA | 3 | NA | NA | \Classifications\Building System Class\D30-HVAC Systems\D3040 - Distribution SYS\Stairwell Pressurization Fan - SPF | 1021989
39-F1 | 39-F1 Stockton Courthouse | 39-F1-D3041-170-SPF13 | EPF-1404 Exhaust Fan (Elevator Shaft Pressurization) | Loren Cook | 078SF61336 - 0010006101 | 300 QMX | OM00045132 |  | Roof Cooling Tower Area | DNA | NA | NA | 20 | 460 | DNA | NA | 3 | NA | NA | \Classifications\Building System Class\D30-HVAC Systems\D3040 - Distribution SYS\Stairwell Pressurization Fan - SPF | 1021991
39-F1 | 39-F1 Stockton Courthouse | 39-F1-D3042-220-EFN08 | EF-0102 Loading Bay Exhaust | Cook | 078SF61378-00/0002401 | 150S0N-B | OM00045227 |  | Floor 1 Mail Procssing room by loading dock | A-44 | NA | NA | 0.5 | 115 | DNA | Electric | 1 | NA | NA | \Classifications\Building System Class\D30-HVAC Systems\D3040 - Distribution SYS\Supply/Exhaust/Return fans- FAN | 1021994
39-F1 | 39-F1 Stockton Courthouse | 39-F1-D3042-220-EFN11 | EF-B102 ATS room exhaust | Cook | 100308 | SA55GWB5020 | OM00045300 |  | Floor 1 Electrical Room | A-33 | NA | NA | 0.25 | 115 | 4.9 | Electric | 1 | NA | NA | \Classifications\Building System Class\D30-HVAC Systems\D3040 - Distribution SYS\Supply/Exhaust/Return fans- FAN | 1021996
39-F1 | 39-F1 Stockton Courthouse | 39-F1-D3042-220-EFN12 | TEF-1101 Exhust level s 3-11 | Cook | 078SF61378-00/0007501 | 165 SONH | OM00045232 |  | Floor 11 Mechanical Room | A-47 | NA | NA | 1 | 208 | DNA | Electric | 1 | NA | NA | \Classifications\Building System Class\D30-HVAC Systems\D3040 - Distribution SYS\Supply/Exhaust/Return fans- FAN | 1021997
39-F1 | 39-F1 Stockton Courthouse | 39-F1-D3042-240-SEF01 | Garage Exhaust Fan GEF-0101 | Cook | DNA | DNA | OM00045329 |  | Basement 2 Judges Parking | DNA | DNA | DNA | DNA | DNA | DNA | DNA | DNA | DNA | DNA | \Classifications\Building System Class\D30-HVAC Systems\D3040 - Distribution SYS\Supply/Exhaust/Return fans- FAN | 1021998
39-F1 | 39-F1 Stockton Courthouse | 39-F1-D3044-125-PHW01 | HHWP #1 | Bell & Gosset | PH014590-B | 2EB 10.125SSF | OM00045201 |  | First Floor Boiler Room | NA | NA | NA | 10 | 460 | 12.5 | NA | 3 | NA | NA | \Classifications\Building System Class\D30-HVAC Systems\D3040 - Distribution SYS\Hot Water Pump - PHW | 1022000
39-F1 | 39-F1 Stockton Courthouse | 39-F1-D3044-125-PHW02 | HHWP #2 | Bell & Gosset | PH014590-A | 2EB 10.125SSF | OM00045202 |  | First Floor Boiler Room | NA | NA | NA | 10 | 460 | 12.5 | NA | 3 | NA | NA | \Classifications\Building System Class\D30-HVAC Systems\D3040 - Distribution SYS\Hot Water Pump - PHW | 1022001
39-F1 | 39-F1 Stockton Courthouse | 39-F1-D3041-210-SFN02 | Supply Fan SF-B101 | Cook | 078SF61336-00/0014901 | 135 QMX (1350 QMX) | OM00045185 |  | Basement 2 Chiller Room | AX-41 | NA | NA | 2 | 460 | NA | Electric | 3 | NA | NA | \Classifications\Building System Class\D30-HVAC Systems\D3040 - Distribution SYS\Supply/Exhaust/Return fans- FAN | 1022003
39-F1 | 39-F1 Stockton Courthouse | 39-F1-D3041-230-RFN01 | Return Fan REF-B101 | Cook | 078SF61336-00/0011701 | 135 QMX (1350 QMX) | OM00045187 |  | Basement 2 Judges Parking | AX-48 | NA | NA | 3 | 460 | DNA | Electric | 3 | NA | NA | \Classifications\Building System Class\D30-HVAC Systems\D3040 - Distribution SYS\Supply/Exhaust/Return fans- FAN | 1022004
39-F1 | 39-F1 Stockton Courthouse | 39-F1-D3050-210-PKU01 | Package Unit PAC-1401 | Johnson Controls | NIH5967917 | J18ZJC00L 4B2230000 | OM00045121 |  | Roof | NA | 4" Pleated (MERV 13) | R-410A | 1/6 HP | 460 | 10 | NA | 3 | NA | NA | \Classifications\Building System Class\D30-HVAC Systems\D3050 - Package SYS\Package Unit - PKU | 1022005
39-F1 | 39-F1 Stockton Courthouse | 39-F1-D3050-210-PKU02 | Package Unit PAC-1402 | York | WIK5986071 | J18ZJC00L 4B2230000 | OM00045130 |  | Roof Cooling Tower Area | DNA | 4" Pleated (MERV 13) | R-410A | Blower 7.5 | 460 | 9.1 | NA | 3 | NA | NA | \Classifications\Building System Class\D30-HVAC Systems\D3050 - Package SYS\Package Unit - PKU | 1022006
39-F1 | 39-F1 Stockton Courthouse | 39-F1-D3050-210-PKU03 | Package Unit PAC-1403 | York | NIH5967914 | J062JC00A 4B2270001 | OM00045135 |  | Roof Cooling Tower Area | DNA | 4" Pleated (MERV 13) | R-410A | 0.25 | 460 | 4.9 | NA | 3 | NA | NA | \Classifications\Building System Class\D30-HVAC Systems\D3050 - Package SYS\Package Unit - PKU | 1022007
39-F1 | 39-F1 Stockton Courthouse | 39-F1-D3050-250-ACU01 | Split System - CU-101 | Data Aire | DNA | G-Force | OM00045294 |  | Exterior; above B2 etnrance | DNA | DNA | DNA | DNA | DNA | DNA | Electric | DNA | DNA | DNA | \Classifications\Building System Class\D30-HVAC Systems\D3050 - Package SYS\Air Conditioning,Split System - ACU | 1022008
39-F1 | 39-F1 Stockton Courthouse | 39-F1-D3050-250-ACU06 | Split System - CU-B201 | Daikin | 15026 59809 | RXYQ72TTJU | OM00045186 |  | Basement 2 Parking Garage | DNA | DNA | R-410A | DNA | 208/230 | 35 | Electric | 3 | NA | NA | \Classifications\Building System Class\D30-HVAC Systems\D3050 - Package SYS\Air Conditioning,Split System - ACU | 1022013
39-F1 | 39-F1 Stockton Courthouse | 39-F1-D4013-200-PRE01 | Main IDF Room Preaction system | Viking | TOT30696 | TotalPac3 | OM00045237 |  | Floor 1 Main IDF entrance | NA | NA | NA | 0.166666667 | 120 | DNA | DNA | 1 | NA | NA | \Classifications\Building System Class\D40-Fire Protection SYS\D4010 - Sprinkler SYS\Fire Systems, Preaction System - PRE | 1022015
39-F1 | 39-F1 Stockton Courthouse | 39-F1-D4022-210-FSG01 | Fire Pump - FS9 | Peerless Pump Co. | 99270 90486 - 10-A | 5AEF12 | OM00045168 |  | Basement 2 Fire Pump Room | NA | NA | NA | 250 | 460 | FC: 281 SF: 324 | Electric | 3 | NA | NA | \Classifications\Building System Class\D40-Fire Protection SYS\D4020 - Stand Pipe\Pump,Fire,Electric Motor Driven - FSG | 1022014
39-F1 | 39-F1 Stockton Courthouse | 39-F1-D4022-210-JPM01 | Jockey Pump | Grundfos | 8399 | A96083232-P115100399 | OM00039034 |  | Basement 2 Fire Pump Room | NA | NA | NA | 5 | 208/230 460 | 12.2-11.2/5.6 | Electric | 3 | NA | NA | \Classifications\Building System Class\D40-Fire Protection SYS\D4020 - Stand Pipe\Jockey Pump - JPM | 1022016
39-F1 | 39-F1 Stockton Courthouse | 39-F1-D5010-234-ATS02 | Automatic Transfer Switch - ATS LS | ASCO | DNA | 7000 Series | OM00045206 |  | First Floor Electrical Room | NA | NA | NA | NA | DNA | DNA | DNA | DNA | NA | NA | \Classifications\Building System Class\D50-Electrical SYS\D5010 - Elec Service & Dist\Automatic Transfer Switch - ATS | 1022019
39-F1 | 39-F1 Stockton Courthouse | 39-F1-D5010-234-ATS03 | Automatic Transfer Switch - ATS EQ | ASCO | DNA | 7000 Series | OM00045204 |  | First Floor Electrical Room | NA | NA | NA | NA | DNA | DNA | DNA | DNA | NA | NA | \Classifications\Building System Class\D50-Electrical SYS\D5010 - Elec Service & Dist\Automatic Transfer Switch - ATS | 1022021
39-F1 | 39-F1 Stockton Courthouse | 39-F1-D5011-240-TRN02 | Substation Transformer 9001 | Eaton | 1LUBTX00889001 | Dry Type Distribution Transformer | OM00045208 |  | First Floor Main Electrical Room | NA | NA | NA | NA | DNA | DNA | DNA | DNA | NA | NA | \Classifications\Building System Class\D50-Electrical SYS\D5010 - Elec Service & Dist\Transformer - TRN | 1022022
39-F1 | 39-F1 Stockton Courthouse | 39-F1-D5037-710-FAP01 | Fire Alarm Panel | Siemens | Various | FireFinder | OM00045212 |  | Fire Command Center at front entrance | NA | NA | NA | NA | 115 | DNA | Electric | 1 | NA | NA | \Classifications\Building System Class\D50-Electrical SYS\D5030 - Comm & Security\Fire Alarm Panel - FAP | 1022024
39-F1 | 39-F1 Stockton Courthouse | 39-F1-E1033-310-HLF01 | Loading Dock Lift | Blue Giant | 35A012T123G2 | DNA | OM00045338 |  | 1st. Flr. Loading Dock Entrance | NA | NA | NA | 5 | 208/230 460 | 13.8 - 12.4/6.2 | Electric | 3 | NA | NA | \Classifications\Building System Class\E10-Equipment\E1030 - Vehicular Equipment\Hydraulic Lift,Loading Dock - HLF | 1022025
39-F1 | 39-F1 Stockton Courthouse | 39-F1-E1097-100-WDO01 | Window Washing Equipment - Exterior | Sind | 598 | SJ-1218 | OM00045310 |  | Roof | NA | NA | NA | NA | 208 | 14 | Electric | 3 | NA | NA | \Classifications\Building System Class\E10-Equipment\E1090 - Other Equipment\Window Washing Unit - WDO | 1022026
39-F1 | 39-F1 Stockton Courthouse | 39-F1-G2023-150-PEG01 | South Security Rolling Gate | Hy Security | 132910-1717-143 | B222XIST Slide Driver 80 | OM00045336 |  | Grounds South Gate Entrance | NA | NA | NA | NA | NA | NA | NA | NA | NA | NA | \Classifications\Building System Class\G20-Other Systems\G2020 - Parking Lots\Secured Parking Gate - PEG | 1022027
39-F1 | 39-F1 Stockton Courthouse | 39-F1-G2023-150-PEG03 | Roll-Up Gate; B1 Interior Exit | Dynaco | 1517791C | DNA | OM00045335 |  | Basement 1 Interior Exit Roll-up Gate | NA | NA | NA | NA | NA | NA | NA | NA | NA | NA | \Classifications\Building System Class\G20-Other Systems\G2020 - Parking Lots\Secured Parking Gate - PEG | 1022029
39-F1 | 39-F1 Stockton Courthouse | 39-F1-G2023-150-PEG04 | Roll-Up Gate; B1 Interior Entrance | Dynaco | 1517791D | DNA | OM00045334 |  | Basement 1 Interior Entrance Roll-up Gate | NA | NA | NA | NA | NA | NA | NA | NA | NA | NA | \Classifications\Building System Class\G20-Other Systems\G2020 - Parking Lots\Secured Parking Gate - PEG | 1022030
39-F1 | 39-F1 Stockton Courthouse | 39-F1-G2023-150-PEG07 | Roll-up Gate to B1 Exit Exterior | Dynaco | 1517791F | DNA | OM00045332 |  | 1st. Flr. B1 Exit Roll-up Gate | NA | NA | NA | NA | NA | NA | NA | NA | NA | NA | \Classifications\Building System Class\G20-Other Systems\G2020 - Parking Lots\Secured Parking Gate - PEG | 1022033
39-F1 | 39-F1 Stockton Courthouse | 39-F1-D4010-150-FMS01 | Fire Sprinkler Wet System - Floors 13 and 14 | Cosco Fire | NA | NA | OM00045350 |  | 13 Flr. Stairwell | NA | NA | NA | NA | NA | NA | NA | NA | NA | NA | \Classifications\Building System Class\D40-Fire Protection SYS\D4010 - Sprinkler SYS\Fire Systems, stand pipes - FMS | 1022034
39-F1 | 39-F1 Stockton Courthouse | 39-F1-D4010-150-FMS03 | Fire Sprinkler Wet System - Floor 11 | Cosco Fire | NA | NA | OM00045352 |  | 11 Flr. Stairwell | NA | NA | NA | NA | NA | NA | NA | NA | NA | NA | \Classifications\Building System Class\D40-Fire Protection SYS\D4010 - Sprinkler SYS\Fire Systems, stand pipes - FMS | 1022036
39-F1 | 39-F1 Stockton Courthouse | 39-F1-D4010-150-FMS04 | Fire Sprinkler Wet System - Floor 10 | Cosco Fire | NA | NA | OM00045353 |  | 10 Flr. Stairwell | NA | NA | NA | NA | NA | NA | NA | NA | NA | NA | \Classifications\Building System Class\D40-Fire Protection SYS\D4010 - Sprinkler SYS\Fire Systems, stand pipes - FMS | 1022037
39-F1 | 39-F1 Stockton Courthouse | 39-F1-D4010-150-FMS06 | Fire Sprinkler Wet System - Floor 8 | Cosco Fire | NA | NA | OM00045355 |  | 8 Flr. Stairwell | NA | NA | NA | NA | NA | NA | NA | NA | NA | NA | \Classifications\Building System Class\D40-Fire Protection SYS\D4010 - Sprinkler SYS\Fire Systems, stand pipes - FMS | 1022039
39-F1 | 39-F1 Stockton Courthouse | 39-F1-D4010-150-FMS08 | Fire Sprinkler Wet System - Floor 6 | Cosco Fire | NA | NA | OM00045357 |  | 6 Flr. Stairwell | NA | NA | NA | NA | NA | NA | NA | NA | NA | NA | \Classifications\Building System Class\D40-Fire Protection SYS\D4010 - Sprinkler SYS\Fire Systems, stand pipes - FMS | 1022041
39-F1 | 39-F1 Stockton Courthouse | 39-F1-D4010-150-FMS09 | Fire Sprinkler Wet System - Floor 5 | Cosco Fire | NA | NA | OM00045358 |  | 5 Flr. Stairwell | NA | NA | NA | NA | NA | NA | NA | NA | NA | NA | \Classifications\Building System Class\D40-Fire Protection SYS\D4010 - Sprinkler SYS\Fire Systems, stand pipes - FMS | 1022043
39-F1 | 39-F1 Stockton Courthouse | 39-F1-D4010-150-FMS10 | Fire Sprinkler Wet System - Floor 4 | Cosco Fire | NA | NA | OM00045359 |  | 4 Flr. Stairwell | NA | NA | NA | NA | NA | NA | NA | NA | NA | NA | \Classifications\Building System Class\D40-Fire Protection SYS\D4010 - Sprinkler SYS\Fire Systems, stand pipes - FMS | 1022042
39-F1 | 39-F1 Stockton Courthouse | 39-F1-D4010-150-FMS11 | Fire Sprinkler Wet System - Floor 3 | Cosco Fire | NA | NA | OM00045360 |  | 3 Flr. Stairwell | NA | NA | NA | NA | NA | NA | NA | NA | NA | NA | \Classifications\Building System Class\D40-Fire Protection SYS\D4010 - Sprinkler SYS\Fire Systems, stand pipes - FMS | 1022045
39-F1 | 39-F1 Stockton Courthouse | 39-F1-D4010-150-FMS12 | Fire Sprinkler Wet System - Floor 2 | Cosco Fire | NA | NA | OM00045361 |  | 2 Flr. Stairwell | NA | NA | NA | NA | NA | NA | NA | NA | NA | NA | \Classifications\Building System Class\D40-Fire Protection SYS\D4010 - Sprinkler SYS\Fire Systems, stand pipes - FMS | 1022044
39-F1 | 39-F1 Stockton Courthouse | 39-F1-D4010-150-FMS13 | Fire Sprinkler Wet System - Floor 1 and Generator Rm. | Cosco Fire | NA | NA | OM00039035 |  | B2 Flr. Fire Pump Room | NA | NA | NA | NA | NA | NA | NA | NA | NA | NA | \Classifications\Building System Class\D40-Fire Protection SYS\D4010 - Sprinkler SYS\Fire Systems, stand pipes - FMS | 1022047
39-F1 | 39-F1 Stockton Courthouse | 39-F1-D4010-150-FMS14 | Fire Sprinkler Wet System - Floors B1 | Cosco Fire | NA | NA | OM00039036 |  | B2 Flr. Fire Pump Room | NA | NA | NA | NA | NA | NA | NA | NA | NA | NA | \Classifications\Building System Class\D40-Fire Protection SYS\D4010 - Sprinkler SYS\Fire Systems, stand pipes - FMS | 1022046
39-F1 | 39-F1 Stockton Courthouse | 39-F1-D4010-150-FMS15 | Fire Sprinkler Wet System - Floors B2 | Cosco Fire | NA | NA | OM00039037 |  | B2 Flr. Fire Pump Room | NA | NA | NA | NA | NA | NA | NA | NA | NA | NA | \Classifications\Building System Class\D40-Fire Protection SYS\D4010 - Sprinkler SYS\Fire Systems, stand pipes - FMS | 1022048
39-F1 | 39-F1 Stockton Courthouse | 39-F1-D5010-200-ESD01 | MDB Switchboard | Eaton | MSF0007154 | POW-K-Line SWBR | OM00045369 |  | B2 Flr. B202 Electrical Rm. | NA | NA | NA | NA | DNA | DNA | Electric | DNA | NA | NA | \Classifications\Building System Class\D50-Electrical SYS\D5010 - Elec Service & Dist\Electical Service and Distribution - ESD | 1022050
39-F1 | 39-F1 Stockton Courthouse | 39-F1-D3050-250-ACU05 | Split System - CU-1402 Condenser and FCU | Daikin | 15060TL466 | DX13SA0604AC | OM00045120 |  | Roof | DNA | DNA | R-410A | DNA | 460 | 10.6 | Electric | 3 | NA | NA | \Classifications\Building System Class\D30-HVAC Systems\D3050 - Package SYS\Air Conditioning,Split System - ACU | 1022012
39-F1 | 39-F1 Stockton Courthouse | 39-F1-D4031-100-FEX100 | D4031-100-FEX - Portable Hand Held Fire Extinguishers | J.L Industries | NA | NA | OM00039038 |  | Throughout | NA | NA | NA | NA | NA | NA | NA | NA | NA | NA | \Classifications\Building System Class\D40-Fire Protection SYS\D4030 - FIRE SPEC\Fire Extinguisher - FEX | 1022017
39-F1 | 39-F1 Stockton Courthouse | 39-F1-D5010-234-ATS01 | Automatic Transfer Switch - ATS EL | ASCO | DNA | 7000 Series | OM00045205 |  | First Floor Electrical Room | NA | NA | NA | NA | DNA | DNA | DNA | DNA | NA | NA | \Classifications\Building System Class\D50-Electrical SYS\D5010 - Elec Service & Dist\Automatic Transfer Switch - ATS | 1022018
39-F1 | 39-F1 Stockton Courthouse | 39-F1-D5011-240-TRN01 | Substation Transformer 8001 | Eaton | 1LUBTX00888001 | Dry Type Distribution Transformer | OM00045207 |  | First Floor Main Electrical Room | NA | NA | NA | NA | DNA | DNA | DNA | DNA | NA | NA | \Classifications\Building System Class\D50-Electrical SYS\D5010 - Elec Service & Dist\Transformer - TRN | 1022020
39-F1 | 39-F1 Stockton Courthouse | 39-F1-D3060-100-RDS01 | Refrigerant Detection System | Chillgard RT | J15-400362311-10-001 | A-RT-A-4-1-1-0-F-4-0-D-0-0-0-0-0-0-0-0 | OM00045173 |  | Basement 2 Chiller Room | NA | NA | NA | NA | DNA | DNA | Electric | DNA | NA | NA | \Classifications\Building System Class\D30-HVAC Systems\D3060 - Control & Inst Air\Refrigerant Leak Detection System - RDS | 1022023
39-F1 | 39-F1 Stockton Courthouse | 39-F1-G2023-150-PEG02 | Loading Dock Roll-Up Gate | Dynaco | 151779LE | DNA | OM00045337 |  | 1st. Flr. Loading Dock Entrance | NA | NA | NA | NA | NA | NA | NA | NA | NA | NA | \Classifications\Building System Class\G20-Other Systems\G2020 - Parking Lots\Secured Parking Gate - PEG | 1022028
39-F1 | 39-F1 Stockton Courthouse | 39-F1-G2023-150-PEG05 | Roll-Up Gate B1 Exterior exit | Dynaco | 1517791A | DNA | OM00045333 |  | Basement 1 Exterior Exit Roll-up Gate | NA | NA | NA | NA | NA | NA | NA | NA | NA | NA | \Classifications\Building System Class\G20-Other Systems\G2020 - Parking Lots\Secured Parking Gate - PEG | 1022031
39-F1 | 39-F1 Stockton Courthouse | 39-F1-G2023-150-PEG06 | Rolling Gate to Judges Parking Entrance B2 | Dynaco | 1517791B | DNA | OM00045331 |  | Basement 1 Exterior Entrance Roll-up Gate | NA | NA | NA | NA | 208 | DNA | DNA | 1 | NA | NA | \Classifications\Building System Class\G20-Other Systems\G2020 - Parking Lots\Secured Parking Gate - PEG | 1022032
39-F1 | 39-F1 Stockton Courthouse | 39-F1-D4010-150-FMS02 | Fire Sprinkler Wet System - Floor 12 | Cosco Fire | NA | NA | OM00045351 |  | 12 Flr. Stairwell | NA | NA | NA | NA | NA | NA | NA | NA | NA | NA | \Classifications\Building System Class\D40-Fire Protection SYS\D4010 - Sprinkler SYS\Fire Systems, stand pipes - FMS | 1022035
39-F1 | 39-F1 Stockton Courthouse | 39-F1-D4010-150-FMS05 | Fire Sprinkler Wet System - Floor 9 | Cosco Fire | NA | NA | OM00045354 |  | 9 Flr. Stairwell | NA | NA | NA | NA | NA | NA | NA | NA | NA | NA | \Classifications\Building System Class\D40-Fire Protection SYS\D4010 - Sprinkler SYS\Fire Systems, stand pipes - FMS | 1022038
39-F1 | 39-F1 Stockton Courthouse | 39-F1-D4010-150-FMS07 | Fire Sprinkler Wet System - Floor 7 | Cosco Fire | NA | NA | OM00045356 |  | 7 Flr. Stairwell | NA | NA | NA | NA | NA | NA | NA | NA | NA | NA | \Classifications\Building System Class\D40-Fire Protection SYS\D4010 - Sprinkler SYS\Fire Systems, stand pipes - FMS | 1022040
39-F1 | 39-F1 Stockton Courthouse | 39-F1-D4010-150-FMS16 | Fire Sprinkler Wet System - Main Bell Flow Switch | Cosco Fire | NA | NA | OM00045362 |  | B2 Flr. Fire Pump Room | NA | NA | NA | NA | NA | NA | NA | NA | NA | NA | \Classifications\Building System Class\D40-Fire Protection SYS\D4010 - Sprinkler SYS\Fire Systems, stand pipes - FMS | 1022049
39-F1 | 39-F1 Stockton Courthouse | 39-F1-D5010-110-EMT01 | Building Electrical Meter | PG&E | 18981587 | 1010080282 | OM00045636 |  | 1st. Flr Switchgear Room | NA | NA | NA | NA | NA | NA | NA | NA | NA | NA | \Classifications\Building System Class\D50-Electrical SYS\D5010 - Elec Service & Dist\Electric Meter Readings - EMT | 1022051
39-F1 | 39-F1 Stockton Courthouse | 39-F1-D3012-120-GMR01 | Building Gas Meter | Roots Meter (GE) | 4516566 | SM175 | OM00045364 |  | Grounds North West Side of bulding, By Electrical Room entrance (Exterior) | NA | NA | NA | NA | NA | NA | NA | NA | NA | NA | \Classifications\Building System Class\D30-HVAC Systems\D3010 - Energy Supply\Gas Meter Readings - GMR | 1022052
39-F1 | 39-F1 Stockton Courthouse | 39-F1-D1010-100-ELE11 | Elevator | KONE | MX32 1458332 | KM722760G06 | OM00045146 | State ID# 170011 | Roof - Elevator Room | DNA | DNA | DNA | DNA | DNA | DNA | Electric | 3 | DNA | DNA | \Classifications\Building System Class\D10-Conveyance Systems\D1010 - Elevator\Elevator,Electric,Pass/Freight - ELE | 1022346
39-F1 | 39-F1 Stockton Courthouse | 39-F1-D5092-250-EML01 | Lighting, Emergency and Exit | COOPER | Multiple | Multiple | OM00039039 |  | DNA | NA | NA | NA | NA | 120 | Multiple | Electric | Multiple | NA | NA | \Classifications\Building System Class\D50-Electrical SYS\D5090 - Elec SYS\Emergency And Exit Lighting - EML | 1022356
39-F1 | 39-F1 Stockton Courthouse | 39-F1-D2023-100-BFP11 | Cafe Backflow Preventer | Zurn Wilkins | 375XLA451405 | 3/4" 375RP | OM00045276 |  | Wall next to coffee maker | NA | NA | NA | NA | NA | NA | NA | NA | NA | NA | \Classifications\Building System Class\D20-Plumbing\D2020 - Domestic Water\Backflow Preventer - BFP | 1022358
39-F1 | 39-F1 Stockton Courthouse | 39-F1-D2023-100-BFP12 | Main Domestic City | COLT | PF-3300 | 4" RP 400 | OM00045275 |  | Building near driveway - USE CALIFORNIA WATER SERVICE FORM | NA | NA | NA | NA | NA | NA | NA | NA | NA | NA | \Classifications\Building System Class\D20-Plumbing\D2020 - Domestic Water\Backflow Preventer - BFP | 1022359
40-A1 | 40-A1 Courthouse Annex | 40-A1-D5092-250-EML60 | Emergency Lighting Battery Powered EML 28 E-Lights/32 Exit Signs | LITHONIA | NA | ELM4SDSSB | OM00026211 |  | Multiple Units Throughout Entire Facility | NA | NA | NA | NA | 12 V. | NA | Electric | NA | NA | NA | \Classifications\Building System Class\D50-Electrical SYS\D5090 - Elec SYS\Emergency And Exit Lighting - EML | EQ-1003124
40-A1 | 40-A1 Courthouse Annex | 40-A1-G2023-150-PEG01 | ROLLING GATE | ELITE 2 HP | DNA | DNA | OM00016601 | NA | GROUNDS - SECURED PARKING | NA | NA | NA | 2 HP | NA | 15 | NA | 1 | NA | NA | \Classifications\Building System Class\G20-Other Systems\G2020 - Parking Lots\Secured Parking Gate - PEG | EQ-1003125
40-A1 | 40-A1 Courthouse Annex | 40-A1-B2034-400-DOH01 | ROLL UP DOOR DOH01 | LIFTMASTER | DNA | DNA | OM00026208 | NA | holding area secured parking | NA | NA | NA | 5 HP | 110 V | 20 | ELECTRIC | 1 | NA | NA | \Classifications\Building System Class\B20-General Building Exterior\B2030 - Exterior Doors\Door,Overhead-Shutter,Manual,Elec,Roll-up - DOH | EQ-1003133
40-A1 | 40-A1 Courthouse Annex | 40-A1-B2010-100-BLD01 | Building Structure | NA | NA | NA | OM00016600 |  | NA | NA | NA | NA | NA | NA | NA | NA | NA | NA | NA | \Classifications\Building System Class\B20-General Building Exterior\B2010 - Exterior Walls\Building - BLD | EQ-1007350
40-A1 | 40-A1 Courthouse Annex | 40-A1-B3010-100-RUF01 | Roofing Systems | NA | NA | NA | OM00026209 |  | Roof | NA | NA | NA | NA | NA | NA | NA | NA | NA | NA | \Classifications\Building System Class\B30-Roofing\B3010 - Roof Types\Roof - RUF | EQ-1007527
40-A1 | 40-A1 Courthouse Annex | 40-A1-D4031-100-FEX26 | EXTINGUISHERS | NA | NA | NA | OM00026210 |  | Multiple Units Throughout Entire Facility | NA | NA | NA | NA | NA | NA | NA | NA | NA | NA | \Classifications\Building System Class\D40-Fire Protection SYS\D4030 - FIRE SPEC\Fire Extinguisher - FEX | 1009809
40-A1 | 40-A1 Courthouse Annex | 40-A1-D3042-220-EFN01 | Fan, Exhaust EFN01 | DNA | DNA | DNA | OM00026202 | DNA | UPPER ROOF | 4L-210 |  |  | 1/6 | 115 | 4 | Electric | 1 |  |  | \Classifications\Building System Class\D30-HVAC Systems\D3040 - Distribution SYS\Supply/Exhaust/Return fans- FAN | 1011700
40-A1 | 40-A1 Courthouse Annex | 40-A1-D3042-220-EFN02 | Fan Exhaust EFN02 | DNA | DNA | DNA | OM00026201 | DNA | Upper Roof |  |  |  | 1/6 | 115 | 4 | Electric | 1 |  |  | \Classifications\Building System Class\D30-HVAC Systems\D3040 - Distribution SYS\Supply/Exhaust/Return fans- FAN | 1011701
40-A1 | 40-A1 Courthouse Annex | 40-A1-D3042-220-EFN04 | Fan Exhaust EFN04 | DNA | DNA | 6XH70BA (MOTOR) | OM00026204 |  | ROOF UPPER | 4L260 |  |  | 1/3 | 115 | 6.3 | Electric | 1 |  |  | \Classifications\Building System Class\D30-HVAC Systems\D3040 - Distribution SYS\Supply/Exhaust/Return fans- FAN | 1011702
40-A1 | 40-A1 Courthouse Annex | 40-A1-D3042-220-EFN03 | Fan Exhaust EFN03 | DNA | DNA | DNA | OM00015275 | DNA | UPPER ROOF | 4L-210 |  |  | 1/6 | 115 | 4 | Electric | 1 |  |  | \Classifications\Building System Class\D30-HVAC Systems\D3040 - Distribution SYS\Supply/Exhaust/Return fans- FAN | 1011703
40-A1 | 40-A1 Courthouse Annex | 40-A1-D3040-120-FCU05 | FAN COIL UNIT (RETURN) | CARRIER | 2381T-27204 | 39EF26 | OM00015266 | DNA | 2ND FLOOR, RM 241 MECH ROOM | B26 (2) |  | Chilled water | 5 | 230/460 | 12.9/6.5 | Electric | 3 |  |  | \Classifications\Building System Class\D30-HVAC Systems\D3040 - Distribution SYS\Fan Coil Unit - FCU | 1011704
40-A1 | 40-A1 Courthouse Annex | 40-A1-D3040-120-FCU03 | FAN COIL UNIT (SUPPLY) | CARRIER | 22891027200 | 39E026 | OM00015265 | DNA | 2nd Floor, RM 241 MECH ROOM | B71 (2) | (12) 16X16X2 | Chilled water | 15 | 230/460 | 35.1/17.5 | Electric | 3 | DNA |  | \Classifications\Building System Class\D30-HVAC Systems\D3040 - Distribution SYS\Fan Coil Unit - FCU | 1011705
40-A1 | 40-A1 Courthouse Annex | 40-A1-D3040-120-FCU01 | FAN COIL UNIT (D6 JURY) | CARRIER | DNA | DNA | OM00016587 | DNA | 1st Floor, D6 JURY ABOVE T-BAR | NA | 16X24X1 | Chilled water |  | DNA | DNA | Electric |  |  |  | \Classifications\Building System Class\D30-HVAC Systems\D3040 - Distribution SYS\Fan Coil Unit - FCU | 1011706
40-A1 | 40-A1 Courthouse Annex | 40-A1-D3040-120-FCU06 | FAN COIL UNIT (RETURN) | CARRIER | 2281D27205 | 39EF26 | OM00015270 | DNA | 2ND FLOOR, RM 241 MECH ROOM | B76 (2)A |  | Chilled water | 5 | 230/460 | 12.9/6.5 | Electric | 3 |  |  | \Classifications\Building System Class\D30-HVAC Systems\D3040 - Distribution SYS\Fan Coil Unit - FCU | 1011707
40-A1 | 40-A1 Courthouse Annex | 40-A1-D3040-120-FCU04 | FAN COIL UNIT (SUPPLY) | CARRIER | 2281D27201 | 39EE26 | OM00015276 | DNA | 2nd FLoor, RM 241 MECH ROOM | B71 (2) | (12) 16X16X2v | Chilled water | 15 | 230/460 | 37.0/18.5 | Electric | 3 |  |  | \Classifications\Building System Class\D30-HVAC Systems\D3040 - Distribution SYS\Fan Coil Unit - FCU | 1011708
40-A1 | 40-A1 Courthouse Annex | 40-A1-D3040-120-FCU07 | FAN COIL UNIT (CENTER) | RECOL | 13955 | AH70 | OM00015267 |  | 3RD FLOOR, ABOVE MAIN T BAR MAIN DOUBLE DOORS | 4L 550 | (4) 20X20X2 | Chilled water | 1.5 | 220/440 | 4.8/2.4 | Electric | 3 |  |  | \Classifications\Building System Class\D30-HVAC Systems\D3040 - Distribution SYS\Fan Coil Unit - FCU | 1011709
40-A1 | 40-A1 Courthouse Annex | 40-A1-D3040-120-FCU08 | FAN COIL UNIT (NORTH ENTRANCE) | RECOLD | C13953 | AH50 | OM00015268 | DNA | 3RD FLOOR, ABOVE TBAR JUST INSIDE N ENTRANCE | 4L-550 | (4) 16X16X2 | Chilled water | DNA | DNA | DNA |  | DNA |  |  | \Classifications\Building System Class\D30-HVAC Systems\D3040 - Distribution SYS\Fan Coil Unit - FCU | 1011710
40-A1 | 40-A1 Courthouse Annex | 40-A1-D3040-120-FCU09 | FAN COIL UNIT (D7) | CARRIER | 7513106524 | 39BA050869 | OM00026634 | OM00026634 | 1ST FLOOR - BETWEEN ENTRANCE ABOVE DOOR ABOVE TBAR | (2) 4L-470 | (2) 16X20X2 | Chilled water |  | DNA | DNA | Electric | DNA |  |  | \Classifications\Building System Class\D30-HVAC Systems\D3040 - Distribution SYS\Fan Coil Unit - FCU | 1011711
40-A1 | 40-A1 Courthouse Annex | 40-A1-D3040-120-FCU10 | FAN COIL UNIT (D6) | CARRIER | 7513107075 | 39BA050869 | OM00016588 | DNA | 1ST FLOOR - BETWEEN ENTRANCE DOOR ABOVE TBAR | 4L-470 (2) | (2) 16X20X2 | Chilled water | DNA | DNA | DNA | Electric | 3 |  |  | \Classifications\Building System Class\D30-HVAC Systems\D3040 - Distribution SYS\Fan Coil Unit - FCU | 1011712
40-A1 | 40-A1 Courthouse Annex | 40-A1-D3040-120-FCU11 | FAN COIL UNIT (HOLDING) | RECOLD | DNA | DNA | OM00026637 | DNA | 2ND FLOOR, HALLWAY OUTSIDE HOLDING ABOVE TBAR | NA | (2) 16X24X2 | Chilled water |  | DNA | DNA | Electric | DNA |  |  | \Classifications\Building System Class\D30-HVAC Systems\D3040 - Distribution SYS\Fan Coil Unit - FCU | 1011713
40-A1 | 40-A1 Courthouse Annex | 40-A1-D3040-120-FCU12 | FAN COIL UNIT (D11) | RECOLD | DNA | DNA | OM00026636 | DNA | 2ND FLOOR - DEPT 11 ABOVE TBAR | NA | 16X24X2 | Chilled water |  | DNA | DNA | Electric | DNA |  |  | \Classifications\Building System Class\D30-HVAC Systems\D3040 - Distribution SYS\Fan Coil Unit - FCU | 1011714
40-A1 | 40-A1 Courthouse Annex | 40-A1-D3040-120-FCU13 | FAN COIL UNIT (JURY ASSEMBLY) | RECOLD | DNA | DNA | OM00026635 | DNA | 2ND FLOOR - ACCESS THROUGH RM 220 SAFE RM OUTSIDE FOR FILTERS | 4L-570 | (2) 20X25X1 | Chilled water |  | DNA | DNA | Electric | DNA |  |  | \Classifications\Building System Class\D30-HVAC Systems\D3040 - Distribution SYS\Fan Coil Unit - FCU | 1011715
40-A1 | 40-A1 Courthouse Annex | 40-A1-D3040-120-FCU02 | FAN COIL (KITCHEN AREA) | RECOLD | 13954 | AH50 | OM00015269 | DNA | 3rd Floor, KITCHEN ABOVE TBAR | 4L 470 | (4) 16X16X2 | Chilled water |  | 220/440 | 3.6/1.8 | Electric | 3 |  |  | \Classifications\Building System Class\D30-HVAC Systems\D3040 - Distribution SYS\Fan Coil Unit - FCU | 1011716
40-A1 | 40-A1 Courthouse Annex | 40-A1-D3050-250-ACU02 | Ductless HVAC ACU02 | EMI | 1-01-C8659-10 | SCC30EE000AA0A | OM00016498 |  | 3rd Floor - IT Room | NA | DNA | R-22 | NA | 265 | 11.2 | Electric | 1 | DNA | DNA | \Classifications\Building System Class\D30-HVAC Systems\D3050 - Package SYS\Air Conditioning,Split System - ACU | 1013362
40-A1 | 40-A1 Courthouse Annex | 40-A1-D3050-250-ACU03 | Portable AC unit | EMI | 54567101555 | KY32E | OM00016593 |  | DNA | NA | DNA | R-22 | NA | 115 | 20 | Electric | 1 | NA | 10000 | \Classifications\Building System Class\D30-HVAC Systems\D3050 - Package SYS\Air Conditioning,Split System - ACU | 1013363
40-A1 | 40-A1 Courthouse Annex | 40-A1-D4094-450-SFM01 | DRY CHEMICAL FIRE SUPPRESSION SYSTEM | Micro XLT Chemetron Fire Systems | 70101533 | Micro XLT | OM00026767 |  | 3rd Floor - IT Room | NA | NA | NA | NA | 120 | 3.2 | Electric | 1 | NA | NA | \Classifications\Building System Class\D40-Fire Protection SYS\D4090 - Other Fire Protection Systems\Fire Suppression, Gaseous - SFM | 1013364
40-A1 | 40-A1 Courthouse Annex | 40-A1-D3042-220-EFN05 | Exhaust Fan EFN05 | DNA | DNA | DNA | OM00016589 |  | Roof, North Side | [10 empty] | \Classifications\Building System Class\D30-HVAC Systems\D3040 - Distribution SYS\Supply/Exhaust/Return fans- FAN | 1013369
40-A1 | 40-A1 Courthouse Annex | 40-A1-D4094-450-SFM02 | Server room clean agent | Fenwall | 1050FW | 06--235316-001 | OM00037537 |  | 3rd Floor, Server Room/385 | NA | NA | NA | NA | 110 | NA | Electric | 1 | NA | NA | \Classifications\Building System Class\D40-Fire Protection SYS\D4090 - Other Fire Protection Systems\Fire Suppression, Gaseous - SFM | 1014880
40-A1 | 40-A1 Courthouse Annex | 40-A1-B2034-400-DOH02 | roll up door gear drive motor | Chamberlain Lift Master | 2613N2336` | GH5023L4 | OM00037538 |  | sally port roll up door motor | Chain Size-50 | NA | NA |  | Other |  | Electric | 3 | NA | NA | \Classifications\Building System Class\B20-General Building Exterior\B2030 - Exterior Doors\Door,Overhead-Shutter,Manual,Elec,Roll-up - DOH | 1016271
40-A1 | 40-A1 Courthouse Annex | 40-A1-B2034-400-DOH03 | roll up door gear drive motor | Chamberlain Lift Master | 2613N2336 | GH5023L4 | OM00037538 |  | sally port roll up door motor | Chain Size-50 | NA | NA | NA | Other | DNA | Electric | 3 | NA | NA | \Classifications\Building System Class\B20-General Building Exterior\B2030 - Exterior Doors\Door,Overhead-Shutter,Manual,Elec,Roll-up - DOH | 1016874
40-A1 | 40-A1 Courthouse Annex | 40-A1-D3050-250-ACU04 | Sanyo split system | Sanyo | 0192884 | C3672R | OM00037540 |  | upper roof northeast corner | NA | NA | R-410A |  | 240 | DNA | Electric | 1 | NA | NA | \Classifications\Building System Class\D30-HVAC Systems\D3050 - Package SYS\Air Conditioning,Split System - ACU | 1016876
40-A1 | 40-A1 Courthouse Annex | 40-A1-D5092-210-GEN01 | Emergency Generator | Generac | 9521994 | D4.5F.1 | OM00037597 |  | Annex, Parking Lot, Palm and Santa Rosa | NA | NA | NA | 131 | Other | 277.57 | Diesel | 3 | DNA | DNA | \Classifications\Building System Class\D50-Electrical SYS\D5090 - Elec SYS\Emergency Generator - GEN | 1019137
40-A1 | 40-A1 Courthouse Annex | 40-A1-D3050-250-ACU05 | Redundant ACU for server room | Liebert | Y15AB16593 | MMD60E7CHEL0 | OM00037598 |  | Annex, 385, NW corner of the court | NA | 2 Ea-20x20x4 | R-407C | 1 1/2 | Other | 230 | Electric | 3 | NA | NA | \Classifications\Building System Class\D30-HVAC Systems\D3050 - Package SYS\Air Conditioning,Split System - ACU | 1019138
40-A1 | 40-A1 Courthouse Annex | 40-A1-D3031-210-CDR01 | Condensing unit for server room AC CDR01 | leibert | Y15AG15837 | PFH067A-YL7 | OM00037599 |  | Annex, Roof NW corner |  |  | R-407C | not stated on unit | Other | 230 | Electric | 3 |  |  | \Classifications\Building System Class\D30-HVAC Systems\D3030 - Cooling SYS\Condensing Unit, Air Cooled - CDR | 1019139
40-E1 | 40-E1 Grover Beach Branch | 40-E1-D3031-210-CDR01 | Condensing Unit | PAYNE | 3106X65507 | PA13NR060-C | OM00016655 | na | Floor 1, Outside of Utility Closet | na | na | R-22 | na | 208/230 | 50 AMPS | ELECTRIC | 1 | na | na | \Classifications\Building System Class\D30-HVAC Systems\D3030 - Cooling SYS\Condensing Unit, Air Cooled - CDR | EQ-1002275
40-E1 | 40-E1 Grover Beach Branch | 40-E1-D3031-210-CDR02 | Condensing Unit | BRYANT | 1699E21625 | 561W060-A | OM00016654 | na | Floor 1, Outside of Utility Closet | na | na | R-22 | na | 208/230 | 60 AMPS | ELECTRIC | 1 | na | na | \Classifications\Building System Class\D30-HVAC Systems\D3030 - Cooling SYS\Condensing Unit, Air Cooled - CDR | EQ-1002276
40-E1 | 40-E1 Grover Beach Branch | 40-E1-D3040-120-FCU01 | FAN COIL UNIT | TEMPSTAR | S1212050070 | CA060A866XWEX | OM00016652 | na | Floor 1, Utility Closet | na | 20X25X1 | na | na | 110 V. | 15 | Gas | 1 | 100000 | 79000 | \Classifications\Building System Class\D30-HVAC Systems\D3040 - Distribution SYS\Fan Coil Unit - FCU | EQ-1002278
40-E1 | 40-E1 Grover Beach Branch | 40-E1-D3040-120-FCU02 | FAN COIL UNIT | TEMPSTAR | L94450187 | EPC5560JA1 | OM00016651 | na | Floor 1, Utility Closet | na | 20X25X1 | na | na | 11O V. | 15 | Gas | 1 | 100000 | 79000 | \Classifications\Building System Class\D30-HVAC Systems\D3040 - Distribution SYS\Fan Coil Unit - FCU | EQ-1002279
40-E1 | 40-E1 Grover Beach Branch | 40-E1-D2022-260-HWG01 | WATER HEATER | BREEM | GELN0809V04563 | SG40T12AVG00 | OM00026985 | na | Floor 1 | na | na | na | na | 110 V. | na | Gas | 1 PHASE | na | na | \Classifications\Building System Class\D20-Plumbing\D2020 - Domestic Water\Domestic Water Heater, Gas - HWG | EQ-1002280
40-E1 | 40-E1 Grover Beach Branch | 40-E1-D5038-810-ITA01 | INTRUSION ALARM | NAPCO | na | GEMINI | OM00026988 | OM00016661 | Floor 1, IT Room in Trailer | na | na | na | na | 110 V. | 5 AMPS | ELECTRIC | 1 | na | na | \Classifications\Building System Class\D50-Electrical SYS\D5030 - Comm & Security\Intrusion Alarm - ITA | EQ-1002283
40-E1 | 40-E1 Grover Beach Branch | 40-E1-G2023-150-PEG01 | ELECTRIC GATE OPENER | ELITE | 510239940 | ELITE | OM00016656 | na | Grounds, Judges Parking | na | na | na | 1/2 HP | 115 V. | na | ELECTRIC | 1 | na | na | \Classifications\Building System Class\G20-Other Systems\G2020 - Parking Lots\Secured Parking Gate - PEG | EQ-1002284
40-E1 | 40-E1 Grover Beach Branch | 40-E1-D3050-310-HPU01 | HEAT PUMP | BARD | DNA | DNA | OM00016659 | NA | EXTERIOR WESTSIDE PARKING | NA | 15X30X1 | R-22 | NA | 208/230 | 60 AMPS | ELECTRIC | 1 | NA | NA | \Classifications\Building System Class\D30-HVAC Systems\D3050 - Package SYS\Heat Pump,Air Cooled - HPU | EQ-1002839
40-E1 | 40-E1 Grover Beach Branch | 40-E1-D3050-310-HPU02 | HEAT PUMP | BARD | DNA | DNA | OM00016658 | NA | EXTERIOR WESTSIDE PARKING | NA | 15X30X1 | R-22 | NA | 208/230 | 60 AMPS | ELECTRIC | 1 | NA | NA | \Classifications\Building System Class\D30-HVAC Systems\D3050 - Package SYS\Heat Pump,Air Cooled - HPU | EQ-1002840
40-E1 | 40-E1 Grover Beach Branch | 40-E1-D3050-310-HPU03 | HEAT PUMP | BARD | DNA | DNA | OM00016657 | NA | EXTERIOR WESTSIDE PARKING | NA | 15X30X1 | R-22 | NA | 208/230 | 60 AMPS | ELECTRIC | 1 | NA | NA | \Classifications\Building System Class\D30-HVAC Systems\D3050 - Package SYS\Heat Pump,Air Cooled - HPU | EQ-1002841
40-E1 | 40-E1 Grover Beach Branch | 40-E1-B2010-100-BLD01 | Building Structure | NA | NA | NA | OM00026983 |  | NA | NA | NA | NA | NA | NA | NA | NA | NA | NA | NA | \Classifications\Building System Class\B20-General Building Exterior\B2010 - Exterior Walls\Building - BLD | EQ-1007351
40-E1 | 40-E1 Grover Beach Branch | 40-E1-B3010-100-RUF01 | Roofing Systems | NA | NA | NA | OM00026984 |  | Roof | NA | NA | NA | NA | NA | NA | NA | NA | NA | NA | \Classifications\Building System Class\B30-Roofing\B3010 - Roof Types\Roof - RUF | EQ-1007528
40-E1 | 40-E1 Grover Beach Branch | 40-E1-D4031-100-FEX10 | EXTINGUISHERS FEX10 | NA | NA | NA | OM00026987 |  | Multiple Units Throughout Entire Facility | NA | NA | NA | NA | NA | NA | NA | NA | NA | NA | \Classifications\Building System Class\D40-Fire Protection SYS\D4030 - FIRE SPEC\Fire Extinguisher - FEX | 1009807
40-E1 | 40-E1 Grover Beach Branch | 40-E1-D2023-100-BFP01 | Backflow Prevention Device BFP01 | Febco | A009661 | 825Y 1.5" RP | OM00026986 | Svc#:1904-5 Facility#: FA0010815 Device ID#: BD0005486 | Grounds - North side of building | [10 empty] | \Classifications\Building System Class\D20-Plumbing\D2020 - Domestic Water\Backflow Preventer - BFP | 1010614
40-E1 | 40-E1 Grover Beach Branch | 40-E1-D5092-250-EML01 | Emergency Lighting | NA | NA | NA | OM00026989 |  | Multiple Units Throughout Entire Facility | NA | NA | NA | NA | DNA | DNA | Electric | DNA | NA | NA | \Classifications\Building System Class\D50-Electrical SYS\D5090 - Elec SYS\Emergency And Exit Lighting - EML | 1011445
40-E1 | 40-E1 Grover Beach Branch | 40-E1-D5092-250-ELT15 | Exterior Lighting | DNA | DNA | DNA | OM00026205 |  | NA | [10 empty] | \Classifications\Building System Class\D50-Electrical SYS\D5090 - Elec SYS\Exterior Lighting - ELT | 1011446
40-E1 | 40-E1 Grover Beach Branch | 40-E1-G2050-200-LSC01 | LANDSCAPING | DNA | DNA | DNA | OM00026206 | DNA | FRONT SECURE BACK | [10 empty] | \Classifications\Building System Class\G20-Other Systems\G2050 - Landscaping\Landscaping - LSC | 1011717
40-E1 | 40-E1 Grover Beach Branch | 40-E1-D5010-200-ESD01 | MAIN ELECTRICAL E/W METER | GE | 23348718 | 264T88 | OM00016648 |  | Grounds Front Side of Building | NA | NA | NA | NA | 240 | DNA | Electric | DNA | NA | NA | \Classifications\Building System Class\D50-Electrical SYS\D5010 - Elec Service & Dist\Electical Service and Distribution - ESD | 1013365
40-E1 | 40-E1 Grover Beach Branch | 40-E1-D5010-200-ESD02 | MAIN ELECTRICAL E/W METER | GE | ING10096600870112 | 1009660087 | OM00016649 |  | Grounds - POLE MOUNTED FRONT SIDE OF TRAILER | NA | NA | NA | NA | 240 | DNA | Electric | DNA | NA | NA | \Classifications\Building System Class\D50-Electrical SYS\D5010 - Elec Service & Dist\Electical Service and Distribution - ESD | 1013366
40-H1 | 40-H1 1070 Palm St. | 40-H1-D4031-100-FEX04 | Fire Extinguisher(4) | NA | JA003634 | NA | OM00026207 |  | Multiple | NA | NA | NA | NA | NA | NA | NA | NA | NA | NA | \Classifications\Building System Class\D40-Fire Protection SYS\D4030 - FIRE SPEC\Fire Extinguisher - FEX | 1009805
40-H1 | 40-H1 1070 Palm St. | 40-H1-D2022-260-HWG01 | Water Heater | Rheem | DNA | ESG31 | OM00026212 | 5990 | Inside closet in middle of building | NA | NA | NA | NA | NA | NA | gas | NA | 33,000 | 26,000 | \Classifications\Building System Class\D20-Plumbing\D2020 - Domestic Water\Domestic Water Heater, Gas - HWG | 1009841
40-H1 | 40-H1 1070 Palm St. | 40-H1-D3031-210-CDR01 | CONDENSER, AIR COOLED | Payne | 0986a75207 | 565bj036-a | OM00016598 | 5991 | NW exterior | DNA | 12x16 | R-22 | NA | 240 | 30 | Electric | 1 | DNA | DNA | \Classifications\Building System Class\D30-HVAC Systems\D3030 - Cooling SYS\Condensing Unit, Air Cooled - CDR | 1009842
40-H1 | 40-H1 1070 Palm St. | 40-H1-D3031-210-CDR02 | CONDENSER, AIR COOLED | Payne | 0986a75208 | 565bj036-a | OM00016599 | 5992 | NW exterior | DNA | 12x16 | R-22 | NA | 240 | 30 | gas | 1 | DNA | DNA | \Classifications\Building System Class\D30-HVAC Systems\D3030 - Cooling SYS\Condensing Unit, Air Cooled - CDR | 1009843
40-H1 | 40-H1 1070 Palm St. | 40-H1-D5010-200-ESD01 | MAIN ELECTRICAL | GE | U224MTB | DNA | OM00005993 |  | Grounds - Exterior North Side | NA | NA | NA | NA | 120/240 | 200 |  | 1 | NA | NA | \Classifications\Building System Class\D50-Electrical SYS\D5010 - Elec Service & Dist\Electical Service and Distribution - ESD | 1013367
40-H1 | 40-H1 1070 Palm St. | 40-H1-D3050-250-ACU01 | DUCTLESS HVAC UNIT | FUJITSU | CWN001088 | AOU36RLX | OM00016497 |  | 1st Floor | NA | DNA | R-410A | NA | 230/208 | 25 | Electric | 1 | NA | DNA | \Classifications\Building System Class\D30-HVAC Systems\D3050 - Package SYS\Air Conditioning,Split System - ACU | 1013368
40-H1 | 40-H1 1070 Palm St. | 40-H1-B2010-100-BLD01 | Building | NA | NA | NA | DNA | [12 empty] | \Classifications\Building System Class\B20-General Building Exterior\B2010 - Exterior Walls\Building - BLD | 1016575
40-J1 | 40-J1 Paso Robles Courthouse | 40-J1-D1010-100-ELE01 | Elevator ELE01 | hydroelectric | 3240803 | hmc-1000-phc | OM00016624 | State ID# 150205¦ Passenger Elevator | Floor 1, lobby | na | na | na | na | 208 | 150 | Electric | 3 | na | na | \Classifications\Building System Class\D10-Conveyance Systems\D1010 - Elevator\Elevator,Electric,Pass/Freight - ELE | EQ-1002324
40-J1 | 40-J1 Paso Robles Courthouse | 40-J1-D1010-100-ELE02 | Elevator ELE02 | hydroelectric | 3240805 | hmc-1000-phc | OM00016625 | State ID# 150206¦ Passenger Elevator | Floor 1, middle of building | na | na | na | na | 208 | 200 | Electric | 3 | na | na | \Classifications\Building System Class\D10-Conveyance Systems\D1010 - Elevator\Elevator,Electric,Pass/Freight - ELE | EQ-1002325
40-J1 | 40-J1 Paso Robles Courthouse | 40-J1-C1020-110-FRD01 | WON DOORS | WON DOORS | 32467 | FG60S | OM00016623 | na | Floor 1, front reception area | na | na | na | na | na | na | na | na | na | na | \Classifications\Building System Class\C10-General Building Interior\C1020 - Fire Doors\Fire Doors - FRD | EQ-1002326
40-J1 | 40-J1 Paso Robles Courthouse | 40-J1-D1013-310-WCL01 | Wheelchair Lift WCL01 | Garaventa-Genisis | 33756 | GVL-OP-42 | OM00016631 | State ID# 150209¦ Wheel chair lift | 2nd floor near stairs | na | na | na | na | 120 | 15 | Electric | 1 | na | na | \Classifications\Building System Class\D10-Conveyance Systems\D1010 - Elevator\Wheelchair Lift - WCL | EQ-1002327
40-J1 | 40-J1 Paso Robles Courthouse | 40-J1-D4010-150-FMS01 | fire sprinkler system | DNA | DNA | DNA | OM00016647 | na | rear of building west side | na | na | na | na | na | na | na | na | na | na | \Classifications\Building System Class\D40-Fire Protection SYS\D4010 - Sprinkler SYS\Fire Systems, stand pipes - FMS | EQ-1002328
40-J1 | 40-J1 Paso Robles Courthouse | 40-J1-D5010-200-ESD01 | Main Electrical Panel | Siemens | 60-56881-A00010 | SWITCH BOARD | OM00016638 |  | Floor 1, rear parking lot | na | na | na | na | 208 | na | na | 3 | na | na | \Classifications\Building System Class\D50-Electrical SYS\D5010 - Elec Service & Dist\Electical Service and Distribution - ESD | EQ-1002329
40-J1 | 40-J1 Paso Robles Courthouse | 40-J1-D5092-210-GEN01 | generator | Generac | 2094-881 | 8734880100 | OM00016621 | Permit # 1188-1 | Grounds, rear parking lot | na | na | na | 123 | 120/208 | 277.5 | Diesel | 3 | 80 | na | \Classifications\Building System Class\D50-Electrical SYS\D5090 - Elec SYS\Emergency Generator - GEN | EQ-1002331
40-J1 | 40-J1 Paso Robles Courthouse | 40-J1-D3050-210-PKU01 | package unit | Carrier | 4107G30321 | 48HJD008G-541 | OM00016609 | na | central roof | A 49 ECO 5L-430 | (4) 16X20X2 | R-22 | na | 208/230 | 50 | Gas | 3 | 90000/125000 | 73800/102500 | \Classifications\Building System Class\D30-HVAC Systems\D3050 - Package SYS\Package Unit - PKU | EQ-1002334
40-J1 | 40-J1 Paso Robles Courthouse | 40-J1-D3050-210-PKU02 | Package Unit PKU02 | Carrier | 4107G30323 | 48HJD008G-541 | OM00016610 | na | central roof | A49 + ECO 5L-430 | (4) 16X20X2 | R-22 | na | 208/230 | 50 | Gas | 3 | 90000/125000 | 73800/102500 | \Classifications\Building System Class\D30-HVAC Systems\D3050 - Package SYS\Package Unit - PKU | EQ-1002335
40-J1 | 40-J1 Paso Robles Courthouse | 40-J1-D3050-210-PKU03 | package unit | Carrier | 0707G30418 | 48HJD005G-551 | OM00016611 | na | central roof | A36/ECO 5L-390 | (2) 16X25X2 | R-22 | na | 208/230 | 30 | Gas | 3 | 60000 | 50000 | \Classifications\Building System Class\D30-HVAC Systems\D3050 - Package SYS\Package Unit - PKU | EQ-1002336
40-J1 | 40-J1 Paso Robles Courthouse | 40-J1-D3050-210-PKU04 | package unit | Carrier | 4207G10546 | 48HJM004G-541 | OM00016612 | na | central roof | A36 | (2) 16X25X2 | R-22 | na | 208/230 | 25 | Gas | 3 | 60000 | 50000 | \Classifications\Building System Class\D30-HVAC Systems\D3050 - Package SYS\Package Unit - PKU | EQ-1002337
40-J1 | 40-J1 Paso Robles Courthouse | 40-J1-D3050-210-PKU05 | package unit | Carrier | 4207G10538 | 48HJL005G-551 | OM00016615 | na | central roof | A36/ECO 5L-390 | (2) 16X25X2 | R-22 | na | 208/230 | 30 | Gas | 3 | 60000 | 50000 | \Classifications\Building System Class\D30-HVAC Systems\D3050 - Package SYS\Package Unit - PKU | EQ-1002338
40-J1 | 40-J1 Paso Robles Courthouse | 40-J1-D3050-210-PKU06 | package unit | Carrier | 2807G10616 | 48HJL007G-551 | OM00016616 | na | central roof | A39/ECO 5L-390 | (4) 16X16X2 | R-22 | na | 208/230 | 40 | Gas | 3 | 50000/72000 | 41000/59040 | \Classifications\Building System Class\D30-HVAC Systems\D3050 - Package SYS\Package Unit - PKU | EQ-1002339
40-J1 | 40-J1 Paso Robles Courthouse | 40-J1-D3050-210-PKU07 | package unit PKU07 | Carrier | 4107GH0758 | 48HJD012G-571 | OM00016614 | na | central roof | A51 | (4) 20X20X2 | R-22 | na | 208/230 | 60 | Gas | 3 | 120000/180000 | 984000/147600 | \Classifications\Building System Class\D30-HVAC Systems\D3050 - Package SYS\Package Unit - PKU | EQ-1002340
40-J1 | 40-J1 Paso Robles Courthouse | 40-J1-D3050-210-PKU08 | package unit | Carrier | 4107G40749 | 48HJD009G-551 | OM00016617 | na | central roof | A48/ECO 5L-430 | 20X20X2 (4) | R-22 | na | 208/230 | 60 | Gas | 3 | 90000/125000 | 73800/102500 | \Classifications\Building System Class\D30-HVAC Systems\D3050 - Package SYS\Package Unit - PKU | EQ-1002341
40-J1 | 40-J1 Paso Robles Courthouse | 40-J1-D3050-210-PKU09 | package unit | Carrier | 4207G10545 | 48HJM004G-541 | OM00016618 | na | central roof | A35 | (2) 16X25X2 | R-22 | na | 208/230 | 25 | Gas | 3 | 60000 | 50000 | \Classifications\Building System Class\D30-HVAC Systems\D3050 - Package SYS\Package Unit - PKU | EQ-1002342
40-J1 | 40-J1 Paso Robles Courthouse | 40-J1-D3050-210-PKU10 | package unit | Carrier | 2807G10617 | 48HJD007G-551 | OM00016613 | na | central roof | A39/ECO 5L-390 | (4) 16X16X2 | R-22 | na | 208/230 | 40 | Gas | 3 | 50000/72000 | 41000/59040 | \Classifications\Building System Class\D30-HVAC Systems\D3050 - Package SYS\Package Unit - PKU | EQ-1002343
40-J1 | 40-J1 Paso Robles Courthouse | 40-J1-D3050-210-PKU11 | Package Unit PKU11 | Carrier | 4107G40750 | 48HJD0096-551 | OM00016619 | na | central roof | A48/ECO 5L430 | (4) 20X20X2 | R-22 | na | 208/230 | 50 | Gas | 3 | 90000/12500 | 73800/102500 | \Classifications\Building System Class\D30-HVAC Systems\D3050 - Package SYS\Package Unit - PKU | EQ-1002344
40-J1 | 40-J1 Paso Robles Courthouse | 40-J1-D3042-220-EFN01 | EF-1 exhaust fan | Greenheck | 11042224-0710 | GB-101-4-X | OM00016628 | na | central roof | 3L-200 | na | na | 1/2 | 115 | 10 | Electric | 1 | na | na | \Classifications\Building System Class\D30-HVAC Systems\D3040 - Distribution SYS\Supply/Exhaust/Return fans- FAN | EQ-1002345
40-J1 | 40-J1 Paso Robles Courthouse | 40-J1-D3042-220-EFN02 | EF-2 exhaust fan | Greenheck | 11042225-0710 | GB-101-4-X | OM00016629 | na | central roof | 3L-200 | na | na | 1/2 | 115 | 10 | Electric | 1 | na | na | \Classifications\Building System Class\D30-HVAC Systems\D3040 - Distribution SYS\Supply/Exhaust/Return fans- FAN | EQ-1002346
40-J1 | 40-J1 Paso Robles Courthouse | 40-J1-D3042-220-EFN03 | EF-3 exhaust fan | Greenheck | 11042227-0710 | GB-081-4-X | OM00016630 | na | central roof | na | na | na | 1/2 | 115 | 10 | Electric | 1 | na | na | \Classifications\Building System Class\D30-HVAC Systems\D3040 - Distribution SYS\Supply/Exhaust/Return fans- FAN | EQ-1002347
40-J1 | 40-J1 Paso Robles Courthouse | 40-J1-D3042-220-EFN04 | EF-13 exhaust fan | Greenheck | 11042229-0710 | GB-071-4-X | OM00016627 | na | central roof | 3L-200 | na | na | 1/2 | 115 | 10 | Electric | 1 | na | na | \Classifications\Building System Class\D30-HVAC Systems\D3040 - Distribution SYS\Supply/Exhaust/Return fans- FAN | EQ-1002348
40-J1 | 40-J1 Paso Robles Courthouse | 40-J1-D3031-210-CDR01 | split-system | Carrier | 3507X92388 | 38HDF018-301 | OM00016626 | na | central roof | na | WASHABLE | R-22 | na | 208/230 | 20 | Electric | 1 | na | na | \Classifications\Building System Class\D30-HVAC Systems\D3030 - Cooling SYS\Condensing Unit, Air Cooled - CDR | EQ-1002349
40-J1 | 40-J1 Paso Robles Courthouse | 40-J1-D3031-210-CDR02 | split-system | Carrier | 3507X92404 | 38HDF018-301 | OM00016620 | na | central roof | na | WASHABLE | R-22 | na | 208/230 | 20 | Electric | 1 | na | na | \Classifications\Building System Class\D30-HVAC Systems\D3030 - Cooling SYS\Condensing Unit, Air Cooled - CDR | EQ-1002350
40-J1 | 40-J1 Paso Robles Courthouse | 40-J1-G2023-150-PEG01 | automatic gate opener | Chamberlain Elite | 1808n3291 | sl-3000-ul | OM00026838 | na | rear parking lot | na | na | na | na | na | na | na | na | na | na | \Classifications\Building System Class\G20-Other Systems\G2020 - Parking Lots\Secured Parking Gate - PEG | EQ-1002351
40-J1 | 40-J1 Paso Robles Courthouse | 40-J1-D5037-710-FAP01 | Fire Alarm System | Honeywell | DNA | NFS-320 | OM00016641 | na | rear parking lot near switchgear room | na | na | na | na | na | na | na | na | na | na | \Classifications\Building System Class\D50-Electrical SYS\D5030 - Comm & Security\Fire Alarm Panel - FAP | EQ-1002352
40-J1 | 40-J1 Paso Robles Courthouse | 40-J1-B2010-100-BLD01 | Building Structure | NA | NA | NA | OM00036868 | NA | NA | NA | NA | NA | NA | NA | NA | NA | NA | NA | NA | \Classifications\Building System Class\B20-General Building Exterior\B2010 - Exterior Walls\Building - BLD | EQ-1007352
40-J1 | 40-J1 Paso Robles Courthouse | 40-J1-B3010-100-RUF01 | Roofing Systems | NA | NA | NA | OM00030646 |  | NA | NA | NA | NA | NA | NA | NA | NA | NA | NA | NA | \Classifications\Building System Class\B30-Roofing\B3010 - Roof Types\Roof - RUF | EQ-1007529
40-J1 | 40-J1 Paso Robles Courthouse | 40-J1-D2023-100-BFP01 | BACKFLOW DEVICE #1 | WILKINS | L46667 | 375 | OM00016636 | Svc#:1904-004 Facility#: FA0009148 Device ID#: BD0002225 | DOMESTIC REAR OF COURTHOUSE OFF 9TH STREET. | [10 empty] | \Classifications\Building System Class\D20-Plumbing\D2020 - Domestic Water\Backflow Preventer - BFP | EQ-1007724
40-J1 | 40-J1 Paso Robles Courthouse | 40-J1-D2023-100-BFP02 | BACKFLOW DEVICE #2 | WILKINS | 2670188 | 950XLS | OM00026776 | Svc#:1904-004 Facility#: FA0009148 Device ID#: BD0002223 | BYPASS REAR OF COURTHOUSE OFF 9TH ST. | [10 empty] | \Classifications\Building System Class\D20-Plumbing\D2020 - Domestic Water\Backflow Preventer - BFP | EQ-1007725
40-J1 | 40-J1 Paso Robles Courthouse | 40-J1-D2023-100-BFP03 | BACKFLOW DEVICE #3 | WILKINS | N25702 | 350DA | OM00016637 | Svc#:1904-004 Facility#: FA0009148 Device ID#: BD0002222 | FIRELINE REAR OF COURTHOUSE OFF 9TH STREET. | [10 empty] | \Classifications\Building System Class\D20-Plumbing\D2020 - Domestic Water\Backflow Preventer - BFP | EQ-1007726
40-J1 | 40-J1 Paso Robles Courthouse | 40-J1-D2023-100-BFP04 | BACKFLOW DEVICE #4 | WILKLINS | 2951346 | 975XL | OM00016635 | Svc#:1904-004 Facility#: FA0009148 Device ID#: BD0002224 | IRRIG. REAR OF COURTHOUSE OFF 9TH STREET | [10 empty] | \Classifications\Building System Class\D20-Plumbing\D2020 - Domestic Water\Backflow Preventer - BFP | EQ-1007727
40-J1 | 40-J1 Paso Robles Courthouse | 40-J1-D4031-100-FEX15 | EXTINGUISHERS | NA | NA | NA | OM00026846 |  | Floor 1, BUILDING | NA | NA | NA | NA | NA | NA | NA | NA | NA | NA | \Classifications\Building System Class\D40-Fire Protection SYS\D4030 - FIRE SPEC\Fire Extinguisher - FEX | 1009806
40-J1 | 40-J1 Paso Robles Courthouse | 40-J1-D3068-100-BAS01 | Building Automation System (HVAC CONTROLS) | DELTA (HVAC CONTROL) | DNA | 4400 | OM00026840 |  | Floor 1, room 127A |  |  |  |  | 115 |  | Electric |  |  |  | \Classifications\Building System Class\D30-HVAC Systems\D3060 - Control & Inst Air\Building Automation System - BAS | 1011447
40-J1 | 40-J1 Paso Robles Courthouse | 40-J1-C1020-110-FRD02 | WON Door | WON Door | 32465 | FG605 | OM00026982 |  | Floor 1, Front Reception Area | [10 empty] | \Classifications\Building System Class\C10-General Building Interior\C1020 - Fire Doors\Fire Doors - FRD | 1011448
40-J1 | 40-J1 Paso Robles Courthouse | 40-J1-D5092-250-EML18 | Emergency Lighting | SOVEREIGN | NA | SOVEHG2CBARC | OM00026842 |  | FLoor 1, BUILDING | NA | NA | NA | NA | DNA | DNA | Electric | DNA | NA | NA | \Classifications\Building System Class\D50-Electrical SYS\D5090 - Elec SYS\Emergency And Exit Lighting - EML | 1011449
40-J1 | 40-J1 Paso Robles Courthouse | 40-J1-D5011-240-TRN01 | Transformer | ABB | M261406 | AB08J977192 | OM00026845 |  | South Side Exterior | [10 empty] | \Classifications\Building System Class\D50-Electrical SYS\D5010 - Elec Service & Dist\Transformer - TRN | 1011450
40-J1 | 40-J1 Paso Robles Courthouse | 40-J1-D3050-250-ACU01 | Air Conditioning Unit ACU01 | Carrier | 1206440263 | 40QNQ018---3 | OM00026766 | DNA | IT Room, 1st Floor | NA | WASHABLE | R-410A | DNA | 115 | 10 | Electric | 1 |  |  | \Classifications\Building System Class\D30-HVAC Systems\D3050 - Package SYS\Air Conditioning,Split System - ACU | 1011452
40-J1 | 40-J1 Paso Robles Courthouse | 40-J1-D3050-250-ACU02 | Air Conditioning Unit | Carrier | 1206440264 | 40QNQ018---3 | OM00026765 | DNA | IT Room, 2nd Floor | NA | WASHABLE | R-410A | DNA | 115 | 10 | Electric | 1 | NA | NA | \Classifications\Building System Class\D30-HVAC Systems\D3050 - Package SYS\Air Conditioning,Split System - ACU | 1011453
40-J1 | 40-J1 Paso Robles Courthouse | 40-J1-D2022-260-HWG01 | Domestic Hot Water Heater | BRADFORD WHITE | EC10374637 | PDX250T6FBN | OM00016632 | DNA | Custodian Rm, 1st Floor | [6 empty] | Gas |  | 60000 |  | \Classifications\Building System Class\D20-Plumbing\D2020 - Domestic Water\Domestic Water Heater, Gas - HWG | 1011455
40-J1 | 40-J1 Paso Robles Courthouse | 40-J1-D5010-234-ATS01 | Automatic Transfer Switch | ASCO | 411860RE | SERIER 300 | OM00026839 |  | Floor 1, Mn. Elec. Rm |  |  |  |  | 208 | 400 |  | 3 |  |  | \Classifications\Building System Class\D50-Electrical SYS\D5010 - Elec Service & Dist\Automatic Transfer Switch - ATS | 1011456
40-J1 | 40-J1 Paso Robles Courthouse | 40-J1-G2050-200-LSC01 | LANDSCAPING, FRONT BACK SIDE PARKING AREA, JUDGES PARKING |  |  |  | OM00026847 |  | FRONT BACK SIDE PARKING AREA, JUDGES PARKING | [10 empty] | \Classifications\Building System Class\G20-Other Systems\G2050 - Landscaping\Landscaping - LSC | 1011718
40-J1 | 40-J1 Paso Robles Courthouse | 40-J1-D5092-250-ELT01 | LIGHTING, EXTERIOR | DNA | DNA | DNA | OM00026848 |  | 2 FLAG, 10 BALLARD, 10 HIGH CAN, 8 JUDGES PARKING, 3 REAR PARKING |  |  |  |  | 208/230 |  | Electric |  |  |  | \Classifications\Building System Class\D50-Electrical SYS\D5090 - Elec SYS\Exterior Lighting - ELT | 1011719
40-J1 | 40-J1 Paso Robles Courthouse | 40-J1-D3041-160-FDP01 | FIRE DAMPERS | GREEN HECK | DNA | CFSD-211, 212 | OM00026843 |  | Floor 1, WHOLE BUILING |  |  |  | 1/3 | 120 |  | Electric | 1 |  |  | \Classifications\Building System Class\D30-HVAC Systems\D3040 - Distribution SYS\Fire Dampers - FDP | 1011720
40-J1 | 40-J1 Paso Robles Courthouse | 40-J1-D3068-100-BAS02 | Automated Lighting System | Lighting Controls & Design | DNA | DC1-4680-120V-BKR2 | OM00036421 |  | MAIN ELECTRICAL ROOM, BACK OF BUILDING - 1st Floor | NA | NA | NA | NA | DNA | DNA | Electric | DNA | NA | NA | \Classifications\Building System Class\D30-HVAC Systems\D3060 - Control & Inst Air\Building Automation System - BAS | 1013361
40-J1 | 40-J1 Paso Robles Courthouse | 40-J1-D2023-310-HWP01 | Hot water recirculating pump | DNA | DNA | DNA | OM00037541 |  | attached to the water heater | NA | NA | NA | NA | Other | DNA | Electric | 3 | NA | NA | \Classifications\Building System Class\D20-Plumbing\D2020 - Domestic Water\Domestic Hot Water Circulating Pump - HWP | 1016875
41-A1 | 41-A1 Hall of Justice | 41-A1-D4031-100-FEX41 | Fire Extinguisher - FEX41 | AMEREX | NA | 456 ABC | OM00018042 |  | Lobby To include Holding Area Fire Extinguishers HOJ Checkpoint 06/09, 2A 07/10 holding, 4A 07/10 holding, 7A 06/10 holding, SSF 08/10 holding | NA | NA | NA | NA | NA | NA | NA | NA | NA | NA | \Classifications\Building System Class\D40-Fire Protection SYS\D4030 - FIRE SPEC\Fire Extinguisher - FEX | EQ-1005943
41-A1 | 41-A1 Hall of Justice | 41-A1-B2010-100-BLD01 | Building Structure | NA | NA | NA | OM00032325 |  | NA | NA | NA | NA | NA | NA | NA | NA | NA | NA | NA | \Classifications\Building System Class\B20-General Building Exterior\B2010 - Exterior Walls\Building - BLD | EQ-1007353
41-A1 | 41-A1 Hall of Justice | 41-A1-D5092-250-EML25 | Emergency And Exit Lighting - EML25 | Lithonia | NA | NA | OM00001424 |  |  | NA | NA | NA | NA | 110 | DNA | Electric | DNA | NA | NA | \Classifications\Building System Class\D50-Electrical SYS\D5090 - Elec SYS\Emergency And Exit Lighting - EML | 1008507
41-A1 | 41-A1 Hall of Justice | 41-A1-D1013-310-WCL01 | Wheelchair Lift - WCL01 | The Cheney Company, Inc. | DNA | DNA | OM00001423 | DNA | Judge's Hallway | NA | NA | NA | DNA | DNA | DNA | Electric | DNA | NA | NA | \Classifications\Building System Class\D10-Conveyance Systems\D1010 - Elevator\Wheelchair Lift - WCL | 1008834
41-A2 | 41-A2 Traffic/ Small Claims Annex | 41-A2-B2010-100-BLD01 | Building Structure | NA | NA | NA | OM00042087 | Permit #14-1951 ¦ OM00032689 | NA | NA | NA | NA | NA | NA | NA | NA | NA | NA | NA | \Classifications\Building System Class\B20-General Building Exterior\B2010 - Exterior Walls\Building - BLD | EQ-1007354
41-A2 | 41-A2 Traffic/ Small Claims Annex | 41-A2-B3010-100-RUF01 | Roofing Systems | DNA | DNA | DNA | OM00042086 | OM00032692 | NA | NA | NA | NA | NA | NA | NA | NA | NA | NA | NA | \Classifications\Building System Class\B30-Roofing\B3010 - Roof Types\Roof - RUF | EQ-1007531
41-A2 | 41-A2 Traffic/ Small Claims Annex | 41-A2-D2023-100-BFP01 | Backflow Preventer - BFP01 | Watts | 42683 | 1" 009 OT RP | OM00020199 | Tag#: 1701476 | Exterior (USE REDWOOD CITY TEST FORMS) | NA | NA | NA | NA | NA | NA | NA | NA | NA | NA | \Classifications\Building System Class\D20-Plumbing\D2020 - Domestic Water\Backflow Preventer - BFP | 1008441
41-A2 | 41-A2 Traffic/ Small Claims Annex | 41-A2-D2023-310-HWP01 | Domestic Hot Water Circulating Pump - HWP01 | GRUNDFOS | 52722370 P1 | UP 43-75BF216 | OM00018006 | DNA | Mechanical Room | NA | NA | NA | DNA | 115 | 2.15 | Electric | 1 | NA | NA | \Classifications\Building System Class\D20-Plumbing\D2020 - Domestic Water\Domestic Hot Water Circulating Pump - HWP | 1008835
41-A2 | 41-A2 Traffic/ Small Claims Annex | 41-A2-D2022-260-HWG01 | Domestic Water Heater, Gas - HWG01 | A.O. SMITH WATER PRODUCTS CO. | 9281069000 | BT 65 200 | OM00001458 | DNA | Mechanical Room | NA | NA | NA | NA | NA | NA | Gas | NA | 65000 | DNA | \Classifications\Building System Class\D20-Plumbing\D2020 - Domestic Water\Domestic Water Heater, Gas - HWG | 1008836
41-A2 | 41-A2 Traffic/ Small Claims Annex | 41-A2-D2040-100-PSU02 | Sump Pump - PSU01 | DNA | DNA | DNA | OM00042108 | OM00020221 | Exterior | NA | NA | NA | DNA | 110 | DNA | Electric | 1 | NA | NA | \Classifications\Building System Class\D20-Plumbing\D2040 - Rain Drain\Sump Pump - PSU | 1008837
41-A2 | 41-A2 Traffic/ Small Claims Annex | 41-A2-D3021-130-BLR01 | Boiler,Hot Water,Oil/Gas/Comb. - BLR01 | WEBEN-JARCO, INC. | 3486 | AJHWB 70 | OM00018003 | DNA | Mechanical Room | NA | NA | NA | NA | NA | NA | Natural gas | NA | 700000 | 560000 | \Classifications\Building System Class\D30-HVAC Systems\D3020 - Heat SYS\Boiler,Hot Water,Oil/Gas/Comb. - BLR | 1008838
41-A2 | 41-A2 Traffic/ Small Claims Annex | 41-A2-D3031-130-CLR01 | Chiller Plant - CLR01 | TRANE | R843941 | 1F5C88 | OM00018001 | DNA | Mechanical Room | NA | NA | R-134a | DNA | 208/230 | 88/44 | Electric | 3 | NA | NA | \Classifications\Building System Class\D30-HVAC Systems\D3030 - Cooling SYS\Chiller, Water Cooled - CLR | 1008839
41-A2 | 41-A2 Traffic/ Small Claims Annex | 41-A2-D3041-110-AHU01 | Air Handling Unit - AHU01 | KENNARD | 2858101A | H220MZ | OM00043107 | OM00001456 | Mechanical Room | (2)-B77, (2)-BA68 | 20X25X2-(10) | R-134a | DNA | 240 | DNA | Electric | 3 | NA | NA | \Classifications\Building System Class\D30-HVAC Systems\D3040 - Distribution SYS\Air Handling Unit - AHU | 1008841
41-A2 | 41-A2 Traffic/ Small Claims Annex | 41-A2-D3050-210-PKU01 | Package Unit- PKU01 | TRANE | 100210159L | YHC036E3RLA01.000000000000 | OM00001454 | DNA | Lower Roof | NA | DNA | R-410A | (0.2HP FOR COND / 0.75 HP FOR EVAP/ COMP - DNA) | 208/230 | 21.9 | ELECTRIC & NATURAL GAS | 3 | 60000 | 48000 | \Classifications\Building System Class\D30-HVAC Systems\D3050 - Package SYS\Package Unit - PKU | 1008842
41-A2 | 41-A2 Traffic/ Small Claims Annex | 41-A2-D3050-210-PKU02 | Package Unit- PKU02 | TRANE | 100210462L | YHC036E3RLA01.000000000000 | OM00001455 | DNA | Lower Roof | NA | DNA | R-410A | (0.2HP FOR COND / 0.75 HP FOR EVAP/ COMP - DNA) | 208/230 | 21.9 | ELECTRIC & NATURAL GAS | 3 | 60000 | 48000 | \Classifications\Building System Class\D30-HVAC Systems\D3050 - Package SYS\Package Unit - PKU | 1008843
41-A2 | 41-A2 Traffic/ Small Claims Annex | 41-A2-D3050-210-PKU03 | Package Unit- PKU03 | TRANE | B38144446D | BAYECONO28AA | OM00001453 | DNA | Upper Roof | (1) A66 | 20X20X1-(6) | R-22 | DNA | 208/230 | DNA | ELECTRIC & NATURAL GAS | 3 | DNA | DNA | \Classifications\Building System Class\D30-HVAC Systems\D3050 - Package SYS\Package Unit - PKU | 1008844
41-A2 | 41-A2 Traffic/ Small Claims Annex | 41-A2-D3090-114-CMP01 | Control Air Compressor - CAC01 | QUINCY | 5076474 | MQC00506D | OM00018007 |  | Mechanical Room | (2)-DNA | NA | DNA | DNA | 230/460 | 4.2/2.2 | Electric | 3 | DNA | DNA | \Classifications\Building System Class\D30-HVAC Systems\D3090 - Other HVAC Systems and Equipment\Air Compressor - CMP | 1008845
41-A2 | 41-A2 Traffic/ Small Claims Annex | 41-A2-D4031-100-FEX08 | Fire Extinguisher - FEX08 | BADGER | NW-574979 | 10MB-8H-1997 | OM00042091 | OM00001461 | THROUGHOUT | NA | NA | NA | NA | NA | NA | NA | NA | NA | NA | \Classifications\Building System Class\D40-Fire Protection SYS\D4030 - FIRE SPEC\Fire Extinguisher - FEX | 1008846
41-A2 | 41-A2 Traffic/ Small Claims Annex | 41-A2-D5010-200-ESD01 | Main Electrical Panel - SBR01 | ITE CIRCUIT BREAKER CO. | ET-71092 | DNA | OM00001463 |  | Electrical Room | NA | NA | NA | NA | 600 | DNA | Electric | 3 | NA | NA | \Classifications\Building System Class\D50-Electrical SYS\D5010 - Elec Service & Dist\Electical Service and Distribution - ESD | 1008847
41-A2 | 41-A2 Traffic/ Small Claims Annex | 41-A2-D5037-710-FAP01 | Fire Alarm Panel - FAP01 | SIEMENS CERBERUS PYROTRONICS | 575-293619-3 | MXL-IQ | OM00001457 | DNA | MAINTENANCE OFFICE | NA | NA | NA | NA | 120 | DNA | Electric | 1 | NA | NA | \Classifications\Building System Class\D50-Electrical SYS\D5030 - Comm & Security\Fire Alarm Panel - FAP | 1008848
41-A2 | 41-A2 Traffic/ Small Claims Annex | 41-A2-D5038-810-ITA01 | Intrusion Alarm - ITA01 | DORADO SYSTEMS | 2280-3288 | 312 | OM00020226 | DNA | MAINTENANCE OFFICE | NA | NA | NA | NA | 120 | DNA | Electric | 1 | NA | NA | \Classifications\Building System Class\D50-Electrical SYS\D5030 - Comm & Security\Intrusion Alarm - ITA | 1008849
41-A2 | 41-A2 Traffic/ Small Claims Annex | 41-A2-D5092-250-EML11 | Emergency And Exit Lighting - EML11 | CONSERVATION ALLIANCE | NA | NA | OM00042088 |  | THROUGHOUT | NA | NA | NA | NA | 120 | DNA | Electric | 1 | NA | NA | \Classifications\Building System Class\D50-Electrical SYS\D5090 - Elec SYS\Emergency And Exit Lighting - EML | 1008850
41-A2 | 41-A2 Traffic/ Small Claims Annex | 41-A2-D3044-125-PHW01 | Hot Water Pump - PHW01 | A.O. SMITH WATER CORP. | 06509FM | C48J2DB11 | OM00001459 | DNA | Mechanical Room | NA | NA | NA | 1/2 | 115/230 | 8.6/4.3 | Electric | 1 | NA | NA | \Classifications\Building System Class\D30-HVAC Systems\D3040 - Distribution SYS\Hot Water Pump - PHW | 1008851
41-A2 | 41-A2 Traffic/ Small Claims Annex | 41-A2-D5010-110-EMT01 | Electric Meter - EMT01 | GENERAL ELECTRIC | 415383 | TYPE VM-4A | OM00001464 |  | Electrical Room | NA | NA | NA | NA | NA | NA | NA | NA | NA | NA | \Classifications\Building System Class\D50-Electrical SYS\D5010 - Elec Service & Dist\Electric Meter Readings - EMT | 1008852
41-A2 | 41-A2 Traffic/ Small Claims Annex | 41-A2-D3012-120-GMR01 | Gas Meter - GMR01 | SCHLEMBERGER | DNA | DNA | OM00042109 | OM00001462 | Exterior | NA | NA | NA | NA | NA | NA | NA | NA | NA | NA | \Classifications\Building System Class\D30-HVAC Systems\D3010 - Energy Supply\Gas Meter Readings - GMR | 1008853
41-A2 | 41-A2 Traffic/ Small Claims Annex | 41-A2-D2020-130-WMR01 | Water Meter - WMR01 | DNA | DNA | DNA | OM00042090 | OM00020222 | Exterior | NA | NA | NA | NA | NA | NA | NA | NA | NA | NA | \Classifications\Building System Class\D20-Plumbing\D2020 - Domestic Water\Water Meter Readings - WMR | 1008854
41-A2 | 41-A2 Traffic/ Small Claims Annex | 41-A2-D5092-250-ELT04 | Exterior Lighting - ELT04 | DNA | DNA | DNA | OM00042089 | OM00032691 | THROUGHOUT | NA | NA | NA | NA | NA | NA | NA | NA | NA | NA | \Classifications\Building System Class\D50-Electrical SYS\D5090 - Elec SYS\Exterior Lighting - ELT | 1008855
41-A2 | 41-A2 Traffic/ Small Claims Annex | 41-A2-D2023-100-BFP03 | Boiler Backflow Preventer - BFP03 | Wilkins | A091500 | 375XL | OM00000472 | Tag#: 1800199 | Roof Boiler Room (USE REDWOOD CITY's TEST FORM) | NA | NA | NA | NA | NA | NA | NA | NA | NA | NA | \Classifications\Building System Class\D20-Plumbing\D2020 - Domestic Water\Backflow Preventer - BFP | 1020346
41-B1 | 41-B1 Central Branch | 41-B1-D2022-260-HWG01 | Domestic Water Heater, Gas - HWG01 | Rheem | RHLN0408V14044 | RHG PRO50-50F | OM00018016 | DNA | Basement, Boiler Room | NA | NA | NA | DNA | NA | NA | Gas | NA | DNA | NA | \Classifications\Building System Class\D20-Plumbing\D2020 - Domestic Water\Domestic Water Heater, Gas - HWG | EQ-1005799
41-B1 | 41-B1 Central Branch | 41-B1-D3044-125-PHW01 | Boiler Hot Water Pump - PHW01 | Bell & Gosset | DNA | M10532-170 | OM00018019 | DNA | Basement, Boiler Room | NA | NA | NA | 114 | 115 | 3 | ELECTRIC | 1 | NA | NA | \Classifications\Building System Class\D30-HVAC Systems\D3040 - Distribution SYS\Hot Water Pump - PHW | EQ-1005802
41-B1 | 41-B1 Central Branch | 41-B1-D3031-210-CDR01 | Condenser,Air Cooled - CDR01 | Russell | DNA | DNA | OM00018021 | DNA | Roof Southeast Quadrant | NA | NA | R-22 | DNA | DNA | DNA | ELECTRIC | 3 | NA | NA | \Classifications\Building System Class\D30-HVAC Systems\D3030 - Cooling SYS\Condensing Unit, Air Cooled - CDR | EQ-1005804
41-B1 | 41-B1 Central Branch | 41-B1-D3041-110-AHU01 | Air Handling Unit - AHU01 | McIntyre Coil Co. | 4205 | WTH-1746 | OM00019694 | DNA | Basement, Boiler Room | NA | 12x24x2-(5), 24x24x2-(4) | R-22 | (2) 5 | 230 | DNA | ELECTRIC | 3 | NA | NA | \Classifications\Building System Class\D30-HVAC Systems\D3040 - Distribution SYS\Air Handling Unit - AHU | EQ-1005805
41-B1 | 41-B1 Central Branch | 41-B1-D3041-110-AHU02 | Air Handling Unit - AHU02 | Trane | 194843 | Type 10 | OM00018018 | DNA | Basement Boiler Room | (1) A-56 | 16x25x2-(4) | R-22 | 3 | 208 | 9.4 | ELECTRIC | 3 | NA | NA | \Classifications\Building System Class\D30-HVAC Systems\D3040 - Distribution SYS\Air Handling Unit - AHU | EQ-1005806
41-B1 | 41-B1 Central Branch | 41-B1-D3050-210-PKU02 | Package Unit- PKU02 | Trane | 438101895L | YHC092A3RMA1JD10000000000 | OM00018023 | DNA | West Quadrant Roof | DNA | DNA | R-22 | DNA | 208/230 | 41.2 | Electric and natural gas | 3 | 150,000 | 120,000 | \Classifications\Building System Class\D30-HVAC Systems\D3050 - Package SYS\Package Unit - PKU | EQ-1005808
41-B1 | 41-B1 Central Branch | 41-B1-D3050-250-ACU01 | Air Conditioning,Split System - ACU01 | Carrier | 1794G00199 | 38AKS01211150111 | OM00018024 |  | Southeast Quadrant | NA | DNA | R-22 | DNA | 208/230 | 53.4 | ELECTRIC | 3 | NA | NA | \Classifications\Building System Class\D30-HVAC Systems\D3050 - Package SYS\Air Conditioning,Split System - ACU | EQ-1005809
41-B1 | 41-B1 Central Branch | 41-B1-B2010-100-BLD01 | Building Structure | NA | NA | NA | OM00032327 |  | NA | NA | NA | NA | NA | NA | NA | NA | NA | NA | NA | \Classifications\Building System Class\B20-General Building Exterior\B2010 - Exterior Walls\Building - BLD | EQ-1007355
41-B1 | 41-B1 Central Branch | 41-B1-B3010-100-RUF01 | Roof - RUF01 | NA | NA | NA | OM00019707 |  | Roof | NA | NA | NA | NA | NA | NA | NA | NA | NA | NA | \Classifications\Building System Class\B30-Roofing\B3010 - Roof Types\Roof - RUF | EQ-1007532
41-B1 | 41-B1 Central Branch | 41-B1-D4031-100-FEX07 | Fire Extinguisher - FEX07 | Amerex | JC-334748 | A456 | OM00018072 |  | Throughout | NA | NA | NA | NA | NA | NA | NA | NA | NA | NA | \Classifications\Building System Class\D40-Fire Protection SYS\D4030 - FIRE SPEC\Fire Extinguisher - FEX | EQ-1007588
41-B1 | 41-B1 Central Branch | 41-B1-D2023-100-BFP01 | Backflow Assembly BFP01 for boiler | Watts | 149744 | 009-M20T 3/4 inch | OM00019693 |  | Basement, Boiler Room - USE CALIFORNIA WATER SERVICE FORM | NA | NA | NA | NA | NA | NA | NA | NA | NA | NA | \Classifications\Building System Class\D20-Plumbing\D2020 - Domestic Water\Backflow Preventer - BFP | EQ-1007710
41-B1 | 41-B1 Central Branch | 41-B1-B2033-120-DOR01 | Door,Sliding,Electric - DOR01 | Stanley | DNA | ID #A281124 | OM00019700 | DNA | Entrance to building | NA | NA | NA | DNA | DNA | DNA | Electric | DNA | NA | NA | \Classifications\Building System Class\B20-General Building Exterior\B2030 - Exterior Doors\Door,Automatic-Sliding,Revolving - DOR | 1008379
41-B1 | 41-B1 Central Branch | 41-B1-B2034-400-DOH02 | Shutter,Roll-up,Electric -DOR02 | The Cookson Company, Inc. | WHI-015982 | DNA | OM00019705 |  | Traffic Dept Office. | NA | NA | NA | DNA | DNA | DNA | Electric | DNA | NA | NA | \Classifications\Building System Class\B20-General Building Exterior\B2030 - Exterior Doors\Door,Overhead-Shutter,Manual,Elec,Roll-up - DOH | 1008380
41-B1 | 41-B1 Central Branch | 41-B1-D2040-100-PSU01 | Sump Pump - PSU01 | DNA | DNA | DNA | OM00019695 | DNA | Boiler Room | NA | NA | NA | DNA | DNA | DNA | Electric | 1 | NA | NA | \Classifications\Building System Class\D20-Plumbing\D2040 - Rain Drain\Sump Pump - PSU | 1008381
41-B1 | 41-B1 Central Branch | 41-B1-D2040-100-PSU02 | Sump Pump - PSU02 | DNA | DNA | DNA | OM00019696 | DNA | Boiler Room | NA | NA | NA | DNA | DNA | DNA | Electric | 1 | NA | NA | \Classifications\Building System Class\D20-Plumbing\D2040 - Rain Drain\Sump Pump - PSU | 1008382
41-B1 | 41-B1 Central Branch | 41-B1-D3042-240-SEF01 | Specialty Exhaust Fan - SEF01 | DNA | DNA | DNA | OM00019712 | DNA | Electrical Room | NA | NA | NA | DNA | DNA | DNA | Electric | 1 | NA | NA | \Classifications\Building System Class\D30-HVAC Systems\D3040 - Distribution SYS\Supply/Exhaust/Return fans- FAN | 1008383
41-B1 | 41-B1 Central Branch | 41-B1-D2023-100-BFP02 | Backflow Preventer - BFP02 main water supply | Febco | J018972 | 825Y 2 inch | OM00020198 | Hazard ID: 1018534 Meter#: 62262965 SPID: 4711200139 | Exterior, main water supply - - USE CALIFORNIA WATER SERVICE FORM | NA | NA | NA | NA | NA | NA | NA | NA | NA | NA | \Classifications\Building System Class\D20-Plumbing\D2020 - Domestic Water\Backflow Preventer - BFP | 1008384
41-B1 | 41-B1 Central Branch | 41-B1-D5010-200-ESD01 | Main Electrical Panel - SBR01 | General Electric | DNA | AA-463985 | OM00019701 |  | Electrical Room | NA | NA | NA | NA | 277/480 | DNA | Electric | 3 | NA | NA | \Classifications\Building System Class\D50-Electrical SYS\D5010 - Elec Service & Dist\Electical Service and Distribution - ESD | 1008385
41-B1 | 41-B1 Central Branch | 41-B1-D5038-810-ITA01 | Intrusion Alarm - ITA01 | Bosch | DNA | D9412G | OM00019703 | 011474 | Storage Closet | NA | NA | NA | NA | 115 | DNA | Electric | 1 | NA | NA | \Classifications\Building System Class\D50-Electrical SYS\D5030 - Comm & Security\Intrusion Alarm - ITA | 1008386
41-B1 | 41-B1 Central Branch | 41-B1-D5092-250-EML12 | Emergency And Exit Lighting - EML12 | TCP | NA | 22745 | OM00019711 |  | Throughout | NA | NA | NA | NA | 110 & 277 | DNA | Electric | 1 | NA | NA | \Classifications\Building System Class\D50-Electrical SYS\D5090 - Elec SYS\Emergency And Exit Lighting - EML | 1008387
41-B1 | 41-B1 Central Branch | 41-B1-D3044-125-PHW02 | Hot Water Pump - PHW02 | Grundfos | P/N 52722363 PC0217 | Type UP 43-75F | OM00019697 | DNA | Boiler Room | NA | NA | NA | DNA | 115 | 2.15 | Electric | 1 | NA | NA | \Classifications\Building System Class\D30-HVAC Systems\D3040 - Distribution SYS\Hot Water Pump - PHW | 1008388
41-B1 | 41-B1 Central Branch | 41-B1-D3044-125-PHW03 | Hot Water Pump - PHW03 | Grundfos | P/N 52722363 PC0220 | Type UP 43-75F | OM00019698 | DNA | Boiler Room | NA | NA | NA | DNA | 115 | 2.15 | Electric | 1 | NA | NA | \Classifications\Building System Class\D30-HVAC Systems\D3040 - Distribution SYS\Hot Water Pump - PHW | 1008389
41-B1 | 41-B1 Central Branch | 41-B1-D5010-110-EMT01 | Electric Meter Readings - EMT01 | Westinghouse | 17T186 | Type D4S-3M | OM00010907 |  | Electrical Room | NA | NA | NA | NA | NA | NA | Electric | NA | NA | NA | \Classifications\Building System Class\D50-Electrical SYS\D5010 - Elec Service & Dist\Electric Meter Readings - EMT | 1008390
41-B1 | 41-B1 Central Branch | 41-B1-D3012-120-GMR01 | Gas Meter Readings - GMR01 | Roots Meter | 9544828 | 15C175 | OM00019706 | DNA | Exterior | NA | NA | NA | NA | NA | NA | NA | NA | NA | NA | \Classifications\Building System Class\D30-HVAC Systems\D3010 - Energy Supply\Gas Meter Readings - GMR | 1008391
41-B1 | 41-B1 Central Branch | 41-B1-D2020-130-WMR01 | Water Meter Readings - WMR01 | Neptune | 31653220 | Trident 10 | OM00019704 | DNA | Exterior | NA | NA | NA | NA | NA | NA | NA | NA | NA | NA | \Classifications\Building System Class\D20-Plumbing\D2020 - Domestic Water\Water Meter Readings - WMR | 1008392
41-B1 | 41-B1 Central Branch | 41-B1-G2050-200-LSC01 | Landscaping - LSC01 | NA | NA | NA | OM00019708 | DNA | Exterior | NA | NA | NA | NA | NA | NA | NA | NA | NA | NA | \Classifications\Building System Class\G20-Other Systems\G2050 - Landscaping\Landscaping - LSC | 1008393
41-B1 | 41-B1 Central Branch | 41-B1-D5092-250-ELT18 | Exterior Lighting - ELT18 | DNA | DNA | DNA | OM00019710 | DNA | Exterior | NA | NA | NA | NA | DNA | DNA | Electric | 1 | NA | NA | \Classifications\Building System Class\D50-Electrical SYS\D5090 - Elec SYS\Exterior Lighting - ELT | 1008394
41-B1 | 41-B1 Central Branch | 41-B1-D2023-310-HWP01 | Domestic Hot Water Circulating Pump - HWP01 | Grundfos | 9542 | UP26-96F | OM00018017 | DNA | Boiler Room | NA | NA | NA | DNA | 115 | 1.7 | Electric | 1 | NA | NA | \Classifications\Building System Class\D20-Plumbing\D2020 - Domestic Water\Domestic Hot Water Circulating Pump - HWP | 1009797
41-B1 | 41-B1 Central Branch | 41-B1-D3031-130-CLR01 | Chiller Plant - CLR01 | Carlyle | 0709UE6918 | 06ET275-360 | OM00018014 | DNA | Boiler Room | NA | NA | R-22 | DNA | 208/230 | DNA | Electric | 3 | NA | NA | \Classifications\Building System Class\D30-HVAC Systems\D3030 - Cooling SYS\Chiller, Water Cooled - CLR | 1009798
41-B1 | 41-B1 Central Branch | 41-B1-D5037-710-FAP01 | Fire Alarm Panel - FAP01 | Fire-Lite | 1182610 | MS-9200UDLS | OM00000259 | NA | Electrical Room | NA | NA | NA | NA | 110 | 3 | Electric | 1 | NA | NA | \Classifications\Building System Class\D50-Electrical SYS\D5030 - Comm & Security\Fire Alarm Panel - FAP | 1009799
41-B1 | 41-B1 Central Branch | 41-B1-G2049-300-HSC01 | Hardscape - HSC01 | DNA | DNA | DNA | OM00019709 | DNA | Parking Lot | NA | NA | NA | NA | NA | NA | NA | NA | NA | NA | \Classifications\Building System Class\G20-Other Systems\G2040 - Site Development\Hardscape - HSC | 1009800
41-B1 | 41-B1 Central Branch | 41-B1-D3021-130-BLR02 | Boiler,Hot Water,Oil/Gas/Comb. - BLR01 | Camus | 51317308 | DFNH-0750-MS1-HVS | OM00019761 |  | Basement Boiler Room Landscape | NA | NA | NA | NA |  |  | Gas |  | 750000 | 637500 | \Classifications\Building System Class\D30-HVAC Systems\D3020 - Heat SYS\Boiler,Hot Water,Oil/Gas/Comb. - BLR | 1018021
41-C1 | 41-C1 Northern Branch Courthouse | 41-C1-D2022-260-HWG01 | Domestic Water Heater, Gas - HWG01 | American Water Heater Co. | 99171128603 | G62-40T34-3N / 0721663 | OM00018037 | DNA | Old Wing - Boiler Room | NA | NA | NA | NA | NA | NA | NATURAL GAS | NA | 34000 | DNA | \Classifications\Building System Class\D20-Plumbing\D2020 - Domestic Water\Domestic Water Heater, Gas - HWG | EQ-1004662
41-C1 | 41-C1 Northern Branch Courthouse | 41-C1-D3030-110-CTW01 | Cooling Tower - CTW01 | Baltimore Air Coil | 71-527M | E-70 | OM00018025 |  | Basement, Cooling Tower Room | 2-388 | NA | NA | DNA | 208-230/460 | DNA | ELECTRICAL | 3 | NA | NA | \Classifications\Building System Class\D30-HVAC Systems\D3030 - Cooling SYS\Cooling Tower - CTW | EQ-1004689
41-C1 | 41-C1 Northern Branch Courthouse | 41-C1-D3031-130-CLR01 | Chiller,Water Cooled - CLR01 | Carrier | B2X1698 | 06LH118600 | OM00018026 | DNA | Basement, Cooling Tower Room | NA | NA | R-22 | DNA | 460 | DNA | Electric | 3 | NA | NA | \Classifications\Building System Class\D30-HVAC Systems\D3030 - Cooling SYS\Chiller, Water Cooled - CLR | EQ-1004690
41-C1 | 41-C1 Northern Branch Courthouse | 41-C1-D3090-114-CMP01 | Control Air Compressor - CMP01 | Speedaire | L8/5/97-10268 | 4B228C | OM00018036 |  | Basement - Old Wing Boiler Room | NA | NA | NA | SPL | 240 | 15 | ELECTRICAL | 1 | NA | NA | \Classifications\Building System Class\D30-HVAC Systems\D3090 - Other HVAC Systems and Equipment\Air Compressor - CMP | EQ-1004692
41-C1 | 41-C1 Northern Branch Courthouse | 41-C1-D3041-230-RFN01 | Return Air Fan - RFN01 | Toshiba | 9202175A | B02040DL | OM00018031 |  | Basement | NA | NA | NA | 20 | 230/460 | 46.8 | ELECTRICAL | DNA | DNA | DNA | \Classifications\Building System Class\D30-HVAC Systems\D3040 - Distribution SYS\Supply/Exhaust/Return fans- FAN | EQ-1004693
41-C1 | 41-C1 Northern Branch Courthouse | 41-C1-D3041-110-AHU02 | Air Handling Unit - AHU02 | Trane | U 50122 | Type 10 | OM00018039 | DNA | Basement, Old Wing - Boiler Room | (1) A62 | 16X25X2-(4) | DNA | 1 | 240 | 20/10 | ELECTRICAL | 3 | NA | NA | \Classifications\Building System Class\D30-HVAC Systems\D3040 - Distribution SYS\Air Handling Unit - AHU | EQ-1004695
41-C1 | 41-C1 Northern Branch Courthouse | 41-C1-D2040-100-PSU01 | Sump Pump - PSU01 | Dayton | R69540K | 6K005K | OM00018040 | DNA | Basement, Old Wing - Boiler Room | NA | NA | NA | 1/3 | 115/230 | DNA | ELECTRICAL | 1 | NA | NA | \Classifications\Building System Class\D20-Plumbing\D2040 - Rain Drain\Sump Pump - PSU | EQ-1004696
41-C1 | 41-C1 Northern Branch Courthouse | 41-C1-D3031-100-PCH01 | Condenser Water/tower water Pump - PCH01 | Bell & Gosset | DNA | DNA | OM00018030 | DNA | Basement, Cooling Tower Room | NA | NA | NA | 3 | 230/460 | DNA | ELECTRICAL | 3 | NA | NA | \Classifications\Building System Class\D30-HVAC Systems\D3030 - Cooling SYS\Chilled Water Pump - PCH | EQ-1004697
41-C1 | 41-C1 Northern Branch Courthouse | 41-C1-B2010-100-BLD01 | Building Structure | NA | NA | NA | OM00032328 |  | NA | NA | NA | NA | NA | NA | NA | NA | NA | NA | NA | \Classifications\Building System Class\B20-General Building Exterior\B2010 - Exterior Walls\Building - BLD | EQ-1007356
41-C1 | 41-C1 Northern Branch Courthouse | 41-C1-D4031-100-FEX18 | Fire Extinguisher - FEX18 | Badger | PM-735814 | 10MB-8H 1998 | OM00020216 |  | Throughout | NA | NA | NA | NA | NA | NA | NA | NA | NA | NA | \Classifications\Building System Class\D40-Fire Protection SYS\D4030 - FIRE SPEC\Fire Extinguisher - FEX | EQ-1007589
41-C1 | 41-C1 Northern Branch Courthouse | 41-C1-B2033-120-DOR01 | Door,Sliding,Electric - DOR01 | Stanley | DNA | Magic-Door | OM00042124 | NA | Entrance to building | NA | NA | NA | DNA | DNA | DNA | Electric | DNA | NA | NA | \Classifications\Building System Class\B20-General Building Exterior\B2030 - Exterior Doors\Door,Automatic-Sliding,Revolving - DOR | 1008133
41-C1 | 41-C1 Northern Branch Courthouse | 41-C1-B2034-400-DOH02 | Shutter,Roll-up,Electric -DOH02 | The Cookson Company, Inc. | DNA | DNA | OM00000237 | NA | Traffic Dept Office. | NA | NA | NA | DNA | DNA | DNA | Electric | DNA | NA | NA | \Classifications\Building System Class\B20-General Building Exterior\B2030 - Exterior Doors\Door,Overhead-Shutter,Manual,Elec,Roll-up - DOH | 1008134
41-C1 | 41-C1 Northern Branch Courthouse | 41-C1-B2034-400-DOH03 | Shutter,Roll-up,Electric -DOH03 | The Cookson Company, Inc. | DNA | DNA | OM00000238 | NA | Traffic Dept Office. | NA | NA | NA | DNA | DNA | DNA | Electric | DNA | NA | NA | \Classifications\Building System Class\B20-General Building Exterior\B2030 - Exterior Doors\Door,Overhead-Shutter,Manual,Elec,Roll-up - DOH | 1008135
41-C1 | 41-C1 Northern Branch Courthouse | 41-C1-B2034-400-DOH04 | Shutter,Roll-up,Electric -DOH04 | The Cookson Company, Inc. | DNA | DNA | OM00000239 | NA | Traffic Dept Office. | NA | NA | NA | DNA | DNA | DNA | Electric | DNA | NA | NA | \Classifications\Building System Class\B20-General Building Exterior\B2030 - Exterior Doors\Door,Overhead-Shutter,Manual,Elec,Roll-up - DOH | 1008136
41-C1 | 41-C1 Northern Branch Courthouse | 41-C1-B2034-400-DOH05 | Shutter,Roll-up,Electric -DOR05 | The Cookson Company, Inc. | DNA | DNA | OM00000250 | NA | Small Claims Office - Storage Area | NA | NA | NA | DNA | DNA | DNA | Electric | DNA | NA | NA | \Classifications\Building System Class\B20-General Building Exterior\B2030 - Exterior Doors\Door,Overhead-Shutter,Manual,Elec,Roll-up - DOH | 1008137
41-C1 | 41-C1 Northern Branch Courthouse | 41-C1-B2034-400-DOH06 | Shutter,Roll-up,Electric -DOR06 | The Cookson Company, Inc. | DNA | DNA | OM00000251 | NA | Small Claims Office - Storage Area | NA | NA | NA | DNA | DNA | DNA | Electric | DNA | NA | NA | \Classifications\Building System Class\B20-General Building Exterior\B2030 - Exterior Doors\Door,Overhead-Shutter,Manual,Elec,Roll-up - DOH | 1008138
41-C1 | 41-C1 Northern Branch Courthouse | 41-C1-B3010-100-RUF01 | Roof - RUF01 | DNA | DNA | DNA | OM00020215 | NA | Roof | NA | NA | NA | NA | NA | NA | NA | NA | NA | NA | \Classifications\Building System Class\B30-Roofing\B3010 - Roof Types\Roof - RUF | 1008139
41-C1 | 41-C1 Northern Branch Courthouse | 41-C1-C1020-110-FRD01 | Fire Doors, Won - FRD01 | DNA | DNA | DNA | OM00000252 | NA | Main Hallway | NA | NA | NA | NA | NA | NA | NA | NA | NA | NA | \Classifications\Building System Class\C10-General Building Interior\C1020 - Fire Doors\Fire Doors - FRD | 1008140
41-C1 | 41-C1 Northern Branch Courthouse | 41-C1-D1010-100-ELE01 | Elevator,Hydraulic,Pass/Freight - ELE01 | Otis | CP16288 | HPA1500 | OM00020209 | State ID# 053912 | New Wing - File Room | NA | NA | NA | 10 | 440 | 29.6 | Electric | 3 | NA | NA | \Classifications\Building System Class\D10-Conveyance Systems\D1010 - Elevator\Elevator,Hydraulic,Pass/Freight - ELE | 1008141
41-C1 | 41-C1 Northern Branch Courthouse | 41-C1-D2023-310-HWP01 | Domestic Hot Water Circulating Pump - HWP01 | Grundfos | 9004 | Type UP 26-96 F | OM00000230 | NA | Old Wing - Boiler Room | NA | NA | NA | DNA | 115 | 1.77 | Electric | 1 | NA | NA | \Classifications\Building System Class\D20-Plumbing\D2020 - Domestic Water\Domestic Hot Water Circulating Pump - HWP | 1008142
41-C1 | 41-C1 Northern Branch Courthouse | 41-C1-D2023-310-HWP02 | Domestic Hot Water Circulating Pump - HWP02 | Grundfos | DNA | Type UP 26-96 F | OM00020213 | NA | New Wing - Boiler Room | NA | NA | NA | DNA | 115 | 1.70 | Electric | 1 | NA | NA | \Classifications\Building System Class\D20-Plumbing\D2020 - Domestic Water\Domestic Hot Water Circulating Pump - HWP | 1008143
41-C1 | 41-C1 Northern Branch Courthouse | 41-C1-D2040-100-PSU02 | Sump Pump - PSU02 | DNA | DNA | DNA | OM00019736 | NA | New Wing - Engineers Office | NA | NA | NA | DNA | DNA | DNA | Electric | 1 | NA | NA | \Classifications\Building System Class\D20-Plumbing\D2040 - Rain Drain\Sump Pump - PSU | 1008144
41-C1 | 41-C1 Northern Branch Courthouse | 41-C1-D2040-100-PSU03 | Sump Pump - PSU03 | DNA | DNA | DNA | OM00019737 | NA | New Wing - Engineers Office | NA | NA | NA | DNA | DNA | DNA | Electric | 1 | NA | NA | \Classifications\Building System Class\D20-Plumbing\D2040 - Rain Drain\Sump Pump - PSU | 1008145
41-C1 | 41-C1 Northern Branch Courthouse | 41-C1-D3041-110-AHU03 | Air Handling Unit - AHU03 | Lincoln AC Motor | 2531443 | Frame 284T | OM00018032 |  | New Wing - Air Handler Room | (1) C162 Powerband | 20X20X2-(28) | R-22 | 25 | 230/460 | 64/32 | Electric | 3 | NA | NA | \Classifications\Building System Class\D30-HVAC Systems\D3040 - Distribution SYS\Air Handling Unit - AHU | 1008146
41-C1 | 41-C1 Northern Branch Courthouse | 41-C1-D3050-250-ACU01 | Air Conditioning,Split System - ACU01 | Sanyo | 0040914 | KH2412W | OM00000234 |  | Traffic Dept File Rm. | NA | DNA | R-22 | DNA | 220 | 15 | Electric | 1 | DNA | DNA | \Classifications\Building System Class\D30-HVAC Systems\D3050 - Package SYS\Air Conditioning,Split System - ACU | 1008147
41-C1 | 41-C1 Northern Branch Courthouse | 41-C1-D3050-250-ACU02 | Air Conditioning,Split System - ACU02 | Sanyo | 0004922 | KS3012W | OM00000235 |  | Traffic Dept Office. | NA | DNA | R-22 | DNA | 220 | 15 | Electric | 1 | DNA | DNA | \Classifications\Building System Class\D30-HVAC Systems\D3050 - Package SYS\Air Conditioning,Split System - ACU | 1008148
41-C1 | 41-C1 Northern Branch Courthouse | 41-C1-D3050-250-ACU03 | Air Conditioning,Split System - ACU03 | Sanyo | DNA | KS3012W | OM00000236 |  | Traffic Dept Office. | NA | DNA | R-22 | DNA | 220 | 15 | Electric | 1 | DNA | DNA | \Classifications\Building System Class\D30-HVAC Systems\D3050 - Package SYS\Air Conditioning,Split System - ACU | 1008149
41-C1 | 41-C1 Northern Branch Courthouse | 41-C1-D3050-250-ACU04 | Air Conditioning,Split System - ACU04 | Sanyo | 125603 | C1211 | OM00000241 |  | Breakroom for Small Claims | NA | DNA | R-22 | DNA | 115 | 11.0 | Electric | 1 | DNA | DNA | \Classifications\Building System Class\D30-HVAC Systems\D3050 - Package SYS\Air Conditioning,Split System - ACU | 1008150
41-C1 | 41-C1 Northern Branch Courthouse | 41-C1-D3050-250-ACU05 | Air Conditioning,Split System - ACU05 | Sanyo | 114102 | C1812 | OM00000242 |  | Small Claims Office | NA | DNA | R-22 | DNA | 230/208 | 8.4/9.0 | Electric | 1 | DNA | DNA | \Classifications\Building System Class\D30-HVAC Systems\D3050 - Package SYS\Air Conditioning,Split System - ACU | 1008151
41-C1 | 41-C1 Northern Branch Courthouse | 41-C1-D3050-250-ACU06 | Air Conditioning,Split System - ACU06 | Sanyo | 123402 | C1812 | OM00000243 |  | Accounting Office | NA | DNA | R-22 | DNA | 230/208 | 8.4/9.0 | Electric | 1 | DNA | DNA | \Classifications\Building System Class\D30-HVAC Systems\D3050 - Package SYS\Air Conditioning,Split System - ACU | 1008152
41-C1 | 41-C1 Northern Branch Courthouse | 41-C1-D3050-250-ACU07 | Air Conditioning,Split System - ACU07 | Sanyo | 115102 | C1812 | OM00000244 |  | Accounting Office | NA | DNA | R-22 | DNA | 230/208 | 8.4/9.0 | Electric | 1 | DNA | DNA | \Classifications\Building System Class\D30-HVAC Systems\D3050 - Package SYS\Air Conditioning,Split System - ACU | 1008153
41-C1 | 41-C1 Northern Branch Courthouse | 41-C1-D3050-250-ACU08 | Air Conditioning,Split System - ACU08 | Sanyo | 5722 | C3622 | OM00000245 |  | Family Law Office | NA | DNA | R-22 | DNA | 230/208 | 15.2/16.3 | Electric | 1 | DNA | DNA | \Classifications\Building System Class\D30-HVAC Systems\D3050 - Package SYS\Air Conditioning,Split System - ACU | 1008154
41-C1 | 41-C1 Northern Branch Courthouse | 41-C1-D2023-100-BFP02 | Backflow Preventer - BFP02 For boiler | Watts | 92024 | 009-M2OT 3/4 inch | OM00020212 | ID #08-6714. | New Wing - Boiler Room - USE CALIFORNIA WATER SERVICE FORM | NA | NA | NA | NA | NA | NA | NA | NA | NA | NA | \Classifications\Building System Class\D20-Plumbing\D2020 - Domestic Water\Backflow Preventer - BFP | 1008157
41-C1 | 41-C1 Northern Branch Courthouse | 41-C1-D2023-100-BFP03 | Backflow Preventer - BFP03 Fire Sprinkler System | Watts | 220200 | 909 RP 4 inch | OM00000247 | Hazard ID: 1016065 Meter#: 01505531 SPID: | Northwest Corner - USE CALIFORNIA WATER SERVICE FORM | NA | NA | NA | NA | NA | NA | NA | NA | NA | NA | \Classifications\Building System Class\D20-Plumbing\D2020 - Domestic Water\Backflow Preventer - BFP | 1008158
41-C1 | 41-C1 Northern Branch Courthouse | 41-C1-D2023-100-BFP04 | Backflow Preventer - BFP04 Irrigation | Febco | DNA | 765-2 PVB | OM00000249 | ID #08-6732 | West side of building - USE CALIFORNIA WATER SERVICE FORM | NA | NA | NA | NA | NA | NA | NA | NA | NA | NA | \Classifications\Building System Class\D20-Plumbing\D2020 - Domestic Water\Backflow Preventer - BFP | 1008159
41-C1 | 41-C1 Northern Branch Courthouse | 41-C1-D5010-200-ESD01 | Main Electrical Panel - SBR01 | Sierra Switchboard Co. | C4672-9 | DNA | OM00020219 |  | New Wing - Electrical Room | NA | NA | NA | NA | 277/480 | 800 | Electric | 3 | NA | NA | \Classifications\Building System Class\D50-Electrical SYS\D5010 - Elec Service & Dist\Electical Service and Distribution - ESD | 1008160
41-C1 | 41-C1 Northern Branch Courthouse | 41-C1-D5037-710-FAP01 | Fire Alarm Panel - FAP01 | Firelite w/Radionics | X9043 | MS-9600/D8112 | OM00019739 | NA | Basement New Wing - Engineers Office | NA | NA | NA | NA | 110 | DNA | Electric | 1 | NA | NA | \Classifications\Building System Class\D50-Electrical SYS\D5030 - Comm & Security\Fire Alarm Panel - FAP | 1008161
41-C1 | 41-C1 Northern Branch Courthouse | 41-C1-D5038-810-ITA01 | Intrusion Alarm - ITA01 | ADT Focus | DNA | 472381 | OM00019740 | NA | Old Wing - Janitors Closet | NA | NA | NA | NA | 16.5 | 2.0/4.0 | Electric | 1 | NA | NA | \Classifications\Building System Class\D50-Electrical SYS\D5030 - Comm & Security\Intrusion Alarm - ITA | 1008162
41-C1 | 41-C1 Northern Branch Courthouse | 41-C1-D3044-125-PHW02 | Hot Water Pump - PHW02 | Grundfos | P/N 52722370P1 | Type UP 43-75BF 216 | OM00000232 | NA | Old Wing - Boiler Room | NA | NA | NA | DNA | 115 | 2.15 | Electric | 1 | NA | NA | \Classifications\Building System Class\D30-HVAC Systems\D3040 - Distribution SYS\Hot Water Pump - PHW | 1008164
41-C1 | 41-C1 Northern Branch Courthouse | 41-C1-D5010-110-EMT01 | Electric Meter Readings - EMT01 | General Electric | KZG10038730280209 | 1003873028 | OM00020218 |  | New Wing - Electrical Room | NA | NA | NA | NA | NA | NA | Electric | NA | NA | NA | \Classifications\Building System Class\D50-Electrical SYS\D5010 - Elec Service & Dist\Electric Meter Readings - EMT | 1008165
41-C1 | 41-C1 Northern Branch Courthouse | 41-C1-D3012-120-GMR01 | Gas Meter Readings - GMR01 | Dresser Roots Meter | 8371194 | 3M125 | OM00000246 | NA | Exterior | NA | NA | NA | NA | NA | NA | NA | NA | NA | NA | \Classifications\Building System Class\D30-HVAC Systems\D3010 - Energy Supply\Gas Meter Readings - GMR | 1008166
41-C1 | 41-C1 Northern Branch Courthouse | 41-C1-D2020-130-WMR01 | Water Meter Readings - WMR01 | Sensus | DNA | DNA | OM00000248 | NA | Exterior | NA | NA | NA | NA | NA | NA | NA | NA | NA | NA | \Classifications\Building System Class\D20-Plumbing\D2020 - Domestic Water\Water Meter Readings - WMR | 1008167
41-C1 | 41-C1 Northern Branch Courthouse | 41-C1-G2050-200-LSC01 | Landscaping - LSC01 | DNA | DNA | DNA | OM00000253 | NA | Exterior | NA | NA | NA | NA | NA | NA | NA | NA | NA | NA | \Classifications\Building System Class\G20-Other Systems\G2050 - Landscaping\Landscaping - LSC | 1008168
41-C1 | 41-C1 Northern Branch Courthouse | 41-C1-D5092-250-ELT01 | Exterior Lighting - ELT01 | Hubbell | W0246970 | PVL-150S-128 Perimaliter II | OM00000254 | NA | Exterior | NA | NA | NA | NA | 120/208/240/277 | DNA | Electric | 1 | NA | NA | \Classifications\Building System Class\D50-Electrical SYS\D5090 - Elec SYS\Exterior Lighting - ELT | 1008169
41-C1 | 41-C1 Northern Branch Courthouse | 41-C1-G2049-300-HSC02 | Hardscape - HSC02 | DNA | DNA | DNA | OM00000255 | NA | Courtyard | NA | NA | NA | NA | NA | NA | NA | NA | NA | NA | \Classifications\Building System Class\G20-Other Systems\G2040 - Site Development\Hardscape - HSC | 1008170
41-C1 | 41-C1 Northern Branch Courthouse | 41-C1-D4010-150-FMS01 | System Extinguishing,Wet Pipe - FMS01 | DNA | DNA | DNA | OM00020211 | NA | New Wing - Air Handler Room | NA | NA | NA | NA | NA | NA | NA | NA | NA | NA | \Classifications\Building System Class\D40-Fire Protection SYS\D4010 - Sprinkler SYS\Fire Systems, stand pipes - FMS | 1008171
41-C1 | 41-C1 Northern Branch Courthouse | 41-C1-D4024-100-FHS06 | Other Stand Pipe and Hose Systems-FHS06 | Potter-Roemer Inc. | DNA | CU-60 | OM00020220 | NA | Throughout | NA | NA | NA | NA | NA | NA | NA | NA | NA | NA | \Classifications\Building System Class\D40-Fire Protection SYS\D4020 - Stand Pipe\Other Stand Pipe Hose Systems - FHS | 1008172
41-C1 | 41-C1 Northern Branch Courthouse | 41-C1-D5092-250-EML30 | Emergency And Exit Lighting - EML30 | TCP | NA | 22745 | OM00020217 |  | Throughout | NA | NA | NA | NA | 110 & 277 | DNA | DNA | 1 | NA | NA | \Classifications\Building System Class\D50-Electrical SYS\D5090 - Elec SYS\Emergency And Exit Lighting - EML | 1008174
41-C1 | 41-C1 Northern Branch Courthouse | 41-C1-D3041-110-AHU01 | Air Handling Unit - AHU01 | McIntyre Coil Co. | 4271 | WTH-1764 | OM00020210 |  | Old Wing - Boiler Room | (1) 3X471G (A-46) | 12X24X2-(11) | R-22 | 3 | 240 | 8.8 | Electric | 3 | NA | NA | \Classifications\Building System Class\D30-HVAC Systems\D3040 - Distribution SYS\Air Handling Unit - AHU | 1008175
41-C1 | 41-C1 Northern Branch Courthouse | 41-C1-D3068-100-BAS02 | Building Automation System - BAS02 | Schneider Electric | DNA | TAC XENTA | OM00019754 | NA | New Wing - Janitors Closet | NA | NA | NA | NA | 110 | DNA | Electric | 1 | NA | NA | \Classifications\Building System Class\D30-HVAC Systems\D3060 - Control & Inst Air\Building Automation System - BAS | 1009844
41-C1 | 41-C1 Northern Branch Courthouse | 41-C1-D3021-130-BLR03 | Boiler,Hot Water,Oil/Gas/Comb. - BLR03 | Raypak | 1201334356 | H7-1104 | OM00019758 | DNA | Basement - Old Wing - Boiler Room | NA | NA | NA | NA | NA | NA | Gas | NA | 1100000 | 924000 | \Classifications\Building System Class\D30-HVAC Systems\D3020 - Heat SYS\Boiler,Hot Water,Oil/Gas/Comb. - BLR | 1014889
41-C1 | 41-C1 Northern Branch Courthouse | 41-C1-D2023-100-BFP05 | Backflow Preventer - BFP05 for boiler | Febco | J001284 | LF825Y | OM00019755 |  | Basement - Old Wing - Boiler Room | NA | NA | NA | NA | NA | NA | NA | NA | NA |  | \Classifications\Building System Class\D20-Plumbing\D2020 - Domestic Water\Backflow Preventer - BFP | 1014892
41-C1 | 41-C1 Northern Branch Courthouse | 41-C1-D3044-125-PHW04 | Hot Water Pump - PHW04 | Bell & Gosset | 102222 | ID-3 B11 | OM00019759 | NA | Basement - North Quadrant - Old Wing - Boiler Room | NA | NA | NA | 1/4 | 115 | 3.0 | Electric | 1 | NA | NA | \Classifications\Building System Class\D30-HVAC Systems\D3040 - Distribution SYS\Hot Water Pump - PHW | 1014908
41-C1 | 41-C1 Northern Branch Courthouse | 41-C1-D3031-130-CLR02 | Chiller,Water Cooled - CLR02 | Worthington | 37A61G-35 | 2VC7-3265 | OM00019760 |  | Old Wing Basement | NA | NA | R-22 | NA | DNA | DNA | Electric | DNA | NA | NA | \Classifications\Building System Class\D30-HVAC Systems\D3030 - Cooling SYS\Chiller, Water Cooled - CLR | 1015679
41-C1 | 41-C1 Northern Branch Courthouse | 41-C1-D2022-260-HWG03 | Domestic Water Heater, Gas - HWG03 | Rheem | M501403983 | XG40T12HN38U0 | OM00020201 |  | Basement - New wing, Boiler Room | NA | NA | NA | NA | DNA | DNA | Gas | DNA | 38000 |  | \Classifications\Building System Class\D20-Plumbing\D2020 - Domestic Water\Domestic Water Heater, Gas - HWG | 1018922
41-C1 | 41-C1 Northern Branch Courthouse | 41-C1-D3021-140-BLR05 | Domestic Gas Hot Water - BLR05 | Rheem | DNA | XG40T12HN38U0 | OM00043697 |  | Basement New Wing Boiler Room | NA | NA | NA | NA | NA | NA | Gas | NA | 38000 | 30400 | \Classifications\Building System Class\D30-HVAC Systems\D3020 - Heat SYS\Boiler,Hot Water,Oil/Gas/Comb. - BLR | 1020374
41-C1 | 41-C1 Northern Branch Courthouse | 41-C1-D3050-250-ACU09 | Air Conditioning, Split System - ACU09 | Sanyo | 23822 | DNA | OM0023822 |  | Old Wing Traffic Court | NA | NA | DNA | NA | 240 | 4 | Electric | 1 | NA | NA | \Classifications\Building System Class\D30-HVAC Systems\D3050 - Package SYS\Air Conditioning,Split System - ACU | 1020375
41-C1 | 41-C1 Northern Branch Courthouse | 41-C1-D3044-125-PHW06 | Description Hot Water Pump - PHW06 | Bell & Gosset | F1612142200 | 2.5X9.5 7.75 SSF | OM00020203 |  | Boiler Room | NA | NA | NA | 5 | 230/460 | 13.2/6.6 | Electric |  | NA | NA | \Classifications\Building System Class\D30-HVAC Systems\D3040 - Distribution SYS\Hot Water Pump - PHW | 1021719
41-F1 | 41-F1 Juvenile Branch, Paul Scannell Drive | 41-F1-D4031-100-FEX04 | Fire Extinguisher - FEX04 | AMEREX | YN-970767 | B500 | OM00001467 |  | 2nd floor, Throughout | NA | NA | NA | NA | NA | NA | NA | NA | NA | NA | \Classifications\Building System Class\D40-Fire Protection SYS\D4030 - FIRE SPEC\Fire Extinguisher - FEX | EQ-1007086
41-F1 | 41-F1 Juvenile Branch, Paul Scannell Drive | 41-F1-B2010-100-BLD01 | Building Structure | NA | NA | NA | OM00032413 |  | NA | NA | NA | NA | NA | NA | NA | NA | NA | NA | NA | \Classifications\Building System Class\B20-General Building Exterior\B2010 - Exterior Walls\Building - BLD | EQ-1007357
41-F1 | 41-F1 Juvenile Branch, Paul Scannell Drive | 41-F1-B2034-400-CTY01 | Door,Overhead,Roll-up,Electric - DOH01 | DNA | DNA | DNA | OM00001466 | NA | Judges Parking Garage | NA | NA | NA | NA | DNA | DNA | Electric | DNA | NA | NA | \Classifications\Building System Class\B20-General Building Exterior\B2030 - Exterior Doors\Door,Overhead-Shutter,Manual,Elec,Roll-up - DOH | 1008856
41-F1 | 41-F1 Juvenile Branch, Paul Scannell Drive | 41-F1-D3050-250-ACU01 | Air Conditioning,Split System - ACU01 | TRANE | F04E01773D | MCW512AMUA0 | OM00001465 |  | IT Room | NA | DNA | R-22 | 1/15 | 208/230 | 7.3 | Electric | 1 | NA | NA | \Classifications\Building System Class\D30-HVAC Systems\D3050 - Package SYS\Air Conditioning,Split System - ACU | 1008857
41-F1 | 41-F1 Juvenile Branch, Paul Scannell Drive | 41-F1-D5092-250-EML09 | Emergency And Exit Lighting - EML09 | NA | NA | NA | OM00001468 |  | Throughout | NA | NA | NA | NA | 110 | DNA | Electric | 1 | NA | NA | \Classifications\Building System Class\D50-Electrical SYS\D5090 - Elec SYS\Emergency And Exit Lighting - EML | 1008858
41-F1 | 41-F1 Juvenile Branch, Paul Scannell Drive | 41-F1-D3050-250-ACU02 | Air Conditioning,Split System - ACU02 | FUJITSU | DEA010634 | ASU30CLX | OM00001471 |  | IT Room | NA | 12X8X1/8 (2) | R-410A | DNA | 208/230 | 0.2 | Electric | 1 | NA | NA | \Classifications\Building System Class\D30-HVAC Systems\D3050 - Package SYS\Air Conditioning,Split System - ACU | 1009845
42-A1 | 42-A1 Santa Barbara County Courthouse | 42-A1-D4031-100-CTY26 | Fire Extinguisher - County maintained | KIDDE | na | PROPLUS10 | na | na | THROUGHOUT THE COURT HOUSE | na | na | na | na | na | na | na | na | na | na | \Classifications\Building System Class\D40-Fire Protection SYS\D4030 - FIRE SPEC\Fire Extinguisher - FEX | EQ-1002271
42-B1 | 42-B1 Figueroa Division | 42-B1-D2018-100-DKF02 | Drinking fountain | Haws | DNA | DNA | OM00016502 | na | Inside | na | na | na | na | 208-230 | na | na | na | na | na | \Classifications\Building System Class\D20-Plumbing\D2010 - Plumb Fix\Drink Fountain (Refr Indvl Wtrcooler) - DKF | EQ-1002242
42-B1 | 42-B1 Figueroa Division | 42-B1-D2018-100-DKF03 | Drinking fountain | Haws | DNA | DNA | OM00016503 | na | Inside | na | na | na | na | 208-230 | na | na | na | na | na | \Classifications\Building System Class\D20-Plumbing\D2010 - Plumb Fix\Drink Fountain (Refr Indvl Wtrcooler) - DKF | EQ-1002243
42-B1 | 42-B1 Figueroa Division | 42-B1-D3042-220-EFN05 | Exhaust fan 5 | DNA | DNA | DNA | OM00016505 | na | Men's public restroom BASEMENT above ceiling | na | na | na | na | 115 | DNA | Electric | 1 | na | na | \Classifications\Building System Class\D30-HVAC Systems\D3040 - Distribution SYS\Supply/Exhaust/Return fans- FAN | EQ-1002244
42-B1 | 42-B1 Figueroa Division | 42-B1-D3042-220-EFN04 | Holding cells exhaust fan | Movement & Control A | DNA | DNA | OM00002571 | na | Basement | na | na | na | na | na | na | Electric | na | na | na | \Classifications\Building System Class\D30-HVAC Systems\D3040 - Distribution SYS\Supply/Exhaust/Return fans- FAN | EQ-1002245
42-B1 | 42-B1 Figueroa Division | 42-B1-D2022-260-HWG02 | Domestic water heater #2 | AMERICAN WATER HEATER CO | 0411131583 | G62-75T75-4NOV | OM00016512 | na | Boiler room | na | na | na | na | na | na | GAS | na | 75100 | na | \Classifications\Building System Class\D20-Plumbing\D2020 - Domestic Water\Domestic Water Heater, Gas - HWG | EQ-1002249
42-B1 | 42-B1 Figueroa Division | 42-B1-D3031-240-CDR01 | Water cooled condenser | Evapco West, Inc. | 915385 | LSCA100 | OM00016517 | na | Chiller building courtyard | B77 (3) | DNA | R-22 | 7.5 | 208-230 | 21/10.5 | Electric | 3 | NA | NA | \Classifications\Building System Class\D30-HVAC Systems\D3030 - Cooling SYS\Condensing Unit, Water Cooled - CDR | EQ-1002254
42-B1 | 42-B1 Figueroa Division | 42-B1-D3041-230-RFN01 | Return fan-RFN01 | Green Heck Fan | 91D06943 | BSQ-180-10 | OM00016519 | na | Mechanical Room EAST | A-53 | na | na | 0002 | 200-208 | 5.5-5.9 | Electric | 3 | na | na | \Classifications\Building System Class\D30-HVAC Systems\D3040 - Distribution SYS\Supply/Exhaust/Return fans- FAN | EQ-1002255
42-B1 | 42-B1 Figueroa Division | 42-B1-D3041-230-RFN02 | Return fan-RFN02 | Traine | K1B196419 | DB-30 | OM00016520 | na | Air handler room 3rd floor | A-60 | na | na | 1/2 | 208-230/460 | 1.90 | Electric | 3 | na | na | \Classifications\Building System Class\D30-HVAC Systems\D3040 - Distribution SYS\Supply/Exhaust/Return fans- FAN | EQ-1002256
42-B1 | 42-B1 Figueroa Division | 42-B1-D3041-230-RFN03 | Return fan #3-RFN03 | Traine | K1B196418 | DB-30 | OM00016521 | na | Air handler room 3rd floor | 4L620/A60 (1) | na | na | 1/2 | 208-230 | 1.9 | na | 3 | na | na | \Classifications\Building System Class\D30-HVAC Systems\D3040 - Distribution SYS\Supply/Exhaust/Return fans- FAN | EQ-1002257
42-B1 | 42-B1 Figueroa Division | 42-B1-D3041-110-AHU02 | Air handler #2 | Carrier | 2491T31715 | 39EB08 | OM00016522 | na | East side air handler room | AX-37 (3) | 24x24x2 (3) | na | 7.5 | 200-208 | 23 | Electric | 3 | na | na | \Classifications\Building System Class\D30-HVAC Systems\D3040 - Distribution SYS\Air Handling Unit - AHU | EQ-1002258
42-B1 | 42-B1 Figueroa Division | 42-B1-D3041-110-AHU03 | Air handler #3 | Carrier | 2491T31716 | 39EB08 | OM00016523 | na | West side air handler room | B-43 | 24x24x2 (2) 20x24x2 (1) | na | 5 | 200-208 | 16 | Electric | 3 | na | na | \Classifications\Building System Class\D30-HVAC Systems\D3040 - Distribution SYS\Air Handling Unit - AHU | EQ-1002259
42-B1 | 42-B1 Figueroa Division | 42-B1-D3041-110-AHU04 | Air handler #4 | Carrier | 2491T317-17 | 39EB13 | OM00016524 | na | East side air handler room | 4L380 (2) | 25x25x2 (6) | na | 7.5 | 230/460 | 19.4 | Electric | 3 | na | na | \Classifications\Building System Class\D30-HVAC Systems\D3040 - Distribution SYS\Air Handling Unit - AHU | EQ-1002260
42-B1 | 42-B1 Figueroa Division | 42-B1-D3041-110-AHU05 | Air handler #5 | Carrier | 2491T31718 | 39EB13 | OM00016525 | na | West side air handler room | AX-38 (2) | 20X24X2 (3) | na | 7.5 | 208-230 | DNA | Electric | 3 | na | na | \Classifications\Building System Class\D30-HVAC Systems\D3040 - Distribution SYS\Air Handling Unit - AHU | EQ-1002261
42-B1 | 42-B1 Figueroa Division | 42-B1-D3041-110-AHU07 | Air handler #7 | Carrier | 2491T31720 | 39EB08 | OM00016527 | na | West side air handler room | B-43 | 20X24X2 (3) | na | 5 | 200-208 | 16 | Electric | 3 | na | na | \Classifications\Building System Class\D30-HVAC Systems\D3040 - Distribution SYS\Air Handling Unit - AHU | EQ-1002262
42-B1 | 42-B1 Figueroa Division | 42-B1-D3041-110-AHU08 | Air handler #8 | Carrier | DNA | DNA | OM00016528 | na | 3rd floor air handler room | BP-70 (2) | 16x20x2 (5) 16x25x2 (5) | na | 7.5 | 208-230 | 20.7/9.8 | Electric | 3 | na | na | \Classifications\Building System Class\D30-HVAC Systems\D3040 - Distribution SYS\Air Handling Unit - AHU | EQ-1002263
42-B1 | 42-B1 Figueroa Division | 42-B1-D3021-130-BLR02 | Boiler #2 | Lochinvar | G907755 | CBN0760 | OM00016529 | DNA | Boiler room | na | na | na | DNA | 120 | DNA | GAS | DNA | 760,000 | 585,200 | \Classifications\Building System Class\D30-HVAC Systems\D3020 - Heat SYS\Boiler,Hot Water,Oil/Gas/Comb. - BLR | EQ-1002264
42-B1 | 42-B1 Figueroa Division | 42-B1-D3021-130-BLR01 | Boiler #1 | Lochinvar | F889378 | CBN0760 | OM00016530 | DNA | Boiler room | na | na | na | DNA | 120 | DNA | Natural gas | DNA | 760,000 | 585,200 | \Classifications\Building System Class\D30-HVAC Systems\D3020 - Heat SYS\Boiler,Hot Water,Oil/Gas/Comb. - BLR | EQ-1002265
42-B1 | 42-B1 Figueroa Division | 42-B1-D3031-130-CLR01 | Chiller Water Unit #1 | Carrier | 2191j02558 | 30HL060-530 | OM00016534 | na | East side of building GROUND | na | na | R-22 | DNA | 208/230 | 112 | Electric | 3 | na | 720,000 BTU (60 tons) | \Classifications\Building System Class\D30-HVAC Systems\D3030 - Cooling SYS\Chiller, Water Cooled - CLR | EQ-1002267
42-B1 | 42-B1 Figueroa Division | 42-B1-D3031-130-CLR02 | Chiller Water Unit #2 | Carrier | 2291j02593 | 30HL060-530 | OM00016535 | na | East side of building GROUND | na | na | R-22 | DNA | 208/230 | 112 | Electric | 3 | na | 720,000 BTU (60 tons) | \Classifications\Building System Class\D30-HVAC Systems\D3030 - Cooling SYS\Chiller, Water Cooled - CLR | EQ-1002268
42-B1 | 42-B1 Figueroa Division | 42-B1-D4031-100-FEX27 | ABC FIRE EXTINGUISHER | AMEREX | NA | A500 | OM00033811 |  | All | NA | NA | NA | NA | NA | NA | NA | NA | NA | NA | \Classifications\Building System Class\D40-Fire Protection SYS\D4030 - FIRE SPEC\Fire Extinguisher - FEX | EQ-1005581
42-B1 | 42-B1 Figueroa Division | 42-B1-B2010-100-BLD01 | Building Structure | NA | NA | NA | OM00033810 | NA | All | NA | NA | NA | NA | NA | NA | NA | NA | NA | NA | \Classifications\Building System Class\B20-General Building Exterior\B2010 - Exterior Walls\Building - BLD | EQ-1007359
42-B1 | 42-B1 Figueroa Division | 42-B1-B3010-100-RUF01 | Roofing Systems | NA | NA | NA | OM00028840 |  | NA | NA | NA | NA | NA | NA | NA | NA | NA | NA | NA | \Classifications\Building System Class\B30-Roofing\B3010 - Roof Types\Roof - RUF | EQ-1007536
42-B1 | 42-B1 Figueroa Division | 42-B1-D1010-100-ELE01 | Elevator | Reynolds & Reynolds Electronis | DNA | Powervator UV-2 | OM00016551 | State ID# 029242 | ALL FLOORS | NA | NA | NA | DNA | 480 | DNA | DNA | 3 | NA | NA | \Classifications\Building System Class\D10-Conveyance Systems\D1010 - Elevator\Elevator,Electric,Pass/Freight - ELE | 1008511
42-B1 | 42-B1 Figueroa Division | 42-B1-D2023-100-BFP01 | Backflow Prevention Device BFP01 | Febco | AD4148 | 825Y_RP .75 inch | OM00016536 | HAZARD ID# 3796¦AD4148 | Boiler Room - - Paperless testing, tester must upload results to website | NA | NA | NA | NA | NA | NA | NA | NA | NA | NA | \Classifications\Building System Class\D20-Plumbing\D2020 - Domestic Water\Backflow Preventer - BFP | 1010624
42-B1 | 42-B1 Figueroa Division | 42-B1-D2023-100-BFP03 | Backflow Prevention Device BFP03 | Febco | AE3797 | 765-1 PVB 1 inch | OM00016510 | HAZARD ID# 6869¦ AE3797 | Rt Side Front of Bldg- Figeuroa - Paperless testing, tester must upload results to website | NA | NA | NA | NA | NA | NA | NA | NA | NA | NA | \Classifications\Building System Class\D20-Plumbing\D2020 - Domestic Water\Backflow Preventer - BFP | 1010625
42-B1 | 42-B1 Figueroa Division | 42-B1-D2023-100-BFP04 | Backflow Prevention Device, Fireline, BFP04 | Febco | B5793 | 806YD DCDA 4 inches | OM00016532 | HAZARD ID# 6872¦Fireline - B5793 | Westside of Bldg - Behind Wall - Fireline Service - Paperless testing, tester must upload results to website | NA | NA | NA | NA | NA | NA | NA | NA | NA | NA | \Classifications\Building System Class\D20-Plumbing\D2020 - Domestic Water\Backflow Preventer - BFP | 1010626
42-B1 | 42-B1 Figueroa Division | 42-B1-D2023-100-BFP05 | Backflow Prevention Device, Fireline Bypass BFP05 | Febco | W1561 | 805Y DC .75 inches | OM00028836 | HAZARD ID#6873¦Fireline Bypass W1561 | Westside Bldg - Behind Wall - Fireline Bypass - Paperless testing, tester must upload results to website | NA | NA | NA | NA | NA | NA | NA | NA | NA | NA | \Classifications\Building System Class\D20-Plumbing\D2020 - Domestic Water\Backflow Preventer - BFP | 1010627
42-B1 | 42-B1 Figueroa Division | 42-B1-D1091-100-DMW01 | Dumbwaiter DMW01 | DNA | DNA | DNA | OM00028835 | State ID# 152236 | BASEMENT | NA | NA | NA | DNA | DNA | DNA | Electric | DNA | NA | NA | \Classifications\Building System Class\D10-Conveyance Systems\D1090 - Other Conveyance Systems\Dumbwaiter - DMW | 1011537
42-B1 | 42-B1 Figueroa Division | 42-B1-D3020-100-HET01 | DEAERATOR CHILLED WATER HET01 | BELL & GOSSETT | 618969 | RL-4 | OM00016504 |  | DNA | NA | NA | NA | NA | DNA | DNA | Electric | DNA | NA | NA | \Classifications\Building System Class\D30-HVAC Systems\D3020 - Heat SYS\Heater Water Expansion Tank - HET | 1014500
42-B1 | 42-B1 Figueroa Division | 42-B1-D3044-125-PHW01 | HEATING HOT WATER PUMP #1 | BELL & GOSSETT PUMP | DNA | 619T | OM00016537 |  | BOILER ROOM | NA | NA | NA | 2.0 | 208-230 | 6.5 | Electric | 3 | NA | NA | \Classifications\Building System Class\D30-HVAC Systems\D3040 - Distribution SYS\Hot Water Pump - PHW | 1014501
42-B1 | 42-B1 Figueroa Division | 42-B1-D3044-125-PHW02 | HEATING HOT WATER PUMP #2 | BELL & GOSSETT PUMP | 274757-1 | DNA | OM00016538 |  | BOILER ROOM | NA | NA | NA | 2.0 | 208-230 | 6.5 | Electric | 3 | NA | NA | \Classifications\Building System Class\D30-HVAC Systems\D3040 - Distribution SYS\Hot Water Pump - PHW | 1014502
42-B1 | 42-B1 Figueroa Division | 42-B1-D3068-100-BAS01 | BUILDING AUTOMATION SYSTEM | NOVAR | DNA | LINGO | OM00026662 |  | Lower Level floor, Main Electrical Room | NA | NA | NA | NA | 115 VAC | DNA | Electric | 1 | NA | NA | \Classifications\Building System Class\D30-HVAC Systems\D3060 - Control & Inst Air\Building Automation System - BAS | 1014503
42-B1 | 42-B1 Figueroa Division | 42-B1-D5010-200-ESD01 | ELECTRICAL MAIN PANEL | CAT# 2803760-AW1 | C-363326 | SQUARE D CO | OM00016541 |  | DNA | NA | NA | NA | NA | 208-120 | 1200 | Electric | 3 | NA | NA | \Classifications\Building System Class\D50-Electrical SYS\D5010 - Elec Service & Dist\Electical Service and Distribution - ESD | 1014504
42-B1 | 42-B1 Figueroa Division | 42-B1-D5038-810-ITA01 | INTRUSION ALARM | INTERNATION ELECTRONICS INC | DNA | Max 3 | OM00026666 |  | BASEMENT & 1ST FLOOR | NA | NA | NA | NA | 120 VAC | DNA | Electric | 1 | NA | NA | \Classifications\Building System Class\D50-Electrical SYS\D5030 - Comm & Security\Intrusion Alarm - ITA | 1014505
42-B1 | 42-B1 Figueroa Division | 42-B1-G2023-150-PEG01 | ELECTRIC PARKING GATE PEG01 | CHAMBERLAIN ELITE | 1806N1430 | SL3000UL3 | OM00028838 |  | Basement & 1st Floor | NA | NA | NA | .5 | 120 | 4 | Electric | 1 | NA | NA | \Classifications\Building System Class\G20-Other Systems\G2020 - Parking Lots\Secured Parking Gate - PEG | 1014506
42-B1 | 42-B1 Figueroa Division | 42-B1-D3050-250-ACU03 | Air Conditioning Split System | Carrier | 3591E41923 | 38TKO48310 | OM00016543 |  | Serves the IT room in Basement | NA | NA | R-22 | DNA | 208-230 | DNA | Electric | 1 | NA | NA | \Classifications\Building System Class\D30-HVAC Systems\D3050 - Package SYS\Air Conditioning,Split System - ACU | 1015247
42-B1 | 42-B1 Figueroa Division | 42-B1-D5037-710-FAP01 | FIRE ALARM PANEL | Silent Knight | DNA | 5104B | OM00016552 |  | Basement, IT Room | NA | NA | NA | NA | 120 | DNA | Electric | 1 | NA | NA | \Classifications\Building System Class\D50-Electrical SYS\D5030 - Comm & Security\Fire Alarm Panel - FAP | 1015318
42-B1 | 42-B1 Figueroa Division | 42-B1-G2050-200-LSC01 | LANDSCAPING | NA | NA | NA | OM00026208 |  | GROUNDS | NA | NA | NA | NA | NA | NA | NA | NA | NA | NA | \Classifications\Building System Class\G20-Other Systems\G2050 - Landscaping\Landscaping - LSC | 1015565
42-B1 | 42-B1 Figueroa Division | 42-B1-D3020-100-HET02 | HEATER WATER EXPANSION TANK #2 | WESSELS CO | DNA | M236677 | OM00016509 |  | WESTSIDE OF BLDG, BEHIND WALL, ADJACENT TO CHILLER ROOM | NA | NA | NA | NA | NA | NA | Gas | NA | DNA | DNA | \Classifications\Building System Class\D30-HVAC Systems\D3020 - Heat SYS\Heater Water Expansion Tank - HET | 1015745
42-B1 | 42-B1 Figueroa Division | 42-B1-D4010-150-FMS01 | FIRE SYSTEM, EXTINGUISHING, WET PIPE | DNA | DNA | DNA | OM00026780 | DNA | WESTSIDE OF BLDG, BEHIND WALL, ADJACENT TO CHILLER ROOM | NA | NA | NA | NA | DNA | DNA | Electric | DNA | NA | NA | \Classifications\Building System Class\D40-Fire Protection SYS\D4010 - Sprinkler SYS\Fire Systems, stand pipes - FMS | 1015746
42-B1 | 42-B1 Figueroa Division | 42-B1-D5092-250-EML01 | LIGHTING, EMERGENCY & EXIT | NA | NA | NA | OM00036321 | NA | THROUGHOUT BUILDING | NA | NA | NA | NA | DNA | DNA | Electric | 1 |  |  | \Classifications\Building System Class\D50-Electrical SYS\D5090 - Elec SYS\Emergency And Exit Lighting - EML | 1016234
42-B1 | 42-B1 Figueroa Division | 42-B1-D3041-110-AHU06 | AIR HANDLER UNIT #6 | Carrier | 2491T31719 | 39EB08 | OM00016526 | NA | AIR HANDLER ROOM | B-41 | (1) 20X24X2, (2) 24X24X2 | NA | 5 | 200-208 | 16 | Electric | 3 | NA | NA | \Classifications\Building System Class\D30-HVAC Systems\D3040 - Distribution SYS\Air Handling Unit - AHU | 1016940
42-B1 | 42-B1 Figueroa Division | 42-B1-D3041-110-AHU01 | AIR HANDLER UNIT #1 (IT ROOM) | CARRIER | 2391V04103 | 40LT048-100 | OM00016540 | NA | IT ROOM | 4L410 | 12X20X1 (3) | R-22 | 1/2 | 115 | 9 | Electric | 1 | NA | NA | \Classifications\Building System Class\D30-HVAC Systems\D3040 - Distribution SYS\Air Handling Unit - AHU | 1017214
42-B1 | 42-B1 Figueroa Division | 42-B1-D3041-160-FDP01 | Fire Damper (Basement) | DNA | AA-190031 | 3FDAV, 3FDBV, 3FDCV | OM00036913 | NA | BASEMENT WEST SIDE MECHANICAL ROOM | NA | NA | NA | NA | NA | NA | NA |  | NA | NA | \Classifications\Building System Class\D30-HVAC Systems\D3040 - Distribution SYS\Fire Dampers - FDP | 1017313
42-B1 | 42-B1 Figueroa Division | 42-B1-D3041-160-FDP02 | Fire Damper (Basement) | DNA | AA-190029 | 3FDAV, 3FDBV, 3FDCV | OM00036914 | NA | BASEMENT WEST SIDE MECHANICAL ROOM | NA | NA | NA | NA | NA | NA | NA |  | NA | NA | \Classifications\Building System Class\D30-HVAC Systems\D3040 - Distribution SYS\Fire Dampers - FDP | 1017314
42-B1 | 42-B1 Figueroa Division | 42-B1-D3041-160-FDP03 | Fire Damper (Basement) | DNA | AA-190032 | 3FDAV, 3FDBV, 3FDCV | OM00036915 | NA | BASEMENT WEST SIDE MECHANICAL ROOM | NA | NA | NA | NA | NA | NA | NA |  | NA | NA | \Classifications\Building System Class\D30-HVAC Systems\D3040 - Distribution SYS\Fire Dampers - FDP | 1017315
42-B1 | 42-B1 Figueroa Division | 42-B1-D3041-160-FDP04 | Fire Damper (Basement) | DNA | AA-190030 | 3FDAV, 3FDBV, 3FDCV | OM00036916 | NA | BASEMENT WEST SIDE MECHANICAL ROOM | NA | NA | NA | NA | NA | NA | NA |  | NA | NA | \Classifications\Building System Class\D30-HVAC Systems\D3040 - Distribution SYS\Fire Dampers - FDP | 1017316
42-B1 | 42-B1 Figueroa Division | 42-B1-D3041-230-RFN04 | Return Fan (Basement) | Loren Cook Company | 139S934470-01/0017703 | 245_S0N_245_SON-B | OM00016550 | NA | Air Handler Room BASEMENT EAST SIDE MECHANICAL ROOM | AX-66 (2) | NA | NA | 3 | 240/480 | 9.2-8.4/4.2 | Electric | 3 | NA | NA | \Classifications\Building System Class\D30-HVAC Systems\D3040 - Distribution SYS\Supply/Exhaust/Return fans- FAN | 1017317
42-B1 | 42-B1 Figueroa Division | 42-B1-D2090-230-WIP01 | Water Treatment Pump (Cooling Tower) | LMI MILTON ROY | 0503937947-15 | AA151-392SI | OM00016544 | NA | EXTERIOR AT COOLING TOWER | NA | NA | NA | 1 | 120 | 1.40 | Electric | 1 | NA | NA | \Classifications\Building System Class\D20-Plumbing\D2090 - Other Plumbing SYS\Water Treatment Inhibitor Pump - WIP | 1017318
42-B1 | 42-B1 Figueroa Division | 42-B1-D3031-100-PCH01 | Chiller Pump | BELL & GOSSETT PUMP | 1531 | 1510 2G | OM00016547 | NA | EXTERIOR NEXT TO CHILLER ROOM | NA | NA | NA | 10 | 240/480 | 27.2/13.6 | Electric | 3 | NA | NA | \Classifications\Building System Class\D30-HVAC Systems\D3030 - Cooling SYS\Chilled Water Pump - PCH | 1017319
42-B1 | 42-B1 Figueroa Division | 42-B1-D2040-100-PSU01 | Sump Pump (East Mech Rm) | SJ ELECTRO SYSTEMS INC | DNA | 1102-02H | OM00036917 | NA | Basement East/ Sally Port | NA | NA | NA | 2 | 240 | DNA | ELECTRIC |  | NA | NA | \Classifications\Building System Class\D20-Plumbing\D2040 - Rain Drain\Sump Pump - PSU | 1017320
42-B1 | 42-B1 Figueroa Division | 42-B1-B2033-120-DOR02 | Sliding Security Parking Gate (Westside Sally Port) | CUSTOM LINE INC | 92A-830090 | CS5 | OM00028837 | NA | WESTSIDE SALLY PORT | NA | NA | NA | 1/3 | 115 | 8.8 | ELECTRIC | 1 | NA | NA | \Classifications\Building System Class\B20-General Building Exterior\B2030 - Exterior Doors\Door,Automatic-Sliding,Revolving - DOR | 1017321
42-B1 | 42-B1 Figueroa Division | 42-B1-D2023-100-BFP06 | Backflow Preventer (Chiller Unit 3/4") | Febco | J002936 | LF825Y 3/4" | OM00002468 | HAZARD ID# 6871¦replaced AC9582 | Chiller Unit Left side of building behind wall - Paperless testing, tester must upload results to website | NA | NA | NA | NA | NA | NA | NA |  | NA | NA | \Classifications\Building System Class\D20-Plumbing\D2020 - Domestic Water\Backflow Preventer - BFP | 1017874
42-B1 | 42-B1 Figueroa Division | 42-B1-D3041-110-AHU09 | Air Handling Unit - AHU | DNA | DNA | DNA | OM00002572 |  | Sheriff's Office Holding Cell Area | DNA | DNA | NA | DNA | DNA | DNA | Electric | DNA | NA | NA | \Classifications\Building System Class\D30-HVAC Systems\D3040 - Distribution SYS\Air Handling Unit - AHU | 1018995
42-B1 | 42-B1 Figueroa Division | 42-B1-D3020-100-HET03 | Heater Water Expansion Tank (Dearator) | Armstrong Tank Co. | 572018-007 | CX-60V | OM00002570 |  | Air Handler Room East Side | NA | NA | NA | NA | NA | NA | NA | NA | NA | NA | \Classifications\Building System Class\D30-HVAC Systems\D3020 - Heat SYS\Heater Water Expansion Tank - HET | 1018996
42-B1 | 42-B1 Figueroa Division | 42-B1-D3020-100-HET04 | Heater Water Expansion Tank (Dearator) | Armstrong Tank Co. | 572018-007 | CX-60V | OM00002569 |  | Air Handler Room | NA | NA | NA | NA | NA | NA | NA | NA | NA |  | \Classifications\Building System Class\D30-HVAC Systems\D3020 - Heat SYS\Heater Water Expansion Tank - HET | 1018997
42-B1 | 42-B1 Figueroa Division | 42-B1-D3031-100-PCH02 | Pump, Chilled Water | EVAPCO Inc | 0611584 | 3036K374 | OM00016546 |  | by cooling tower | NA | NA | NA | 1 | 208-230/460 | 3.40-3.40/1.70 | Electric | 3 | NA | NA | \Classifications\Building System Class\D30-HVAC Systems\D3030 - Cooling SYS\Chilled Water Pump - PCH | 1018998
42-B1 | 42-B1 Figueroa Division | 42-B1-D3041-230-RFN05 | Fan, Return | Loren Cook Company | DNA | 15-TDB | OM00016549 |  | Air Handler Room East Side of Building above AHU # 4 | P48-560 | NA | NA | 1/2 | 208 | 2.3 | Electric | DNA | NA | NA | \Classifications\Building System Class\D30-HVAC Systems\D3040 - Distribution SYS\Supply/Exhaust/Return fans- FAN | 1018999
42-B1 | 42-B1 Figueroa Division | 42-B1-D3041-230-RFN06 | Fan, Return RFN06 | Loren Cook Company | DNA | 15-TDB | OM00016548 |  | Air Handler Room East Unit above AHU # 4 | P48-560 | NA | NA | 1/2 | 208 | 2.3 | Electric | NA | NA | NA | \Classifications\Building System Class\D30-HVAC Systems\D3040 - Distribution SYS\Supply/Exhaust/Return fans- FAN | 1019000
42-B1 | 42-B1 Figueroa Division | 42-B1-D2017-100-SHW01 | Shower, Eye Washes & Emergency Showers | FENDALL, Inc. | 432111 | DNA | OM00002469 |  | Next to Cooling Tower | NA | NA | NA | NA | NA | NA | NA | NA | NA | NA | \Classifications\Building System Class\D20-Plumbing\D2010 - Plumb Fix\Showers - SHW | 1019001
42-B1 | 42-B1 Figueroa Division | 42-B1-D2023-310-HWP05 | Pump, Domestic Hot Water Circulating #5 - (HWP05) | Bell & Gossett | 187205A61 | 326020 | OM00036275 |  | Basement , Boiler Room | NA | NA | NA | 2 | 208/230 | 6.4 | Electric | DNA | NA | NA | \Classifications\Building System Class\D20-Plumbing\D2020 - Domestic Water\Domestic Hot Water Circulating Pump - HWP | 1021625
42-B1 | 42-B1 Figueroa Division | 42-B1-D2023-310-HWP04 | Pump, Domestic Hot Water Circulating #4 - (HWP04) | Bell & Gossett | 187205A61 | 326020 | OM00036274 |  | Basement , Boiler Room | NA | NA | NA | 2 | 208/230 | 6.4 | Electric | DNA | NA | NA | \Classifications\Building System Class\D20-Plumbing\D2020 - Domestic Water\Domestic Hot Water Circulating Pump - HWP | 1021626
42-B1 | 42-B1 Figueroa Division | 42-B1-D2022-260-HWG03 | Domestic Water Heater #1 (HWG03) | Bradford White | MM37083959 | UCG100H1993N | OM00036273 |  | Basement , Boiler Room | NA | NA | NA | NA | DNA | DNA | Electric/Gas | DNA | 199999 | NA | \Classifications\Building System Class\D20-Plumbing\D2020 - Domestic Water\Domestic Water Heater, Gas - HWG | 1021627
42-B1 | 42-B1 Figueroa Division | 42-B1-D3050-210-PKU02 | Packing Unit (PKU02) | LG | 511CXLHBP360 | LW5016 | OM00036251 |  | Exterior, ABM Shed | DNA | DNA | R-410A | DNA | 115 | 4.1A | Electric | DNA | DNA | DNA | \Classifications\Building System Class\D30-HVAC Systems\D3050 - Package SYS\Package Unit - PKU | 1021713
42-B1 | 42-B1 Figueroa Division | 42-B1-D3042-220-EFN06 | Ceiling Exhaust Fan (EFN06) | Greenheck | DNA | Greenheck | OM00036941 |  | Women's public restroom BASEMENT | NA | NA | NA | NA | 120 | DNA | Electric | DNA | NA | NA | \Classifications\Building System Class\D30-HVAC Systems\D3040 - Distribution SYS\Supply/Exhaust/Return fans- FAN | 1022850
42-B1 | 42-B1 Figueroa Division | 42-B1-D3042-220-EFN07 | Ceiling Exhaust Fan (EFN07) | Greenheck | DNA | Greenheck | OM00036942 |  | Women's public restroom BASEMENT | NA | NA | NA | NA | 120 | DNA | Electric | DNA | NA | NA | \Classifications\Building System Class\D30-HVAC Systems\D3040 - Distribution SYS\Supply/Exhaust/Return fans- FAN | 1022851
42-B2 | 42-B2 Santa Barbara Court Trailer | 42-B2-D3050-250-ACU02 | AIR CONDITIONING, SPLIT SYSTEM 2 | Bryant | 2997-E-00023 | 661CPX060000AAA | OM00016513 |  | Archive building courtyard | na | DNA | R-22 | DNA | 208-230 | 17.4 | Electric | 3 | na | na | \Classifications\Building System Class\D30-HVAC Systems\D3050 - Package SYS\Air Conditioning,Split System - ACU | EQ-1002250
42-B2 | 42-B2 Santa Barbara Court Trailer | 42-B2-D3050-250-ACU01 | AIR CONDITIONING, SPLIT SYSTEM #1 | Bryant | 2997-E-00060 | 661CPX060000AAA | OM00016514 |  | Archive building courtyard | na | DNA | R-22 | DNA | 208-230 | 17.4 | Electric | 3 | na | na | \Classifications\Building System Class\D30-HVAC Systems\D3050 - Package SYS\Air Conditioning,Split System - ACU | EQ-1002251
42-B2 | 42-B2 Santa Barbara Court Trailer | 42-B2-D4031-100-FEX05 | FIRE EXTINGUISHER (5) | AMEREX | Multiple | AMEREX 5 ABC | OM00026667 |  |  | NA | NA | NA | NA | NA | NA | NA | NA | NA | NA | \Classifications\Building System Class\D40-Fire Protection SYS\D4030 - FIRE SPEC\Fire Extinguisher - FEX | 1014507
42-B2 | 42-B2 Santa Barbara Court Trailer | 42-B2-D5092-250-EML04 | LIGHTING, EMERGENCY & EXIT (4) | Lithonia | NA | NA | OM00026779 |  | THROUGHOUT BUILDING | NA | NA | NA | NA | 110 | DNA | Electric | DNA | NA | NA | \Classifications\Building System Class\D50-Electrical SYS\D5090 - Elec SYS\Emergency And Exit Lighting - EML | 1015747
42-B2 | 42-B2 Santa Barbara Court Trailer | 42-B2-B2010-100-BLD01 | BUILDING | NA | NA | NA | OM00026778 |  | ENTIRE BUILDING | NA | NA | NA | NA | NA | NA | NA | NA | NA | NA | \Classifications\Building System Class\B20-General Building Exterior\B2010 - Exterior Walls\Building - BLD | 1015748
42-B2 | 42-B2 Santa Barbara Court Trailer | 42-B2-B3010-100-RUF01 | ROOFING SYSTEM | DNA | DNA | DNA | OM00026777 |  | ROOF | NA | NA | NA | NA | NA | NA | NA | NA | NA | NA | \Classifications\Building System Class\B30-Roofing\B3010 - Roof Types\Roof - RUF | 1015749
42-C1 | 42-C1 Santa Barbara Juvenile Court | 42-C1-D3050-210-PKU05 | 5PACKAGE UNIT | Bard | 125D981228144-01 | WH361-AOOXX4XXX | OM00002135 | na | OUTSIDE WALL MOUNT | DNA | 16X30 | R-22 | 1/3rd | 220 | 27 | Electric | 1 | na | na | \Classifications\Building System Class\D30-HVAC Systems\D3050 - Package SYS\Package Unit - PKU | EQ-1002476
42-C1 | 42-C1 Santa Barbara Juvenile Court | 42-C1-D3050-210-PKU06 | PACKAGE UNIT #6 (PKU06) | Bard | 125D981228154-01 | WH361-A05XX4XXX | OM00002132 | na | OUTSIDE WALL MOUNT | na | 16X30 | R-22 | 1/3rd | 230 | 53 | Electric | 1 | na | na | \Classifications\Building System Class\D30-HVAC Systems\D3050 - Package SYS\Package Unit - PKU | EQ-1002535
42-C1 | 42-C1 Santa Barbara Juvenile Court | 42-C1-D3050-210-PKU03 | Package Unit 3 | Bard | 125D981228172-01 | A05XX4XXX | OM00002133 | na | OUTSIDE WALL MOUNT | DNA | 16X30 | R-22 | 1/3rd | 230 | 53 | Electric | Single | na | na | \Classifications\Building System Class\D30-HVAC Systems\D3050 - Package SYS\Package Unit - PKU | EQ-1002536
42-C1 | 42-C1 Santa Barbara Juvenile Court | 42-C1-D3050-210-PKU04 | PACKAGE UNIT 4 | Bard | 125D981228182-01 | WH361-AOOXX4XXX | OM00002134 | na | OUTSIDE WALL MOUNT | DNA | 16X30 | R-22 | 1/3rd | 230 | 53 | Electric | 1 | na | na | \Classifications\Building System Class\D30-HVAC Systems\D3050 - Package SYS\Package Unit - PKU | EQ-1002537
42-C1 | 42-C1 Santa Barbara Juvenile Court | 42-C1-D2022-260-HWG01 | Water Heater | A.O. Smith | GG984363929-806 | ELSF 10917 | OM00002131 | na | 1st floor attic above ceiling in clerk's office | na | na | na | na | 110 | 1500 watts | Electric | 1 | na | na | \Classifications\Building System Class\D20-Plumbing\D2020 - Domestic Water\Domestic Water Heater, Gas - HWG | EQ-1002539
42-C1 | 42-C1 Santa Barbara Juvenile Court | 42-C1-D4031-100-FEX04 | ABC FIRE EXTINGUISHER, 04 | AMEREX | NA | A500 | OM00028834 |  | All | NA | NA | NA | NA | NA | NA | NA | NA | NA | NA | \Classifications\Building System Class\D40-Fire Protection SYS\D4030 - FIRE SPEC\Fire Extinguisher - FEX | EQ-1005583
42-C1 | 42-C1 Santa Barbara Juvenile Court | 42-C1-B2010-100-BLD01 | Building Structure | MODULAR STRUCTURES INTL | 2BB602 | NA | OM00028833 | NA | ALL | NA | NA | NA | NA | NA | NA | NA | NA | NA | NA | \Classifications\Building System Class\B20-General Building Exterior\B2010 - Exterior Walls\Building - BLD | EQ-1007360
42-C1 | 42-C1 Santa Barbara Juvenile Court | 42-C1-B3010-100-RUF01 | Roofing Systems | NA | NA | NA | OM00033812 |  | NA | NA | NA | NA | NA | NA | NA | NA | NA | NA | NA | \Classifications\Building System Class\B30-Roofing\B3010 - Roof Types\Roof - RUF | EQ-1007537
42-C1 | 42-C1 Santa Barbara Juvenile Court | 42-C1-D5092-250-EML08 | LIGHTING, EMERGENCY & EXIT (8) | Lithonia | NA | NA | OM00026844 |  | THROUGHOUT BUILDING | NA | NA | NA | NA | 110 | NA | Electric | DNA | NA | NA | \Classifications\Building System Class\D50-Electrical SYS\D5090 - Elec SYS\Emergency And Exit Lighting - EML | 1015750
42-C1 | 42-C1 Santa Barbara Juvenile Court | 42-C1-G2050-200-LSC01 | LANDSCAPING | DNA | DNA | DNA | OM00026841 |  | GROUNDS | NA | NA | NA | NA | NA | NA | NA | NA | NA | NA | \Classifications\Building System Class\G20-Other Systems\G2050 - Landscaping\Landscaping - LSC | 1015751
42-C1 | 42-C1 Santa Barbara Juvenile Court | 42-C1-D5038-810-ITA01 | INTRUSTION ALARM | Digital Monitoring Products | NA | NA | OM00026982 |  | JUDGE'S CHAMBERS CEILING PANEL EAST ENTRANCE | NA | NA | NA | NA | DNA | NA | Electric | DNA | NA | NA | \Classifications\Building System Class\D50-Electrical SYS\D5030 - Comm & Security\Intrusion Alarm - ITA | 1015753
42-C1 | 42-C1 Santa Barbara Juvenile Court | 42-C1-D5037-710-FAP02 | FIRE ALARM PANEL (FAP02) | Digital Monitoring Products | 7070 V3030-040306 | XT30 | OM00036250 |  | Judge's Chambers Ceiling Panel East Entrance | NA | NA | NA | NA | DNA | DNA | Electric | DNA | NA | NA | \Classifications\Building System Class\D50-Electrical SYS\D5030 - Comm & Security\Fire Alarm Panel - FAP | 1021647
42-D1 | 42-D1 Lompoc Division | 42-D1-D4031-100-FEX06 | Fire Extinguisher (06) | NA | NA | NA | OM00026663 |  | Entire Building | NA | NA | NA | NA | NA | NA | NA | NA | NA | NA | \Classifications\Building System Class\D40-Fire Protection SYS\D4030 - FIRE SPEC\Fire Extinguisher - FEX | EQ-1005459
42-D1 | 42-D1 Lompoc Division | 42-D1-D3050-210-PKU01 | Package Unit,Air Cooled - PKU - 6 ton | Carrier | 3399G20692 | 48HJE007Y | OM00005497 | NA | NA | A-40 | 16 X 25 X 2"" - (2 ea) | R-22 | DNA | 208/230 | 20.5 | gas | 3 | 115,000 | 93,150 | \Classifications\Building System Class\D30-HVAC Systems\D3050 - Package SYS\Package Unit - PKU | EQ-1005460
42-D1 | 42-D1 Lompoc Division | 42-D1-D3050-210-PKU02 | Package Unit,Air Cooled - PKU - 4 ton | Carrier | 3399G20422 | 48HJE005Y | OM00005498 | NA | NA | A-36 | 16 X 25 X 2"" - (2 ea) | R-22 | DNA | 208/230 | 13.5 | gas | 3 | 72,00 | 59,040 | \Classifications\Building System Class\D30-HVAC Systems\D3050 - Package SYS\Package Unit - PKU | EQ-1005461
42-D1 | 42-D1 Lompoc Division | 42-D1-D3050-210-PKU03 | Package Unit,Air Cooled - PKU - 71/2 ton | Carrier | 3399G30406 | 48HJE008Y | OM00005499 | NA | NA | A-48 | 16 X 20 X 2 (4 EACH) | R-22 | DNA | 208/230 | 12.4 | Gas | 3 | 180,000 | 147,600 | \Classifications\Building System Class\D30-HVAC Systems\D3050 - Package SYS\Package Unit - PKU | EQ-1005462
42-D1 | 42-D1 Lompoc Division | 42-D1-D3050-210-PKU04 | Package Unit,Air Cooled - PKU - 5 ton | Carrier | 3399G20482 | 48HTD006Y | OM00005500 | NA | NA | A-40 | 16 X 25 X 2"" - (2 ea) | R-22 | DNA | 208/230 | 17.3 | Natural gas and electric | 1 | 72,000 | 59,040 | \Classifications\Building System Class\D30-HVAC Systems\D3050 - Package SYS\Package Unit - PKU | EQ-1005463
42-D1 | 42-D1 Lompoc Division | 42-D1-D3042-220-EFN03 | Exhaust Fan #3 | Loren Cook Company | 138S566141000100040999 | 100ACEB | OM00005501 | NA | ROOF TOP | 4L200 | NA | NA | 1/6 | 115 | 3.6 | Electric | 1 | NA | NA | \Classifications\Building System Class\D30-HVAC Systems\D3040 - Distribution SYS\Supply/Exhaust/Return fans- FAN | EQ-1005464
42-D1 | 42-D1 Lompoc Division | 42-D1-D3042-220-EFN02 | Exhaust Fan #2 | Loren Cook Company | 138S5661410100068500999 | 100ACEB | OM00005502 | NA | ROOF TOP | 4L200 | NA | NA | 1/6 | 115 | 3.6 | Electric | 1 | NA | NA | \Classifications\Building System Class\D30-HVAC Systems\D3040 - Distribution SYS\Supply/Exhaust/Return fans- FAN | EQ-1005465
42-D1 | 42-D1 Lompoc Division | 42-D1-D3042-220-EFN01 | Exhaust Fan #1 | Loren Cook Company | 138S5782220000106031199 | 150ACEB | OM00005503 | NA | NA | 4L270 | NA | NA | 1/4 | 115 | 5 | Electric | 1 | NA | NA | \Classifications\Building System Class\D30-HVAC Systems\D3040 - Distribution SYS\Supply/Exhaust/Return fans- FAN | EQ-1005466
42-D1 | 42-D1 Lompoc Division | 42-D1-D3050-310-HPU02 | Split system heat pump - Condenser B | Sanyo | 0027432 | C2432A | OM00005505 | NA | NA | DNA | DNA | R-22 | DNA | 208/230 | 11.6/12.2 | ELECTRIC | 1 | NA | NA | \Classifications\Building System Class\D30-HVAC Systems\D3050 - Package SYS\Heat Pump,Air Cooled - HPU | EQ-1005468
42-D1 | 42-D1 Lompoc Division | 42-D1-D1013-310-WCL01 | WHEEELCHAIR LIFT WCL01 | PORCHLIFT | J0400WLP36231221LW | PORCHLIFT | OM00026665 | State ID# 7447 | DEPT 1 | NA | NA | NA | DNA | 115 | 8.4 | Electric | 1 | NA | NA | \Classifications\Building System Class\D10-Conveyance Systems\D1010 - Elevator\Wheelchair Lift - WCL | 1014508
42-D1 | 42-D1 Lompoc Division | 42-D1-D5037-710-FAP01 | FIRE ALARM PANEL | HONEYWELL | DNA | NFS-320 | OM00026664 |  | ELEC CLOSET | NA | NA | NA | NA | 115 | DNA | Electric | 1 | NA | NA | \Classifications\Building System Class\D50-Electrical SYS\D5030 - Comm & Security\Fire Alarm Panel - FAP | 1014510
42-D1 | 42-D1 Lompoc Division | 42-D1-D5092-250-EML15 | LIGHTING, EMERGENCY & EXIT (15) | NA | NA | NA | OM00026845 |  | THROUGHOUT BUILDING | NA | NA | NA | NA | DNA | DNA | Electric | DNA | NA | NA | \Classifications\Building System Class\D50-Electrical SYS\D5090 - Elec SYS\Emergency And Exit Lighting - EML | 1015754
42-D1 | 42-D1 Lompoc Division | 42-D1-B2010-100-CTY01 | Building | NA | NA | NA | OM00037903 | [12 empty] | \Classifications\Building System Class\B20-General Building Exterior\B2010 - Exterior Walls\Building - BLD | 1016559
42-D1 | 42-D1 Lompoc Division | 42-D1-B2034-400-DOH01 | Overhead Rollup Door, Electric DOH01 | Porvene Doors | DNA | DNA | OM00002440 |  | Ground Floor | NA | NA | NA | DNA | DNA | DNA | Electric | DNA | NA | NA | \Classifications\Building System Class\B20-General Building Exterior\B2030 - Exterior Doors\Door,Overhead-Shutter,Manual,Elec,Roll-up - DOH | 1019192
42-D1 | 42-D1 Lompoc Division | 42-D1-C1020-110-FRD01 | Overhead Rollup Fire Door (Clerks' Office) FRO01 | Pacific Rolling Doors | 748010 | DNA | OM00002438 |  | Clerks' Window | NA | NA | NA | NA | NA | NA | NA | NA | NA | NA | \Classifications\Building System Class\C10-General Building Interior\C1020 - Fire Doors\Fire Doors - FRD | 1019193
42-D1 | 42-D1 Lompoc Division | 42-D1-C1020-110-FRD02 | Overhead Rollup Fire Door (Clerks' Office) FRO02 | Pacific Rolling Doors | 748009 | DNA | OM00002439 |  | Clerks' Window | NA | NA | NA | NA | NA | NA | NA | NA | NA | NA | \Classifications\Building System Class\C10-General Building Interior\C1020 - Fire Doors\Fire Doors - FRD | 1019194
42-D1 | 42-D1 Lompoc Division | 42-D1-D5010-200-ESD01 | Main Electrical Panel | Square D Company | C626531 | C-T | OM00002437 |  | Main Electrical Room | NA | NA | NA | NA | 120-208 | 800 | Electric | 3 | NA | NA | \Classifications\Building System Class\D50-Electrical SYS\D5010 - Elec Service & Dist\Electical Service and Distribution - ESD | 1019195
42-D1 | 42-D1 Lompoc Division | 42-D1-D3050-310-HPU04 | Split System Heat Pump - Condenser D | Fujitsu | MYN008749 | AOU12RLFW1 | OM00036267 |  | Middle, Roof West | NA | NA | R-410A | DNA | 208/230 | 60 | Electric | DNA | NA | NA | \Classifications\Building System Class\D30-HVAC Systems\D3050 - Package SYS\Heat Pump,Air Cooled - HPU | 1019293
42-E1 | 42-E1 Solvang Superior Court | 42-E1-D4031-100-FEX03 | Fire Extinguisher (3) | AMEREX | NA | NA | OM00028832 |  | ALL | NA | NA | NA | NA | NA | NA | NA | NA | NA | NA | \Classifications\Building System Class\D40-Fire Protection SYS\D4030 - FIRE SPEC\Fire Extinguisher - FEX | EQ-1005435
42-E1 | 42-E1 Solvang Superior Court | 42-E1-D3050-210-PKU01 | 1 1/2 ton package unit | York | NBCM012287 | D2GA018N03206B | OM00016381 | NA | Floor 1 SIDE OF BUILDING | DNA | 20X25X2 | R-22 | DNA | 208/230 | 15.4 | gas | 1 | 40,000 | 32,000 | \Classifications\Building System Class\D30-HVAC Systems\D3050 - Package SYS\Package Unit - PKU | EQ-1005436
42-E1 | 42-E1 Solvang Superior Court | 42-E1-D3031-210-CDR02 | A/C CONDENSER | ARCOAIRE | L971056104 | AG030GB2 | OM00016383 | NA | Floor 1 SIDE OF BUILDING | NA | DNA | R-22 | DNA | 208/230 | 18.9 | Electric | 1 | NA | NA | \Classifications\Building System Class\D30-HVAC Systems\D3030 - Cooling SYS\Condensing Unit, Air Cooled - CDR | EQ-1005437
42-E1 | 42-E1 Solvang Superior Court | 42-E1-D3031-210-CDR03 | Split System A/C CONDENSER | ARCOAIRE | E083015626 | N2A360AKB200 | OM00016384 | NA | Floor 1 SIDE OF BUILDING | NA | DNA | R-22 | DNA | 208/230 | 32.9 | Electric | 1 | NA | NA | \Classifications\Building System Class\D30-HVAC Systems\D3030 - Cooling SYS\Condensing Unit, Air Cooled - CDR | EQ-1005439
42-E1 | 42-E1 Solvang Superior Court | 42-E1-D3050-310-HPU01 | SPLIT SYSTEM HEAT PUMP | MITSUBISHI Electric | 7000145T | MUH12NN | OM00016385 | NA | Floor 1 SIDE OF BUILDING | DNA | WASHABLE | R-22 | DNA | 208/230 | 15 | Electric | 1 | NA | NA | \Classifications\Building System Class\D30-HVAC Systems\D3050 - Package SYS\Heat Pump,Air Cooled - HPU | EQ-1005440
42-E1 | 42-E1 Solvang Superior Court | 42-E1-D3050-310-HPU02 | SPLIT SYSTEM HEAT PUMP | MITSUBISHI Electric | 7000075T | MUH12NN | OM00016386 | NA | Floor 1 SIDE OF BUILDING | DNA | WASHABLE | R-22 | DNA | 208/230 | 15 | Electric | 1 | NA | NA | \Classifications\Building System Class\D30-HVAC Systems\D3050 - Package SYS\Heat Pump,Air Cooled - HPU | EQ-1005441
42-E1 | 42-E1 Solvang Superior Court | 42-E1-D4010-150-CTY01 | FIRE SYSTEM, STAND PIPE | DNA | DNA | DNA | Tag Removed |  | CORNER OF BUILDING | NA | NA | NA | NA | NA | NA | NA | NA | NA | NA | \Classifications\Building System Class\D40-Fire Protection SYS\D4010 - Sprinkler SYS\Fire Systems, stand pipes - FMS | EQ-1005442
42-E1 | 42-E1 Solvang Superior Court | 42-E1-D2023-100-CTY02 | BACKFLOW DEVICE - (MAIN WATER) | Wilkins Zurn | 2120970XLSE | 975XL | OM00016388 |  | CORNER OF BUILDING | NA | NA | NA | NA | NA | NA | NA | NA | NA | NA | \Classifications\Building System Class\D20-Plumbing\D2020 - Domestic Water\Backflow Preventer - BFP | EQ-1005443
42-E1 | 42-E1 Solvang Superior Court | 42-E1-B2010-100-BLD01 | Building Structure | NA | NA | NA | OM00033813 |  | All | NA | NA | NA | NA | NA | NA | NA | NA | NA | NA | \Classifications\Building System Class\B20-General Building Exterior\B2010 - Exterior Walls\Building - BLD | EQ-1007362
42-E1 | 42-E1 Solvang Superior Court | 42-E1-C1020-110-FRD01 | FIRE DOORS SLIDING (Fire Curtin) | COOKSON DOOR COMPANY | WH1-001466 | DNA | OM00028831 |  | LOBBY | NA | NA | NA | NA | NA | NA | Electric | NA | NA | NA | \Classifications\Building System Class\C10-General Building Interior\C1020 - Fire Doors\Fire Doors - FRD | 1014511
42-E1 | 42-E1 Solvang Superior Court | 42-E1-D5092-250-EML10 | LIGHTING, EMERGENCY & EXIT (10) | NA | NA | NA | OM00026773 |  | THROUGHOUT BUILDING | NA | NA | NA | NA | DNA | DNA | Electric | DNA | NA | NA | \Classifications\Building System Class\D50-Electrical SYS\D5090 - Elec SYS\Emergency And Exit Lighting - EML | 1015755
42-E1 | 42-E1 Solvang Superior Court | 42-E1-D3031-210-CDR04 | Condensor A/C (Exterior Eastside) | Trane | 13303JET4F | 2TTB3042A1000CA | OM00036920 | NA | Exterior East Side | NA | NA | R-22 | NA | 208/230 | 21 | Electric | 1 | NA | NA | \Classifications\Building System Class\D30-HVAC Systems\D3030 - Cooling SYS\Condensing Unit (Air and/or Water) - CDR | 1017871
42-E1 | 42-E1 Solvang Superior Court | 42-E1-B2034-400-DOH01 | Overhead Rollup Door (Clerks' Office) DOH01 | Wilson Corpt | 121638 | DNA | OM00002441 |  | Clerks' Window | NA | NA | NA | NA | NA | NA | NA | NA | NA | NA | \Classifications\Building System Class\B20-General Building Exterior\B2030 - Exterior Doors\Door,Overhead-Shutter,Manual,Elec,Roll-up - DOH | 1019191
42-F1 | 42-F1 Santa Maria Courts Bldgs C + D | 42-F1-D2023-100-BFP02 | BACKFLOW PREVENTER (FIRE SYSTEM) | FEBCO | V27344 | 806 Type DCDA 6" | OM00026994 | Facility#: XC-1071 Assembly ID#: A92-1910 | SOUTH PARKING LOT - North Driveway entrance on S Miller St | NA | NA | NA | NA | NA | NA | NA | 0 | NA | NA | \Classifications\Building System Class\D20-Plumbing\D2020 - Domestic Water\Backflow Preventer - BFP | EQ-1005500
42-F1 | 42-F1 Santa Maria Courts Bldgs C + D | 42-F1-D3050-210-PKU01 | Package unit - (judges parking) - northwest | YORK | NABM001443 | D4CG076N08225A | OM00016402 | NA | NORTHWEST CORNER - JUDGES PARK | DNA | 14x24x2 (1); 14x20x2 (3) | R-22 | 1/2 HP | 208/230 | 50 | Electric and natural gas | 3 | 100000 | 82000 | \Classifications\Building System Class\D30-HVAC Systems\D3050 - Package SYS\Package Unit - PKU | EQ-1005509
42-F1 | 42-F1 Santa Maria Courts Bldgs C + D | 42-F1-D3050-122-FAH01 | HEATER FORCED AIR UNIT - Mech. Room by Sheriff's, 1 | PAYNE | 3786C10830 | 394JAW060080 | OM00016423 | NA | CLOSET | DNA | 21X28X1 | DNA | DNA | 208/230 | DNA | gas | DNA | 100,000 | 80,000 | \Classifications\Building System Class\D30-HVAC Systems\D3050 - Package SYS\Forced Air Heater,Oil/Gas fired - FAH | EQ-1005510
42-F1 | 42-F1 Santa Maria Courts Bldgs C + D | 42-F1-D3050-122-FAH02 | Heater Forced Air Unit (AHU RM) | PAYNE | 3786C1C813 | 394JAW060080 | OM00016424 | NA | Next to ABM Shed | DNA | 21X28X1 | DNA | DNA | 208/230 | DNA | gas | DNA | 100,000 | 80,000 | \Classifications\Building System Class\D30-HVAC Systems\D3050 - Package SYS\Forced Air Heater,Oil/Gas fired - FAH | EQ-1005511
42-F1 | 42-F1 Santa Maria Courts Bldgs C + D | 42-F1-D3050-122-FAH03 | HEATER FORCED AIR UNIT - Mech. Room by Sheriff's, 3 | CARRIER | 0996A04339 | 58WAV091-16 | OM00016425 | NA | AHU Rm | DNA | 21X28X1 | DNA | DNA | 208/230 | DNA | gas | DNA | 88,000 | 64,000 | \Classifications\Building System Class\D30-HVAC Systems\D3050 - Package SYS\Forced Air Heater,Oil/Gas fired - FAH | EQ-1005512
42-F1 | 42-F1 Santa Maria Courts Bldgs C + D | 42-F1-D3050-122-FAH04 | Heater Forced Air Unit (Westside-Sheriff's Parking) | YORK | EHBM288159 | P2MPD16N06401A | OM00026195 | NA | WESTSIDE - SHERIFF'S PARKING | DNA | 20x28x1 (1) | DNA | DNA | 208/230 | DNA | Gas | DNA | DNA | DNA | \Classifications\Building System Class\D30-HVAC Systems\D3050 - Package SYS\Forced Air Heater,Oil/Gas fired - FAH | EQ-1005513
42-F1 | 42-F1 Santa Maria Courts Bldgs C + D | 42-F1-D3050-250-ACU04 | Split System Air Conditioning (ACU04) | Carrier | 1187E08226 | 568EJ024 | OM00016404 | NA | WESTSIDE - SHERIFF'S PARKING | NA | DNA | R-22 | DNA | 208/230 | 25 | electric | 1 | NA | NA | \Classifications\Building System Class\D30-HVAC Systems\D3050 - Package SYS\Air Conditioning,Split System - ACU | EQ-1005515
42-F1 | 42-F1 Santa Maria Courts Bldgs C + D | 42-F1-D3050-250-ACU05 | Split System Air Conditioning (ACU05) | YORK | EFBM200200 | H1DA042606A | OM00016420 | NA | WESTSIDE - SHERIFF'S PARKING | NA | DNA | R-407C | DNA | 208/230 | 40 | electric | 1 | NA | NA | \Classifications\Building System Class\D30-HVAC Systems\D3050 - Package SYS\Air Conditioning,Split System - ACU | EQ-1005516
42-F1 | 42-F1 Santa Maria Courts Bldgs C + D | 42-F1-D3050-122-FAH07 | FORCED AIR UNIT - EASTSIDE - CLOSET | LENNOX | 5474C00410 | C2-95V-1 | OM00016455 | NA | WESTSIDE - HALLWAY | A50 | 20 X 25 X 2 | DNA | DNA | 208/230 | DNA | electric | DNA | DNA | DNA | \Classifications\Building System Class\D30-HVAC Systems\D3050 - Package SYS\Forced Air Heater,Oil/Gas fired - FAH | EQ-1005521
42-F1 | 42-F1 Santa Maria Courts Bldgs C + D | 42-F1-D3050-122-FAH08 | HEATER FORCED AIR UNIT - EASTSIDE - CLOSET, 8 | LENNOX | 5874H00070 | G81-220V-3 | OM00016456 | NA | WESTSIDE - HALLWAY | A50 | 20 X 25 X 2 | DNA | DNA | 208/230 | DNA | electric | DNA | DNA | DNA | \Classifications\Building System Class\D30-HVAC Systems\D3050 - Package SYS\Forced Air Heater,Oil/Gas fired - FAH | EQ-1005522
42-F1 | 42-F1 Santa Maria Courts Bldgs C + D | 42-F1-D4031-100-FEX20 | Fire Extinguishers (20) | NA | NA | NA | OM00026630 |  | ALL - 1 (QTY 20) | NA | NA | NA | NA | NA | NA | NA | NA | NA | NA | \Classifications\Building System Class\D40-Fire Protection SYS\D4030 - FIRE SPEC\Fire Extinguisher - FEX | EQ-1005523
42-F1 | 42-F1 Santa Maria Courts Bldgs C + D | 42-F1-D2023-100-BFP04 | BACKFLOW PREVENTER (LANDSCAPING 2") | FEBCO | AC3566 | 825Y Type RP 2" | OM00026625 | Facility#: XC-1071 Assembly ID#: A91-1790 | On S Miller at curbside, Building "D", 2" Landscaping | [10 empty] | \Classifications\Building System Class\D20-Plumbing\D2020 - Domestic Water\Backflow Preventer - BFP | EQ-1005958
42-F1 | 42-F1 Santa Maria Courts Bldgs C + D | 42-F1-D2023-100-BFP05 | BACKFLOW PREVENTER (LANDSCAPING 1.5") | FEBCO | A018172 | 825 Y Type RP 1.5 inch | OM00026621 | Facility#: XC-1071 Assembly ID#: A96-1697 | By Superior Ct , Dept 3 , Buidling C | NA | NA | NA | NA | NA | NA | NA | NA | NA | NA | \Classifications\Building System Class\D20-Plumbing\D2020 - Domestic Water\Backflow Preventer - BFP | EQ-1005959
42-F1 | 42-F1 Santa Maria Courts Bldgs C + D | 42-F1-B2010-100-BLD01 | Building Structure | NA | NA | NA | OM00026629 | NA | All | NA | NA | NA | NA | NA | NA | NA | NA | NA | NA | \Classifications\Building System Class\B20-General Building Exterior\B2010 - Exterior Walls\Building - BLD | EQ-1007363
42-F1 | 42-F1 Santa Maria Courts Bldgs C + D | 42-F1-B3010-100-RUF01 | Roofing Systems | NA | NA | NA | OM00026628 |  | NA | NA | NA | NA | NA | NA | NA | NA | NA | NA | NA | \Classifications\Building System Class\B30-Roofing\B3010 - Roof Types\Roof - RUF | EQ-1007540
42-F1 | 42-F1 Santa Maria Courts Bldgs C + D | 42-F1-D1010-100-ELE01 | Elevator - Passenger Elevator outside ELE01 Conveyance # 067612 | DNA | DNA | DNA | OM00016586 | State ID# 067612 | Floor 1 42-F1=1, SW CORNER OF BUILDING C&D OUTDOORS. (Campus with 5 elevators - 42-F1 = 1, 42-F5=4) | NA | DNA | NA | DNA | DNA | DNA | Electric | DNA | NA | NA | \Classifications\Building System Class\D10-Conveyance Systems\D1010 - Elevator\Elevator,Electric,Pass/Freight - ELE | 1010618
42-F1 | 42-F1 Santa Maria Courts Bldgs C + D | 42-F1-D3050-250-ACU03 | Split System Air Conditioning (ACU03) | Carrier | 1609G50068 | 38ARQ008---501-- | OM00016595 | NA | West Side - Sheriff's Parking | NA | DNA | R-22 | DNA | 208/230 | 60 | Electric | 3 | NA | NA | \Classifications\Building System Class\D30-HVAC Systems\D3050 - Package SYS\Air Conditioning,Split System - ACU | 1011402
42-F1 | 42-F1 Santa Maria Courts Bldgs C + D | 42-F1-D3055-260-WAC01 | Window Air Conditioner 1 | EMERSON | DNA | EMERSON QUIET KOOL | OM00026633 | NA | FLOOR 1, Maint. Office | NA | DNA | R-134a | DNA | 110 | 15 | ELECTRIC | 1 | NA | NA | \Classifications\Building System Class\D30-HVAC Systems\D3050 - Package SYS\Window Air Conditioner- WAC | 1011403
42-F1 | 42-F1 Santa Maria Courts Bldgs C + D | 42-F1-D5092-250-ELT20 | Exterior Lighting (20) | DNA | DNA | DNA | OM00026627 |  | OUTSIDE BUILDING | NA | NA | NA | NA | DNA | DNA | Electric | DNA | NA | NA | \Classifications\Building System Class\D50-Electrical SYS\D5090 - Elec SYS\Exterior Lighting - ELT | 1011404
42-F1 | 42-F1 Santa Maria Courts Bldgs C + D | 42-F1-D5011-240-TRN01 | - Transformer | DNA | DNA | DNA | OM00026626 | DNA | FLOOR 1 West Side | NA | NA | NA | NA | 277/480 | DNA | Electric | 3 | NA | NA | \Classifications\Building System Class\D50-Electrical SYS\D5010 - Elec Service & Dist\Transformer - TRN | 1011405
42-F1 | 42-F1 Santa Maria Courts Bldgs C + D | 42-F1-D3050-250-ACU01 | Air Conditioning Unit 1 | Sanyo | 0088844 | C3632A | OM00016421 | NA | Next to ABM Shed | NA | DNA | R-22 | DNA | 208/230 | DNA | ELECTRIC | DNA | NA | NA | \Classifications\Building System Class\D30-HVAC Systems\D3050 - Package SYS\Air Conditioning,Split System - ACU | 1011406
42-F1 | 42-F1 Santa Maria Courts Bldgs C + D | 42-F1-D3050-250-ACU02 | Air Conditioning Unit 2 | Sanyo | 0063643 | C3632A | OM00016422 | NA | Next to ABM Shed | NA | DNA | R-22 | DNA | 208/230 | 15.4/16 | ELECTRIC | DNA | NA | NA | \Classifications\Building System Class\D30-HVAC Systems\D3050 - Package SYS\Air Conditioning,Split System - ACU | 1011407
42-F1 | 42-F1 Santa Maria Courts Bldgs C + D | 42-F1-D2022-260-HWG01 | Domestic Hot Water Heater 1 | General Electric | GELN0708V11487 | SG40T12AVH00 | OM00028829 | DNA | AHU Room, WEST SIDE OF BUILDING "C" EXTERIOR NEXT TO BAILIFF OFFICE | NA | NA | NA | NA | NA | NA | GAS | NA | 40,000 | DNA | \Classifications\Building System Class\D20-Plumbing\D2020 - Domestic Water\Domestic Water Heater, Gas - HWG | 1011409
42-F1 | 42-F1 Santa Maria Courts Bldgs C + D | 42-F1-D3050-250-ACU06 | Split System Air Conditioning (ACU06) | ICP Commercial Air Corp | L004430224 | CAC120HAA | OM00026189 | NA | Floor 1 Atrium | NA | DNA | R-22 | DNA | 208/240 | 60 | Electric | 3 | NA | NA | \Classifications\Building System Class\D30-HVAC Systems\D3050 - Package SYS\Air Conditioning,Split System - ACU | 1011410
42-F1 | 42-F1 Santa Maria Courts Bldgs C + D | 42-F1-D2022-260-HWG02 | Domestic Hot Water Heater 2 | General Electric | GELN0206V08682 | SG40T12AVH00 | OM00028830 | DNA | Floor 1 AHU Room next to Law Library Entrance, EAST END OF BUILDING "D" | NA | NA | NA | NA | NA | NA | Gas | NA | 40,000 | NA | \Classifications\Building System Class\D20-Plumbing\D2020 - Domestic Water\Domestic Water Heater, Gas - HWG | 1011411
42-F1 | 42-F1 Santa Maria Courts Bldgs C + D | 42-F1-D3050-250-ACU07 | Split System Air Conditioning (ACU07) | York | EFBM204976 | H1DA060S06B | OM00026192 | NA | Miller Street | NA | DNA | R-22 | DNA | 208/230 | 60 | ELECTRIC | 1 | NA | NA | \Classifications\Building System Class\D30-HVAC Systems\D3050 - Package SYS\Air Conditioning,Split System - ACU | 1011412
42-F1 | 42-F1 Santa Maria Courts Bldgs C + D | 42-F1-D3050-250-ACU08 | Split System Air Conditioning (ACU08) | York | EEEM162864 | HIDA018S06A | OM00026191 | NA | Miller Street | NA | DNA | R-22 | DNA | 208/230 | 20 | Electric | 1 | NA | NA | \Classifications\Building System Class\D30-HVAC Systems\D3050 - Package SYS\Air Conditioning,Split System - ACU | 1011413
42-F1 | 42-F1 Santa Maria Courts Bldgs C + D | 42-F1-D3050-250-ACU09 | Split System Air Conditioning (ACU09) | York | EFBM206420 | HIDA030S06A | OM00026190 | NA | Miller Street | NA | DNA | R-22 | DNA | 208/230 | 25 | Electric | 1 | NA | NA | \Classifications\Building System Class\D30-HVAC Systems\D3050 - Package SYS\Air Conditioning,Split System - ACU | 1011414
42-F1 | 42-F1 Santa Maria Courts Bldgs C + D | 42-F1-D3050-122-FAH09 | HEATER FORCED AIR, 9 | York | EBGM262258 | P2MPD20N09601A | OM00001821 | NA | Floor 1 AHU Rm East Side | DNA | 22x28x1 (1) | DNA | DNA | 120/208 | DNA | Electric | 1 | DNA | DNA | \Classifications\Building System Class\D30-HVAC Systems\D3050 - Package SYS\Forced Air Heater,Oil/Gas fired - FAH | 1011415
42-F1 | 42-F1 Santa Maria Courts Bldgs C + D | 42-F1-D3050-122-FAH10 | HEATER FORCED AIR 10 | York | ELBM368785 | PMPD08N03201B | OM00001822 | NA | Floor 1 AHU Rm East Side | DNA | 12X28X1 | DNA | DNA | DNA | DNA | Electric | DNA | DNA | DNA | \Classifications\Building System Class\D30-HVAC Systems\D3050 - Package SYS\Forced Air Heater,Oil/Gas fired - FAH | 1011416
42-F1 | 42-F1 Santa Maria Courts Bldgs C + D | 42-F1-D3050-122-FAH11 | HEATER FORCED AIR 11 | York | EGBM263296 | P2MPD12N04801A | OM00001823 | NA | Floor 1 AHU Rm East Side | DNA | 16X28X1 | DNA | DNA | DNA | DNA | Gas | DNA | DNA | DNA | \Classifications\Building System Class\D30-HVAC Systems\D3050 - Package SYS\Forced Air Heater,Oil/Gas fired - FAH | 1011417
42-F1 | 42-F1 Santa Maria Courts Bldgs C + D | 42-F1-D2040-100-PSU02 | PUMP SUMP PSU02 | DNA | DNA | DNA | OM00033164 |  | CONDUIT VAULT | NA | NA | NA | DNA | 110 | DNA | Electric | 1 | NA | NA | \Classifications\Building System Class\D20-Plumbing\D2040 - Rain Drain\Sump Pump - PSU | 1014512
42-F1 | 42-F1 Santa Maria Courts Bldgs C + D | 42-F1-D3050-250-ACU10 | Split System Air Conditioning (ACU10) | GOODMAN | 1103059496 | GSZ130361BB | OM00016594 |  | Next to ABM Shed | NA | DNA | R-410A | DNA | 208/230 | 35 | Electric | 3 | NA | NA | \Classifications\Building System Class\D30-HVAC Systems\D3050 - Package SYS\Air Conditioning,Split System - ACU | 1014513
42-F1 | 42-F1 Santa Maria Courts Bldgs C + D | 42-F1-D5010-200-ESD01 | Main Electrical Panel | Challenger Electrical Equipment Corp. | DNA | LAYB86055 | OM00026624 |  | OUTSIDE LAW LIBRARY ELECT OFFICE | NA | NA | NA | NA | 120/208 | 600 | Electric | 3 | NA | NA | \Classifications\Building System Class\D50-Electrical SYS\D5010 - Elec Service & Dist\Electical Service and Distribution - ESD | 1014515
42-F1 | 42-F1 Santa Maria Courts Bldgs C + D | 42-F1-D5092-250-EML21 | Emergency Lighting (2) & Exit (19) | NA | NA | NA | OM00033177 |  | INTERIOR | NA | NA | NA | NA | DNA | DNA | Electric | DNA | NA | NA | \Classifications\Building System Class\D50-Electrical SYS\D5090 - Elec SYS\Emergency And Exit Lighting - EML | 1014516
42-F1 | 42-F1 Santa Maria Courts Bldgs C + D | 42-F1-G2050-200-LSC01 | LANDSCAPING | NA | NA | NA | OM00026632 |  | NORTH SIDE CENTRAL ENTRANCE ATRIUM | NA | NA | NA | NA | NA | NA | NA | NA | NA | NA | \Classifications\Building System Class\G20-Other Systems\G2050 - Landscaping\Landscaping - LSC | 1014517
42-F1 | 42-F1 Santa Maria Courts Bldgs C + D | 42-F1-G2049-300-HSC01 | HARDSCAPE | NA | NA | NA | OM00035735 | NA | GROUNDS | NA | NA | NA | NA | NA | NA | NA | NA | NA | NA | \Classifications\Building System Class\G20-Other Systems\G2040 - Site Development\Hardscape - HSC | 1016167
42-F1 | 42-F1 Santa Maria Courts Bldgs C + D | 42-F1-D2023-310-HWP01 | Hot Water Circulating Pump (Mech Rm) HWP01 | Grundfos | DNA | UP1518SF | OM00001670 |  | 1st Floor, Mechanical Room, Across from ABM Maint Shed | NA | NA | NA | DNA | 115 | DNA | Electric | 1 | NA | NA | \Classifications\Building System Class\D20-Plumbing\D2020 - Domestic Water\Domestic Hot Water Circulating Pump - HWP | 1019149
42-F1 | 42-F1 Santa Maria Courts Bldgs C + D | 42-F1-D2023-100-BFP06 | Backflow Preventer, 3/4" BFP06 | Febco | HO1766 | 805Y, 3/4" | OM00026785 | Facility#: XC-1071 Assembly ID#: A92-1908 | North Driveway entrance on S Miller St | NA | NA | NA | NA | NA | NA | NA | NA | NA | NA | \Classifications\Building System Class\D20-Plumbing\D2020 - Domestic Water\Backflow Preventer - BFP | 1019893
42-F3 | 42-F3 Santa Maria Courts, Bldgs. A + B | 42-F3-D4031-100-FEX05 | Fire Extinguisher (05) | NA | NA | NA | OM00037904 |  | 1 (5 UNITS) | NA | NA | NA | NA | NA | NA | NA | NA | NA | NA | \Classifications\Building System Class\D40-Fire Protection SYS\D4030 - FIRE SPEC\Fire Extinguisher - FEX | EQ-1005456
42-F3 | 42-F3 Santa Maria Courts, Bldgs. A + B | 42-F3-B2010-100-BLD01 | Building Structure | NA | NA | NA | OM00026645 |  | All | NA | NA | NA | NA | NA | NA | NA | NA | NA | NA | \Classifications\Building System Class\B20-General Building Exterior\B2010 - Exterior Walls\Building - BLD | EQ-1007365
42-F3 | 42-F3 Santa Maria Courts, Bldgs. A + B | 42-F3-B3010-100-RUF01 | Roofing Systems | NA | NA | NA | OM00026646 |  | NA | NA | NA | NA | NA | NA | NA | NA | NA | NA | NA | \Classifications\Building System Class\B30-Roofing\B3010 - Roof Types\Roof - RUF | EQ-1007542
42-F3 | 42-F3 Santa Maria Courts, Bldgs. A + B | 42-F3-D5092-250-ELT20 | Exterior Lighting ELT20 | DNA | DNA | DNA | OM00026650 |  | 20 UNITS | NA | NA | NA | NA | DNA | DNA | Electric | DNA | NA | NA | \Classifications\Building System Class\D50-Electrical SYS\D5090 - Elec SYS\Exterior Lighting - ELT | 1011420
42-F3 | 42-F3 Santa Maria Courts, Bldgs. A + B | 42-F3-D3050-250-ACU01 | Split System (FAH01 & FAH02) | CARRIER | 3796G00270 | 38AKS009501 | OM00026647 | NA | East Exterior | NA | DNA | R-22 | DNA | 208/230 | 53.4 | Electric | 3 | NA | NA | \Classifications\Building System Class\D30-HVAC Systems\D3050 - Package SYS\Air Conditioning,Split System - ACU | 1011424
42-F3 | 42-F3 Santa Maria Courts, Bldgs. A + B | 42-F3-G2050-200-LSC01 | LANDSCAPING | NA | NA | NA | OM00026651 |  | NA | NA | NA | NA | NA | NA | NA | NA | NA | NA | NA | \Classifications\Building System Class\G20-Other Systems\G2050 - Landscaping\Landscaping - LSC | 1014519
42-F3 | 42-F3 Santa Maria Courts, Bldgs. A + B | 42-F3-D5092-250-EML06 | Emergency Lighting (0) & Exit (6) | NA | NA | NA | OM00030648 |  | THROUGHOUT BUILDING | NA | NA | NA | NA | DNA | DNA | Electric | DNA | NA | NA | \Classifications\Building System Class\D50-Electrical SYS\D5090 - Elec SYS\Emergency And Exit Lighting - EML | 1015756
42-F3 | 42-F3 Santa Maria Courts, Bldgs. A + B | 42-F3-G2049-300-HSC01 | HARDSCAPE | NA | NA | NA | OM00036318 | NA | GROUNDS | NA | NA | NA | NA | NA | NA | NA | NA | NA | NA | \Classifications\Building System Class\G20-Other Systems\G2040 - Site Development\Hardscape - HSC | 1016168
42-F3 | 42-F3 Santa Maria Courts, Bldgs. A + B | 42-F3-D3050-122-FAH04 | Forced Air Heater (Mech Rm East) | Day & Night | A131018022 | N8MSL0902116A1 | OM00036924 | NA | Exterior Mech Room (East) | NA | 20x25x4 (1) | NA | 1/2 | 115 | 10 | Gas |  | DNA | DNA | \Classifications\Building System Class\D30-HVAC Systems\D3050 - Package SYS\Forced Air Heater,Oil/Gas fired - FAH | 1017887
42-F3 | 42-F3 Santa Maria Courts, Bldgs. A + B | 42-F3-D3050-122-FAH03 | Forced Air Heater (Mech Rm East) | Day & Night | A134014967 | N8MSL0902116A1 | OM00036923 |  | Exterior Mech Room (East) | NA | 20x25x4 (1) | NA | 1/2 | 115 | 10 | Gas |  | DNA | DNA | \Classifications\Building System Class\D30-HVAC Systems\D3050 - Package SYS\Forced Air Heater,Oil/Gas fired - FAH | 1017886
42-F4 | 42-F4 Santa Maria Courts, Bldg F | 42-F4-D4031-100-FEX04 | Fire Extinguisher (04) | NA | NA | NA | OM00033173 |  | ALL | NA | NA | NA | NA | NA | NA | NA | NA | NA | NA | \Classifications\Building System Class\D40-Fire Protection SYS\D4030 - FIRE SPEC\Fire Extinguisher - FEX | EQ-1005445
42-F4 | 42-F4 Santa Maria Courts, Bldg F | 42-F4-D3050-250-ACU01 | Air Conditioning, Split System (Eastside Exterior) | Carrier | 2692E01679 | 38TKB060500 | OM00016566 | NA | East Side | NA | DNA | R-22 | DNA | 208/230 | 30 | electric | 3 | NA | NA | \Classifications\Building System Class\D30-HVAC Systems\D3050 - Package SYS\Air Conditioning,Split System - ACU | EQ-1005451
42-F4 | 42-F4 Santa Maria Courts, Bldg F | 42-F4-D3050-250-ACU02 | Air Conditioning, Split System (Eastside Exterior) | Carrier | 2292E14295 | 38TKB048500 | OM00016567 | NA | East Side | NA | DNA | R-22 | DNA | 208/230 | 30 | electric | 3 | NA | NA | \Classifications\Building System Class\D30-HVAC Systems\D3050 - Package SYS\Air Conditioning,Split System - ACU | EQ-1005452
42-F4 | 42-F4 Santa Maria Courts, Bldg F | 42-F4-D3050-250-ACU03 | Air Conditioning, Split System (Eastside Exterior) | Carrier | 1692E36962 | 38TKB048500 | OM00016568 | NA | East Side | NA | DNA | R-22 | DNA | 208/230 | 30 | electric | 3 | NA | NA | \Classifications\Building System Class\D30-HVAC Systems\D3050 - Package SYS\Air Conditioning,Split System - ACU | EQ-1005453
42-F4 | 42-F4 Santa Maria Courts, Bldg F | 42-F4-D3050-250-ACU04 | Air Conditioning, Split System (Eastside Exterior) | ICP-( AG ) | L983047376 | AG048GB2 | OM00016569 | NA | East Side | NA | DNA | R-22 | DNA | 208/230 | 1.9 | electric | 1 | NA | NA | \Classifications\Building System Class\D30-HVAC Systems\D3050 - Package SYS\Air Conditioning,Split System - ACU | EQ-1005454
42-F4 | 42-F4 Santa Maria Courts, Bldg F | 42-F4-D3050-250-ACU05 | Air Conditioning, Split System (Eastside Exterior) | Carrier | 2292E14247 | 38TKB048500 | OM00016570 | NA | East Side | NA | DNA | R-22 | DNA | 208/230 | 30 | electric | 3 | NA | NA | \Classifications\Building System Class\D30-HVAC Systems\D3050 - Package SYS\Air Conditioning,Split System - ACU | EQ-1005455
42-F4 | 42-F4 Santa Maria Courts, Bldg F | 42-F4-D2023-100-BFP01 | BACKFLOW DEVICE IRRIGATION (LS) BFP01 | WILKINS ZURN | 3562466XLSEU | 975XL | OM00036253 | Facility#: XC-1087 Assembly ID#: A12-1932 | Jury Assembly Building F East side | NA | NA | NA | NA | NA | NA | NA | 0 | NA | NA | \Classifications\Building System Class\D20-Plumbing\D2020 - Domestic Water\Backflow Preventer - BFP | EQ-1005502
42-F4 | 42-F4 Santa Maria Courts, Bldg F | 42-F4-B2010-100-BLD01 | Building Structure | NA | NA | NA | OM00033171 |  | ALL | NA | NA | NA | NA | NA | NA | NA | NA | NA | NA | \Classifications\Building System Class\B20-General Building Exterior\B2010 - Exterior Walls\Building - BLD | EQ-1007366
42-F4 | 42-F4 Santa Maria Courts, Bldg F | 42-F4-B3010-100-RUF01 | Roofing Systems | NA | NA | NA | OM00033172 |  | NA | NA | NA | NA | NA | NA | NA | NA | NA | NA | NA | \Classifications\Building System Class\B30-Roofing\B3010 - Roof Types\Roof - RUF | EQ-1007543
42-F4 | 42-F4 Santa Maria Courts, Bldg F | 42-F4-D2023-100-BFP05 | Backflow Device Fire BFP07 | Febco | B8765 | 806 Type YD | OM00033150 | Facility#: XC1059 Assembly ID#: A92-1902 | North End of Building behind Police Dept | NA | NA | NA | NA | NA | NA | NA | NA | NA | NA | \Classifications\Building System Class\D20-Plumbing\D2020 - Domestic Water\Backflow Preventer - BFP | 1009939
42-F4 | 42-F4 Santa Maria Courts, Bldg F | 42-F4-D5092-250-ELT09 | Exterior Lighting ELT09 | DNA | DNA | DNA | OM00033170 |  | EXTERIOR 9 UNITS | NA | NA | NA | NA | 120 | DNA | Electric | 1 | NA |  | \Classifications\Building System Class\D50-Electrical SYS\D5090 - Elec SYS\Exterior Lighting - ELT | 1011421
42-F4 | 42-F4 Santa Maria Courts, Bldg F | 42-F4-D5038-810-ITA01 | Intrusion Alarm | HONEYWELL | DNA | VISTA 32FB | OM00033168 | DNA | FLOOR 1, NE corner of building | NA | NA | NA | NA | 120 | DNA | ELECTRIC | 1 | NA | NA | \Classifications\Building System Class\D50-Electrical SYS\D5030 - Comm & Security\Intrusion Alarm - ITA | 1011426
42-F4 | 42-F4 Santa Maria Courts, Bldg F | 42-F4-D2022-100-HWE01 | DOMESTIC WATER HEATER HWE01 | A.O. SMITH | CB92-0104984-913 | ELJF30 913 | OM00033169 |  | ATTIC | NA | NA | NA | NA | 220/240 | DNA | Electric | 1 | NA | NA | \Classifications\Building System Class\D20-Plumbing\D2020 - Domestic Water\Domestic Water Heater, Electric - HWE | 1014520
42-F4 | 42-F4 Santa Maria Courts, Bldg F | 42-F4-D4010-150-FMS01 | FIRE SYSTEM STAND PIPE (AUTO SPRINKLER SYSTEM) | DNA | DNA | DNA | OM00033147 |  | NW CORNER | NA | NA | NA | NA | NA | NA | NA | NA | NA | NA | \Classifications\Building System Class\D40-Fire Protection SYS\D4010 - Sprinkler SYS\Fire Systems, stand pipes - FMS | 1014521
42-F4 | 42-F4 Santa Maria Courts, Bldg F | 42-F4-D5010-200-ESD02 | ELECTRICAL MAIN SWITCHBOARD | DNA | DNA | RMSP42-45-NW | OM00033146 |  | NE CORNER | NA | NA | NA | NA | DNA | 400 | Electric | 3 | NA | NA | \Classifications\Building System Class\D50-Electrical SYS\D5010 - Elec Service & Dist\Electical Service and Distribution - ESD | 1014523
42-F4 | 42-F4 Santa Maria Courts, Bldg F | 42-F4-D5092-250-EML17 | Emergency Lighting (4) & Exit (13) | NA | NA | NA | OM00033174 |  | THROUGHOUT BUILDING | NA | NA | NA | NA | DNA | DNA | Electric | DNA | NA | NA | \Classifications\Building System Class\D50-Electrical SYS\D5090 - Elec SYS\Emergency And Exit Lighting - EML | 1014525
42-F4 | 42-F4 Santa Maria Courts, Bldg F | 42-F4-G2050-200-LSC01 | LANDSCAPING | NA | NA | NA | OM00033175 |  | EXTERIOR | NA | NA | NA | NA | NA | NA | NA | NA | NA | NA | \Classifications\Building System Class\G20-Other Systems\G2050 - Landscaping\Landscaping - LSC | 1014526
42-F4 | 42-F4 Santa Maria Courts, Bldg F | 42-F4-D5037-710-FAP01 | FIRE ALARM PANEL | HONEYWELL | 17489774 | VISTA - 32FB | OM00001673 |  | In Center of Bldg Access Door on Ceiling | NA | NA | NA | NA | 120 | DNA | Electric | 1 | NA | NA | \Classifications\Building System Class\D50-Electrical SYS\D5030 - Comm & Security\Fire Alarm Panel - FAP | 1015319
42-F4 | 42-F4 Santa Maria Courts, Bldg F | 42-F4-D2023-100-BFP02 | Backflow Device DCDA BFP02 | WILKINS ZURN | V27344 | 350ADA 6" | OM00036234 | Facility#: XC-1087 Assembly ID#: A12-6025 | 312 E Cook St - Between bldgs E and F | [10 empty] | \Classifications\Building System Class\D20-Plumbing\D2020 - Domestic Water\Backflow Preventer - BFP | 1015362
42-F4 | 42-F4 Santa Maria Courts, Bldg F | 42-F4-D2023-100-BFP03 | Backflow Device DC BFP03 | WILKINS ZURN | 3360686XLD | 950XL | OM00036233 | Facility#: XC-1087 Assembly ID#: A12-6026 | 312 Cook St - between Bldgs E and F | [10 empty] | \Classifications\Building System Class\D20-Plumbing\D2020 - Domestic Water\Backflow Preventer - BFP | 1015363
42-F4 | 42-F4 Santa Maria Courts, Bldg F | 42-F4-G2049-300-HSC01 | HARDSCAPE | NA | NA | NA | OM00036319 | NA | GROUNDS | NA | NA | NA | NA | NA | NA | NA | NA | NA | NA | \Classifications\Building System Class\G20-Other Systems\G2040 - Site Development\Hardscape - HSC | 1016169
42-F4 | 42-F4 Santa Maria Courts, Bldg F | 42-F4-D2023-100-BFP06 | Backflow Preventer, (ME) 3/4" BFP06 | Febco | HO1728 | 805Y, 3/4" | OM00026786 | Facility#: XC-1059 Assembly ID#: A92-1901 | N End of Bldg behind Police Dept at SE Corner | NA | NA | NA | NA | NA | NA | NA | NA | NA | NA | \Classifications\Building System Class\D20-Plumbing\D2020 - Domestic Water\Backflow Preventer - BFP | 1019892
42-F5 | 42-F5 Santa Maria Courts, Bldg G | 42-F5-D4031-100-FEX24 | Fire Extinguisher | AMEREX | NA | 5 | OM00033088 |  | ALL | NA | NA | NA | NA | NA | NA | NA | NA | NA | NA | \Classifications\Building System Class\D40-Fire Protection SYS\D4030 - FIRE SPEC\Fire Extinguisher - FEX | EQ-1005469
42-F5 | 42-F5 Santa Maria Courts, Bldg G | 42-F5-D3050-210-PKU01 | package unit #1 | CARRIER | 50DK501091 | 48DJD0008510 | OM00016442 | NA | ROOFTOP | A48 | 4-16X20X2 | R-22 | 1.5 | 460/200-230 | 2.8/5.0-5.6 | GAS | 3 | DNA | DNA | \Classifications\Building System Class\D30-HVAC Systems\D3050 - Package SYS\Package Unit - PKU | EQ-1005470
42-F5 | 42-F5 Santa Maria Courts, Bldg G | 42-F5-D3050-210-PKU02 | package unit #2 | CARRIER | 50DK504683 | 48DJD00891214 | OM00016450 | NA | ROOFTOP | A51 | 4-20X20X2 | R-22 | DNA | 208/230 | 20 | GAS | 3 | DNA | DNA | \Classifications\Building System Class\D30-HVAC Systems\D3050 - Package SYS\Package Unit - PKU | EQ-1005471
42-F5 | 42-F5 Santa Maria Courts, Bldg G | 42-F5-D3050-210-PKU03 | package unit #3 | CARRIER | 3791G28041 | 48DJD012520 | OM00016457 | NA | ROOFTOP | A51 | 4-20X20X2 | R-22 | DNA | 208/230 | 20 | GAS | 3 | 80000 | 69000 | \Classifications\Building System Class\D30-HVAC Systems\D3050 - Package SYS\Package Unit - PKU | EQ-1005472
42-F5 | 42-F5 Santa Maria Courts, Bldg G | 42-F5-D3050-210-PKU04 | package unit #4 | CARRIER | 3691G24480 | 48DJD005510 | OM00016459 | NA | ROOFTOP | A40 | 2-16X25X2 | R-22 | DNA | 208/230 | 20 | GAS | 3 | DNA | DNA | \Classifications\Building System Class\D30-HVAC Systems\D3050 - Package SYS\Package Unit - PKU | EQ-1005473
42-F5 | 42-F5 Santa Maria Courts, Bldg G | 42-F5-D3050-210-PKU05 | package unit #5 | Carrier | 1607G30304 | 48TFL006A511 | OM00016458 | NA | ROOFTOP | A32 (1) | 2-16X25X2 | R-22 | DNA | 208/230 | 16 | GAS | 3 | 60000 | 49000 | \Classifications\Building System Class\D30-HVAC Systems\D3050 - Package SYS\Package Unit - PKU | EQ-1005474
42-F5 | 42-F5 Santa Maria Courts, Bldg G | 42-F5-D3050-210-PKU06 | package unit #6 | Carrier | 2391G93457 | 48DJD006530 | OM00016464 | NA | ROOFTOP | A40 | 2-16X25X2 | R-22 | DNA | 208-230/460 | 20 | GAS | 3 | DNA | DNA | \Classifications\Building System Class\D30-HVAC Systems\D3050 - Package SYS\Package Unit - PKU | EQ-1005475
42-F5 | 42-F5 Santa Maria Courts, Bldg G | 42-F5-D3050-210-PKU07 | package unit # 7 | Carrier | 0391G43760 | 48DJD006520 | OM00016451 | NA | ROOFTOP | A40 (1) | 2-16X25X2 | R-22 | DNA | 208-230/460 | 20 | GAS | 3 | DNA | DNA | \Classifications\Building System Class\D30-HVAC Systems\D3050 - Package SYS\Package Unit - PKU | EQ-1005476
42-F5 | 42-F5 Santa Maria Courts, Bldg G | 42-F5-D3050-210-PKU08 | paPackage Unit # 8 Direct Drive | CARRIER | 2891C88410 | 48NLT024320 | OM00016441 | NA | ROOFTOP | NA | 1-20X25X2 | R-22 | DNA | 208/230 | 20 | GAS | 3 | DNA | DNA | \Classifications\Building System Class\D30-HVAC Systems\D3050 - Package SYS\Package Unit - PKU | EQ-1005477
42-F5 | 42-F5 Santa Maria Courts, Bldg G | 42-F5-D3050-210-PKU09 | package unit # 9 | Carrier | 4190G21225 | 48DJD008510 | OM00016448 | NA | ROOFTOP | A48 | 4-16X20X2 | R-22 | DNA | 208-230/460 | 20 | GAS | 3 | DNA | DNA | \Classifications\Building System Class\D30-HVAC Systems\D3050 - Package SYS\Package Unit - PKU | EQ-1005478
42-F5 | 42-F5 Santa Maria Courts, Bldg G | 42-F5-D3050-210-PKU10 | package unit # 10 | Carrier | 3591G22898 | 48DJD009520 | OM00016449 | NA | ROOFTOP | A48 | 4-16X20X2 | R-22 | 1.5 | 208-230/460 | 20 | GAS | 3 | DNA | DNA | \Classifications\Building System Class\D30-HVAC Systems\D3050 - Package SYS\Package Unit - PKU | EQ-1005479
42-F5 | 42-F5 Santa Maria Courts, Bldg G | 42-F5-D3050-210-PKU12 | package unit # 12 | CARRIER | 48NLT024320 | 48NLT0243BE | OM00016463 | NA | ROOFTOP | NA | 1-20X25X2 | R-22 | DNA | 208/230 | 20 | GAS | 3 | DNA | DNA | \Classifications\Building System Class\D30-HVAC Systems\D3050 - Package SYS\Package Unit - PKU | EQ-1005481
42-F5 | 42-F5 Santa Maria Courts, Bldg G | 42-F5-D3050-210-PKU13 | package unit # 13 | Carrier | 48NLT024__3__20 | 48NLT024320 | OM00016452 | NA | ROOFTOP | A40 | 1-20X25X2 | R-22 | DNA | 208/230 | 20 | GAS | 3 | DNA | DNA | \Classifications\Building System Class\D30-HVAC Systems\D3050 - Package SYS\Package Unit - PKU | EQ-1005482
42-F5 | 42-F5 Santa Maria Courts, Bldg G | 42-F5-D3042-220-EFN02 | EF-02 | COOK COMPANY | 138S305735001291 | 90W15DH | OM00016461 |  | ROOFTOP | 4L270 | NA | NA | 1/10 | 115 | 5 | electric | 1 | NA | NA | \Classifications\Building System Class\D30-HVAC Systems\D3040 - Distribution SYS\Supply/Exhaust/Return fans- FAN | EQ-1005484
42-F5 | 42-F5 Santa Maria Courts, Bldg G | 42-F5-D3042-220-EFN03 | Exhaust Fan | Loren Cook Company | 1075-1/6-1075/0000 | 120W10D | OM00016432 |  | ROOFTOP | 4L270 | NA | NA | 1/6 | 110 | 5 | electric | 1 | NA | NA | \Classifications\Building System Class\D30-HVAC Systems\D3040 - Distribution SYS\Supply/Exhaust/Return fans- FAN | EQ-1005485
42-F5 | 42-F5 Santa Maria Courts, Bldg G | 42-F5-D3042-220-EFN04 | Exhaust Fan #4 (Direct Drive Unit (No Belts)) | Loren Cook Company | DNA | DNA | OM00016431 |  | ROOFTOP | 4L270 | NA | NA | NA | 110 | 5 | electric | 1 | NA | NA | \Classifications\Building System Class\D30-HVAC Systems\D3040 - Distribution SYS\Supply/Exhaust/Return fans- FAN | EQ-1005486
42-F5 | 42-F5 Santa Maria Courts, Bldg G | 42-F5-D3042-220-EFN07 | Exhaust Fan # 12 | Loren Cook Company | 138S311245000292 | 180ACEB | OM00016430 |  | ROOFTOP | 4L270 | NA | NA | Floor 1 | 110 | 5 | electric | Floor 1 | NA | NA | \Classifications\Building System Class\D30-HVAC Systems\D3040 - Distribution SYS\Supply/Exhaust/Return fans- FAN | EQ-1005489
42-F5 | 42-F5 Santa Maria Courts, Bldg G | 42-F5-D3042-220-EFN13 | Exhaust Fan # 13 | Loren Cook Company | 138S311245000292 | 180ACEB | OM00016460 |  | ROOFTOP | 4L270 | NA | NA | 1/2 | 115-208/230 | 9/4.0-4.5 | electric | DNA | NA | NA | \Classifications\Building System Class\D30-HVAC Systems\D3040 - Distribution SYS\Supply/Exhaust/Return fans- FAN | EQ-1005490
42-F5 | 42-F5 Santa Maria Courts, Bldg G | 42-F5-D3042-220-EFN14 | Exhaust Fan #4 (Direct Drive Unit) (Rooftop) | Loren Cook Company | 138530573500-1292 | 90W15DH | OM00016462 |  | ROOFTOP | 4L270 | NA | NA | 1/8 | 115 | 1.7 | electric | 1 | NA | NA | \Classifications\Building System Class\D30-HVAC Systems\D3040 - Distribution SYS\Supply/Exhaust/Return fans- FAN | EQ-1005491
42-F5 | 42-F5 Santa Maria Courts, Bldg G | 42-F5-D1010-100-ELE01 | ELEVATOR, Passenger Elevator # 1 | OTIS | DNA | DNA | OM00016434 | State ID# 100161¦ #1/LOB | Public - (Campus with 5 elevators - 42-F1 = 1, 42-F5=4) | NA | NA | NA | 30 | 200 | 85 | electric | 3 | NA | NA | \Classifications\Building System Class\D10-Conveyance Systems\D1010 - Elevator\Elevator,Electric,Pass/Freight - ELE | EQ-1005494
42-F5 | 42-F5 Santa Maria Courts, Bldg G | 42-F5-D1010-100-ELE02 | ELEVATOR (Jail) # 2 | OTIS | DNA | DNA | OM00016435 | State ID# 100162¦ #2JAIL | PRISONER - (Campus with 5 elevators - 42-F1 = 1, 42-F5=4) | NA | NA | NA | 30 | 200 | 85 | electric | 3 | NA | NA | \Classifications\Building System Class\D10-Conveyance Systems\D1010 - Elevator\Elevator,Electric,Pass/Freight - ELE | EQ-1005495
42-F5 | 42-F5 Santa Maria Courts, Bldg G | 42-F5-D1010-100-ELE03 | ELEVATOR (Judges) # 3 | OTIS | DNA | DNA | OM00016436 | State ID# 100163¦ 3,JUDG | JUDGES - (Campus with 5 elevators - 42-F1 = 1, 42-F5=4) | NA | NA | NA | 30 | 200 | 85 | electric | 3 | NA | NA | \Classifications\Building System Class\D10-Conveyance Systems\D1010 - Elevator\Elevator,Electric,Pass/Freight - ELE | EQ-1005496
42-F5 | 42-F5 Santa Maria Courts, Bldg G | 42-F5-D1010-100-ELE04 | ELEVATOR (Jail) # 4 | OTIS | DNA | DNA | OM00016585 | State ID# 099876¦ #4 | Sally Port Driveway | NA | NA | NA | DNA | 208/230 | 30 | electric | 3 | NA | NA | \Classifications\Building System Class\D10-Conveyance Systems\D1010 - Elevator\Elevator,Electric,Pass/Freight - ELE | EQ-1005497
42-F5 | 42-F5 Santa Maria Courts, Bldg G | 42-F5-D5037-710-FAP01 | FIRE ALARM PANEL | SIMPLEX | DNA | 4002 | OM00016433 | DNA | BASEMENT B9 | NA | NA | NA | NA | 110 | DNA | electric | 1 | NA | NA | \Classifications\Building System Class\D50-Electrical SYS\D5030 - Comm & Security\Fire Alarm Panel - FAP | EQ-1005498
42-F5 | 42-F5 Santa Maria Courts, Bldg G | 42-F5-D5010-200-ESD01 | MAIN BREAKER PANEL 1 of 3 | SQUARE-D | 2614143-AO | DNA | OM00016438 |  | BASEMENT | NA | NA | NA | NA | 208-120 | 1600 | electric | 3 | NA | NA | \Classifications\Building System Class\D50-Electrical SYS\D5010 - Elec Service & Dist\Electical Service and Distribution - ESD | EQ-1005499
42-F5 | 42-F5 Santa Maria Courts, Bldg G | 42-F5-D3050-310-HPU01 | HEAT PUMP 01 | Carrier | 4090E0-0100 | 38YH024300 | OM00016573 | NA | SOUTHSIDE PARKING AREA | DNA | DNA | R-22 | DNA | 208/230 | 13.7/6.1 | electric | 1 | DNA | DNA | \Classifications\Building System Class\D30-HVAC Systems\D3050 - Package SYS\Heat Pump,Air Cooled - HPU | EQ-1005505
42-F5 | 42-F5 Santa Maria Courts, Bldg G | 42-F5-D3050-310-HPU02 | HEAT PUMP 02 | ICP | L024279971 | CHE048HAB | OM00016572 | NA | SOUTHSIDE PARKING | DNA | DNA | R-22 | DNA | 208/230 | 1.5 | electric | 3 | DNA | DNA | \Classifications\Building System Class\D30-HVAC Systems\D3050 - Package SYS\Heat Pump,Air Cooled - HPU | EQ-1005506
42-F5 | 42-F5 Santa Maria Courts, Bldg G | 42-F5-B2010-100-BLD01 | Building Structure | NA | NA | NA | OM00027002 | NA | All | NA | NA | NA | NA | NA | NA | NA | NA | NA | NA | \Classifications\Building System Class\B20-General Building Exterior\B2010 - Exterior Walls\Building - BLD | EQ-1007367
42-F5 | 42-F5 Santa Maria Courts, Bldg G | 42-F5-B3010-100-RUF01 | Roofing Systems | NA | NA | NA | OM00033086 |  | Roof | NA | NA | NA | NA | NA | NA | NA | NA | NA | NA | \Classifications\Building System Class\B30-Roofing\B3010 - Roof Types\Roof - RUF | EQ-1007544
42-F5 | 42-F5 Santa Maria Courts, Bldg G | 42-F5-D4094-450-SFM01 | Halon System | CERBERUS PYROTRONICS | DNA | H30-25 | OM00027000 | DNA | Utility Closet next to Evidence Room, 2nd floor | NA | NA | NA | NA | 120 | DNA | NA | 1 | NA | NA | \Classifications\Building System Class\D40-Fire Protection SYS\D4090 - Other Fire Protection Systems\Fire Suppression, Gaseous - SFM | 1011408
42-F5 | 42-F5 Santa Maria Courts, Bldg G | 42-F5-D5092-250-ELT15 | Exterior Lighting 15 | DNA | DNA | DNA | OM00033091 |  | Outside | NA | NA | NA | NA | 120 | DNA | Electric | 1 | NA | NA | \Classifications\Building System Class\D50-Electrical SYS\D5090 - Elec SYS\Exterior Lighting - ELT | 1011422
42-F5 | 42-F5 Santa Maria Courts, Bldg G | 42-F5-D5092-210-GEN01 | Emergency Generator | CATERPILLAR | CAT00000HGBE00361 | D30-10 | OM00026993 | DNA | Sally Port | P831424, B1405, 067-6987, 197 | NA | NA | 66 | 120-208-230 | DNA | DIESEL | 3 | NA | NA | \Classifications\Building System Class\D50-Electrical SYS\D5090 - Elec SYS\Emergency Generator - GEN | 1011431
42-F5 | 42-F5 Santa Maria Courts, Bldg G | 42-F5-B2034-400-DOH01 | Door Overhead Electric Roll Up | DNA | DNA | DNA | OM00026656 | NA | Sally Port | CHAIN | NA | NA | 1/2 | 208-230/460 | 1.65-160/.80 | NA | 3 | NA | NA | \Classifications\Building System Class\B20-General Building Exterior\B2030 - Exterior Doors\Door,Overhead-Shutter,Manual,Elec,Roll-up - DOH | 1011432
42-F5 | 42-F5 Santa Maria Courts, Bldg G | 42-F5-D5010-234-ATS01 | Automatic Transfer Switch | GENRAC | 17954 | 91A04026-W | OM00033090 |  | Basement Elec Rm (Holding Area) | NA | NA | NA | NA | 120/208 | 150 | Electric | 3 | NA | NA | \Classifications\Building System Class\D50-Electrical SYS\D5010 - Elec Service & Dist\Automatic Transfer Switch - ATS | 1011433
42-F5 | 42-F5 Santa Maria Courts, Bldg G | 42-F5-D2030-410-PMS01 | PUMP SEWAGE 1 | DNA | DNA | DNA | OM00026653 |  | Elec Rm (Holding Area) - Basement | NA | NA | NA | DNA | 208-230 | DNA | Electric | 3 | NA | NA | \Classifications\Building System Class\D20-Plumbing\D2030 - Sani Waste\Sewage Ejector Pump - PMS | 1011437
42-F5 | 42-F5 Santa Maria Courts, Bldg G | 42-F5-D2030-410-PMS02 | Sump Pump SEWAGE EJECTOR 2 | DNA | DNA | DNA | OM00026654 |  | Elec Rm (Holding Area) Basement | NA | NA | NA | DN | 208-230 | DNA | Electric | 3 | NA |  | \Classifications\Building System Class\D20-Plumbing\D2030 - Sani Waste\Sewage Ejector Pump - PMS | 1011438
42-F5 | 42-F5 Santa Maria Courts, Bldg G | 42-F5-D3042-220-EFN05 | Direct Drive Unit | Loren Cook Company | 138SD34810-00/0002903 | 100-SQN__100SQNL2D | OM00026655 |  | DNA | NA | NA | NA | 0.167 | 115 | DNA | Electric | 1 | NA | NA | \Classifications\Building System Class\D30-HVAC Systems\D3040 - Distribution SYS\Supply/Exhaust/Return fans- FAN | 1014527
42-F5 | 42-F5 Santa Maria Courts, Bldg G | 42-F5-D3042-220-EFN08 | Exhaust Fan # 06 | Loren Cook Company | 138S307369000192 | 180SQIB | OM00026996 |  | ELEC RM HOLDING AREA | 4L-500 | NA | NA | 1.5 | 208/230 | 4.8/2.4 | Electric | 3 | NA | NA | \Classifications\Building System Class\D30-HVAC Systems\D3040 - Distribution SYS\Supply/Exhaust/Return fans- FAN | 1014528
42-F5 | 42-F5 Santa Maria Courts, Bldg G | 42-F5-D3050-250-ACU01 | Heaty Pump | CARRIER | 4998E04451 | 38YCC060520 | OM00033087 |  |  | NA | DNA | R-22 | DNA | 208-230 | 22.9 | Electric | 3 | NA | NA | \Classifications\Building System Class\D30-HVAC Systems\D3050 - Package SYS\Air Conditioning,Split System - ACU | 1014529
42-F5 | 42-F5 Santa Maria Courts, Bldg G | 42-F5-D3050-310-HPU04 | Split System #3 HPU04 | CARRIER | 1510G20081 | 38AUQA08A0A5A0A0A0 | OM00026194 |  | S SIDE PARKING AREA | DNA | DNA | R-410A | DNA | 208-230 | 25 | Electric | 3 | NA | NA | \Classifications\Building System Class\D30-HVAC Systems\D3050 - Package SYS\Heat Pump,Air Cooled - HPU | 1014530
42-F5 | 42-F5 Santa Maria Courts, Bldg G | 42-F5-D3068-100-BAS01 | BUILDING AUTOMATION SYSTEM | NOVAR | DNA | DNA | OM00033167 |  | 2ND FLOOR C-D | NA | NA | NA | NA | 120 | DNA | Electric | 1 | NA | NA | \Classifications\Building System Class\D30-HVAC Systems\D3060 - Control & Inst Air\Building Automation System - BAS | 1014531
42-F5 | 42-F5 Santa Maria Courts, Bldg G | 42-F5-D4010-150-FMS02 | FIRE SYSTEM ALL STAND PIPES FMS02 | Sprinkler | DNA | DNA | OM00026998 |  | Gym Weight Room | NA | NA | NA | NA | NA | NA | NA | NA | NA | NA | \Classifications\Building System Class\D40-Fire Protection SYS\D4010 - Sprinkler SYS\Fire Systems, stand pipes - FMS | 1014532
42-F5 | 42-F5 Santa Maria Courts, Bldg G | 42-F5-D5092-250-EML31 | Emergency Lighting (9) & Exit (22) | NA | NA | NA | OM00033178 |  | 1-2 FLOOR INTERIOR, BASEMENT | NA | NA | NA | NA | DNA | DNA | Electric | DNA | NA | NA | \Classifications\Building System Class\D50-Electrical SYS\D5090 - Elec SYS\Emergency And Exit Lighting - EML | 1014534
42-F5 | 42-F5 Santa Maria Courts, Bldg G | 42-F5-G2050-200-LSC01 | LANDSCAPING | NA | NA | NA | OM00027003 |  | landscaping on grounds | NA | NA | NA | NA | NA | NA | NA | NA | NA | NA | \Classifications\Building System Class\G20-Other Systems\G2050 - Landscaping\Landscaping - LSC | 1014535
42-F5 | 42-F5 Santa Maria Courts, Bldg G | 42-F5-G2049-300-HSC01 | HARDSCAPE | NA | NA | NA | OM00036320 | NA | GROUNDS | NA | NA | NA | NA | NA | NA | NA | NA | NA | NA | \Classifications\Building System Class\G20-Other Systems\G2040 - Site Development\Hardscape - HSC | 1016170
42-F5 | 42-F5 Santa Maria Courts, Bldg G | 42-F5-D2023-310-HWP01 | Hot Water Circulation Pump (Holding S. Mech Rm) | Grundfos | DNA | UP15-42SU | OM00036258 | NA | Basement Holding & Detention South Mech Room | NA | NA | NA | DNA | 115 | .74 (3/4) | ELECTRIC | 1 | NA | NA | \Classifications\Building System Class\D20-Plumbing\D2020 - Domestic Water\Domestic Hot Water Circulating Pump - HWP | 1017326
42-F5 | 42-F5 Santa Maria Courts, Bldg G | 42-F5-D3042-220-EFN09 | Exhaust Fan #7 | Loren Cook Company | 138S308490000192 | 165SQIB | OM00026997 |  | Weight Room | B17 (1) | NA | NA | 3/4 | 115 | 10.6 | Electric | 1 | NA | NA | \Classifications\Building System Class\D30-HVAC Systems\D3040 - Distribution SYS\Supply/Exhaust/Return fans- FAN | 1017577
42-F5 | 42-F5 Santa Maria Courts, Bldg G | 42-F5-D3042-220-EFN17 | Exhaust Fan #4 (Direct Drive Unit) (Center Roof) | Loren Cook Company | 13593984_1403 | 4YC496 | OM00036259 | NA | Center Roof | DNA | NA | NA | DNA | DNA | DNA | Electric |  | NA | NA | \Classifications\Building System Class\D30-HVAC Systems\D3040 - Distribution SYS\Supply/Exhaust/Return fans- FAN | 1017651
42-F5 | 42-F5 Santa Maria Courts, Bldg G | 42-F5-D3050-210-PKU14 | Package Unit (Roof) | ICP | P142344696 | RGS102HDCA0AAAA | OM00036265 |  | North East Rooftop | A48 | 20x20x2 (4) | R-410A | DNA | 208/230 & 208/230 | 42/46 | Gas |  | 125,000 | 103,000 | \Classifications\Building System Class\D30-HVAC Systems\D3050 - Package SYS\Package Unit - PKU | 1018935
42-F5 | 42-F5 Santa Maria Courts, Bldg G | 42-F5-D5010-200-ESD02 | Electrical Switchboard, under 560 Volts - SBR02 | Square D Company | DNA | 2614143AO | OM00001672 |  | Basement, Electrical Room | NA | NA | NA | NA | DNA | DNA | Electric | DNA | NA | NA | \Classifications\Building System Class\D50-Electrical SYS\D5010 - Elec Service & Dist\Electical Service and Distribution - ESD | 1019245
42-F5 | 42-F5 Santa Maria Courts, Bldg G | 42-F5-D5010-200-ESD03 | Electrical Switchboard, under 560 Volts SBR03 | Square D Company | DNA | 2614143AO | OM00001671 |  | Basement, Electrical Room | NA | NA | NA | NA | DNA | DNA | Electric | DNA | NA | NA | \Classifications\Building System Class\D50-Electrical SYS\D5010 - Elec Service & Dist\Electical Service and Distribution - ESD | 1019246
42-F5 | 42-F5 Santa Maria Courts, Bldg G | 42-F5-D3042-220-EFN18 | Exhaust Fan #18 (Direct Drive Unit) (Lower Level) | Cook | 138SF70306-00/0023006 | 120_ACE_120_ACE-B | OM00036263 |  | Roof, Lower Level | 4L220 | NA | NA | 1/4 | 115 | 5 | Electric | 1 | NA | NA | \Classifications\Building System Class\D30-HVAC Systems\D3040 - Distribution SYS\Supply/Exhaust/Return fans- FAN | 1019528
42-F5 | 42-F5 Santa Maria Courts, Bldg G | 42-F5-D3042-220-EFN19 | Exhaust Fan #19 (Direct Drive Unit) (Center Roof) | Cook | 138SF64074-00/0002814 | 150_ACE_150_ACE-B | OM00036261 |  | Roof, Center | 4L260 | NA | NA | 1/3 | 110 | 5 | Electric | 1 | NA | NA | \Classifications\Building System Class\D30-HVAC Systems\D3040 - Distribution SYS\Supply/Exhaust/Return fans- FAN | 1019529
42-F5 | 42-F5 Santa Maria Courts, Bldg G | 42-F5-D3042-220-EFN20 | Exhaust Fan #20 (Direct Drive Unit) (Center Roof) | Cook | 138SF70306-00/0030403 | 130_ACE_130_ACE-B | OM00036262 |  | Roof Lower Roof (North) | 4L220 | NA | NA | 1/4 | 115 | 5 | Electric | 1 | NA | NA | \Classifications\Building System Class\D30-HVAC Systems\D3040 - Distribution SYS\Supply/Exhaust/Return fans- FAN | 1019530
42-F5 | 42-F5 Santa Maria Courts, Bldg G | 42-F5-D3042-220-EFN21 | Exhaust Fan # 21 | Loren Cook Company | 138SFE77187-00/0003106 | 120_ACE_120_ACE-B | OM00036269 |  | Roof, Lower level North | NA | NA | NA | 1/3 | 115 | DNA | Electric | DNA | NA |  | \Classifications\Building System Class\D30-HVAC Systems\D3040 - Distribution SYS\Supply/Exhaust/Return fans- FAN | 1019563
42-F5 | 42-F5 Santa Maria Courts, Bldg G | 42-F5-D2022-260-HWG02 | Tankless Hot Water Heater | Rinnai | HC. BA-012368 | RUR98i | OM00036271 |  | Floor 2 Janitors Closet | NA | NA | NA | NA | DNA | DNA | Gas | DNA | DNA | NA | \Classifications\Building System Class\D20-Plumbing\D2020 - Domestic Water\Domestic Water Heater, Gas - HWG | 1020513
42-F7 | 42-F7 Santa Maria Clerks Building | 42-F7-B2010-100-BLD01 | BUILDING SYSTEM | NA | NA | NA | OM00036241 |  | ENTIRE BUILDING | NA | NA | NA | NA | NA | NA | NA | NA | NA | NA | \Classifications\Building System Class\B20-General Building Exterior\B2010 - Exterior Walls\Building - BLD | 1015608
42-F7 | 42-F7 Santa Maria Clerks Building | 42-F7-B3010-100-RUF01 | ROOF SYSTEM | NA | NA | NA | OM00036242 |  | ENTIRE ROOF | NA | NA | NA | NA | NA | NA | NA | NA | NA | NA | \Classifications\Building System Class\B30-Roofing\B3010 - Roof Types\Roof - RUF | 1015609
42-F7 | 42-F7 Santa Maria Clerks Building | 42-F7-D4031-100-FEX13 | FIRE EXTINGUISHERS (13) | NA | NA | NA | OM00036240 |  | THROUGHOUT THE BUILDING | NA | NA | NA | NA | NA | NA | NA | NA | NA | NA | \Classifications\Building System Class\D40-Fire Protection SYS\D4030 - FIRE SPEC\Fire Extinguisher - FEX | 1015610
42-F7 | 42-F7 Santa Maria Clerks Building | 42-F7-D3031-210-CDR01 | CONDENSER, AIR COOLED | MITSUBISHI ELECTRIC | 92U01752B | PUY-A18NHA3 | OM00036223 |  | WEST ROOF | NA | NA | R-410A | DNA | 208/230 | 13 | Electric | 1 | DNA | DNA | \Classifications\Building System Class\D30-HVAC Systems\D3030 - Cooling SYS\Condensing Unit, Air Cooled - CDR | 1015611
42-F7 | 42-F7 Santa Maria Clerks Building | 42-F7-D3042-220-EFN01 | Exhaust Fan # 2 | GREENHECK | 12406133 1104 | GB-141-4-X | OM00036217 |  | NORTH ROOF | 3L210 (1) | NA | NA | 1/4 | 115 | 4.6 | Electric | 1 | NA | NA | \Classifications\Building System Class\D30-HVAC Systems\D3040 - Distribution SYS\Supply/Exhaust/Return fans- FAN | 1015612
42-F7 | 42-F7 Santa Maria Clerks Building | 42-F7-D3042-220-EFN02 | EXHAUST FAN # 3 | GREENHECK | 12405760 1104 | SWB-207-4-CW-UBX | OM00036221 |  | EAST ROOF | 3L280R (1) | NA | NA | 1/4 | 115 | 5.0 | Electric | 1 | NA | NA | \Classifications\Building System Class\D30-HVAC Systems\D3040 - Distribution SYS\Supply/Exhaust/Return fans- FAN | 1015613
42-F7 | 42-F7 Santa Maria Clerks Building | 42-F7-D3042-220-EFN03 | EXHAUST FAN # 1 | GREENHECK | 12406132 1104 | GB-131-4-X | OM00036229 |  | ROOF | 3L200 (1) | NA | NA | 1/2 | 115 | 4.6 | Electric | 1 | NA | NA | \Classifications\Building System Class\D30-HVAC Systems\D3040 - Distribution SYS\Supply/Exhaust/Return fans- FAN | 1015614
42-F7 | 42-F7 Santa Maria Clerks Building | 42-F7-D5037-710-FAP01 | FIRE ALARM PANEL | HONEYWELL | DI #83270-K302410-M | D183270 | OM00036230 | DNA | EAST CLERK'S ENTRANCE | NA | NA | NA | NA | 110 | DNA | Electric | 1 | NA | NA | \Classifications\Building System Class\D50-Electrical SYS\D5030 - Comm & Security\Fire Alarm Panel - FAP | 1015615
42-F7 | 42-F7 Santa Maria Clerks Building | 42-F7-D3050-210-PKU01 | PACKAGE UNIT # 5 | YORK | N1B1729842 | ZF036N04T2AAA1A | OM00036218 |  | NORTH EAST ROOF | DNA | 15X20X1 (2), 14X25X1 | R-410A | 1.5 | 208-230/460 | 18.9 | Electric and natural gas | 3 | NA | NA | \Classifications\Building System Class\D30-HVAC Systems\D3050 - Package SYS\Package Unit - PKU | 1015616
42-F7 | 42-F7 Santa Maria Clerks Building | 42-F7-D3050-210-PKU02 | PACKAGE UNIT #9 | YORK | N1B1729843 | ZF036N04T2AAA1A | OM00036219 |  | NORTH EAST ROOF | DNA | 15X20X1 (2), 14X25X1 | R-410A | 1.5 | 208-230/460 | 18.9 | Electric and natural gas | 3 | NA | NA | \Classifications\Building System Class\D30-HVAC Systems\D3050 - Package SYS\Package Unit - PKU | 1015617
42-F7 | 42-F7 Santa Maria Clerks Building | 42-F7-D3050-210-PKU03 | PACKAGE UNIT #3 | YORK | N1B1729846 | ZF060D06T2AAA1A | OM00036220 |  | SOUTH EAST ROOF | DNA | 15X20X1 (2), 14X25X1 | R-410A | 2 | 208/230 | 32.5 | Electric and natural gas | 3 | NA | NA | \Classifications\Building System Class\D30-HVAC Systems\D3050 - Package SYS\Package Unit - PKU | 1015618
42-F7 | 42-F7 Santa Maria Clerks Building | 42-F7-D3050-210-PKU04 | PACKAGE UNIT #2 | YORK | N1M0S08140 | ZH078N10N2AAA2A | OM00036222 |  | SOUTH EAST ROOF | A-49 (1) | 16x24x2 (4) | R-410A | 2 | 208-230/460 | DNA | Electric and natural gas | 3 | NA | NA | \Classifications\Building System Class\D30-HVAC Systems\D3050 - Package SYS\Package Unit - PKU | 1015619
42-F7 | 42-F7 Santa Maria Clerks Building | 42-F7-D3050-210-PKU05 | PACKAGE UNIT #1 | YORK | N1F0040582 | D3NZ024N03606NXA | OM00036224 |  | WEST ROOF | NA | DNA | R-410A | DNA | 208/230 | 17.1 | Electric and natural gas | 1 | NA | NA | \Classifications\Building System Class\D30-HVAC Systems\D3050 - Package SYS\Package Unit - PKU | 1015620
42-F7 | 42-F7 Santa Maria Clerks Building | 42-F7-D3050-210-PKU06 | PACKAGE UNIT #4 | YORK | N1B1729845 | ZF048D06T2AAA1A | OM00036225 |  | WEST ROOF | DNA | 15x20x1 (2), 14x25X1 | R-410A | 1 1/2 | 208/230 | 27.5 | Electric and natural gas | 3 | NA | NA | \Classifications\Building System Class\D30-HVAC Systems\D3050 - Package SYS\Package Unit - PKU | 1015621
42-F7 | 42-F7 Santa Maria Clerks Building | 42-F7-D3050-210-PKU07 | PACKAGE UNIT #6 | YORK | N1N0533146 | ZH102N10N2AAA5A | OM00036226 |  | WEST ROOF | A-B4 (1) | 20x24x2 (4) | R-410A | DNA | 208/230 | 44.1 | Electric and natural gas | 3 | NA | NA | \Classifications\Building System Class\D30-HVAC Systems\D3050 - Package SYS\Package Unit - PKU | 1015622
42-F7 | 42-F7 Santa Maria Clerks Building | 42-F7-D3050-210-PKU08 | PACKAGE UNIT # 7 | YORK | N1B1729844 | ZF048D06T2AAA1A | OM00036227 |  | WEST ROOF | A36 (1) | 15x20x1 (2), 14x25x1 | R-410A | 2 | 208-230/460 | DNA | Electric and natural gas | 3 | NA | NA | \Classifications\Building System Class\D30-HVAC Systems\D3050 - Package SYS\Package Unit - PKU | 1015623
42-F7 | 42-F7 Santa Maria Clerks Building | 42-F7-D3050-210-PKU09 | PACKAGE UNIT # 8 | YORK | N1B1729847 | ZF060D06T2AAA1A | OM00026228 |  | WEST ROOF | A36 (1) | 15x20x1 (2), 14x25x1 | R-410A | 2 | 208-230/460 | DNA | Electric and natural gas | 3 | NA | NA | \Classifications\Building System Class\D30-HVAC Systems\D3050 - Package SYS\Package Unit - PKU | 1015624
42-F7 | 42-F7 Santa Maria Clerks Building | 42-F7-D5038-810-ITA01 | INTRUSION ALARM | ALPHA FIRE AND SECURITY | DNA | DNA | OM00036243 |  | EXHIBIT ROOM 138 | NA | NA | NA | NA | DNA | DNA | Electric | DNA | NA | NA | \Classifications\Building System Class\D50-Electrical SYS\D5030 - Comm & Security\Intrusion Alarm - ITA | 1015635
42-F7 | 42-F7 Santa Maria Clerks Building | 42-F7-D4010-150-FMS02 | FIRE SYSTEM, ALL STAND PIPES (FMS02) | SYSTEM SENSOR | N04-3011-001 | WFD30-2 | OM00036239 |  | MECHANICAL ROOM 133 | DNA | 15X20X1 (2), 14X25X1 | NA | 2 | 208/230 | 32.5 | NA | 3 | NA | NA | \Classifications\Building System Class\D40-Fire Protection SYS\D4010 - Sprinkler SYS\Fire Systems, stand pipes - FMS | 1015639
42-F7 | 42-F7 Santa Maria Clerks Building | 42-F7-D5010-200-ESD01 | ELECTRICAL, MAIN ELECTRICAL PANEL (SBR01) | EATON CUTLER-HAMMER | NO-G-175878 & NO-G175879 | POW-R-LINEC | OM00036236 |  | MECHANICAL ROOM 133 | NA | NA | NA | NA | 110 | 1200 | Electric | 3 | NA | NA | \Classifications\Building System Class\D50-Electrical SYS\D5010 - Elec Service & Dist\Electical Service and Distribution - ESD | 1015643
42-F7 | 42-F7 Santa Maria Clerks Building | 42-F7-D5092-250-EML76 | LIGHTING, EMERGENCY (26) & EXIT (50) | NA | NA | NA | OM00036245 |  | BUILDING INTERIOR AND EXTERIOR | NA | NA | NA | NA | DNA | DNA | Electric | DNA | NA | NA | \Classifications\Building System Class\D50-Electrical SYS\D5090 - Elec SYS\Emergency And Exit Lighting - EML | 1015644
42-F7 | 42-F7 Santa Maria Clerks Building | 42-F7-D3068-100-BAS02 | buiLDING AUTOMATION SYSTEM #2 (SERVER ROOM) | NOVAR | DNA | DNA | OM00036246 |  | SERVER ROOM 205 | NA | NA | NA | NA | DNA | DNA | Electric | DNA | NA | NA | \Classifications\Building System Class\D30-HVAC Systems\D3060 - Control & Inst Air\Building Automation System - BAS | 1015645
42-F7 | 42-F7 Santa Maria Clerks Building | 42-F7-D1010-100-ELE01 | LIFT, ELEVATOR #1 | BEL | K302410-M | DI #83270 | OM00036231 | State ID# 143476¦ PASS#6 | MEHANICAL ROOM (134) | NA | NA | NA | 30 | 200 | 90 | Electric | 3 | NA | NA | \Classifications\Building System Class\D10-Conveyance Systems\D1010 - Elevator\Elevator,Electric,Pass/Freight - ELE | 1015692
42-F7 | 42-F7 Santa Maria Clerks Building | 42-F7-G2050-200-LSC01 | LANDSCAPE | NA | NA | NA | OM00037914 | NA | GROUNDS | NA | NA | NA | NA | NA | NA | NA |  | NA | NA | \Classifications\Building System Class\G20-Other Systems\G2050 - Landscaping\Landscaping - LSC | 1017273
42-F7 | 42-F7 Santa Maria Clerks Building | 42-F7-G2049-300-HSC01 | HARDSCAPE | NA | NA | NA | OM00037915 | NA | GROUNDS | NA | NA | NA | NA | NA | NA | NA |  | NA | NA | \Classifications\Building System Class\G20-Other Systems\G2040 - Site Development\Hardscape - HSC | 1017274
42-F7 | 42-F7 Santa Maria Clerks Building | 42-F7-D2022-100-HWE01 | Hot Water Heater (Secure Area Men's Rm) HEW01 | Power Stream Pro | DNA | 45553701 | OM00002425 |  | 1st Floor, Secure Area Men's Restroom | NA | NA | NA | NA | DNA | DNA | Electric | DNA | NA | NA | \Classifications\Building System Class\D20-Plumbing\D2020 - Domestic Water\Domestic Water Heater, Electric - HWE | 1019136
42-F7 | 42-F7 Santa Maria Clerks Building | 42-F7-D2022-100-HWE02 | Hot Water Heater (Family Counseling Men's Restroom) HWE02 | Power Stream Pro | DNA | 45553701 | OM00002426 |  | Family Counseling | NA | NA | NA | NA | DNA | DNA | Electric | DNA | NA | NA | \Classifications\Building System Class\D20-Plumbing\D2020 - Domestic Water\Domestic Water Heater, Electric - HWE | 1019140
42-F7 | 42-F7 Santa Maria Clerks Building | 42-F7-D2022-100-HWE03 | Hot Water Heater (Family Counseling Women's Restroom) HWE03 | Power Stream Pro | DNA | 45553701 | OM00002427 |  | Family Counseling, Women's Restroom | NA | NA | NA | NA | DNA | DNA | Electric | DNA | NA | NA | \Classifications\Building System Class\D20-Plumbing\D2020 - Domestic Water\Domestic Water Heater, Electric - HWE | 1019141
42-F7 | 42-F7 Santa Maria Clerks Building | 42-F7-D2022-100-HWE04 | Hot Water Heater (Outside Men's Restroom) HWE04 | Power Stream Pro | DNA | 45553701 | OM00002428 |  | Outside Men's Restroom Inside Janitors' Closet | NA | NA | NA | NA | DNA | DNA | Electric | DNA | NA | NA | \Classifications\Building System Class\D20-Plumbing\D2020 - Domestic Water\Domestic Water Heater, Electric - HWE | 1019142
42-F7 | 42-F7 Santa Maria Clerks Building | 42-F7-D2022-100-HWE05 | Hot Water Heater (2nd Floor Men's Restroom) 42-F7 | Power Stream Pro | DNA | 45553701 | OM00002429 |  | 2nd Floor, Men's Restroom, by Elevator | NA | NA | NA | NA | DNA | DNA | Electric | DNA | NA | NA | \Classifications\Building System Class\D20-Plumbing\D2020 - Domestic Water\Domestic Water Heater, Electric - HWE | 1019143
42-F7 | 42-F7 Santa Maria Clerks Building | 42-F7-D2022-100-HWE06 | Hot Water Heater (2nd Floor Women's Restroom) HWE06 | Power Stream Pro | DNA | 45553701 | OM00002430 |  | 2nd Floor, Women's Restroom, by Elevator | NA | NA | NA | NA | DNA | DNA | Electric | DNA | NA | NA | \Classifications\Building System Class\D20-Plumbing\D2020 - Domestic Water\Domestic Water Heater, Electric - HWE | 1019144
42-F7 | 42-F7 Santa Maria Clerks Building | 42-F7-D2022-100-HWE07 | Hot Water Heater (Rm 237) | Power Stream Pro | 45553701 | OM00002431 | OM00002431 |  | Lounge Room 237 | NA | NA | NA | NA | DNA | DNA | Electric | DNA | NA | NA | \Classifications\Building System Class\D20-Plumbing\D2020 - Domestic Water\Domestic Water Heater, Electric - HWE | 1019145
42-F7 | 42-F7 Santa Maria Clerks Building | 42-F7-D2022-100-HWE08 | Hot Water Heater (2nd Floor Women's Restroom) | Power Stream Pro | DNA | 45553701 | OM00002432 |  | Floor 2, Women's Restroom | NA | NA | NA | NA | DNA | DNA | Electric | DNA | NA | NA | \Classifications\Building System Class\D20-Plumbing\D2020 - Domestic Water\Domestic Water Heater, Electric - HWE | 1019146
42-F7 | 42-F7 Santa Maria Clerks Building | 42-F7-D2022-100-HWE09 | Hot Water Heater (Rm 127) | Power Stream Pro | DNA | 45553701 | OM00002433 |  | 2nd Floor, Room 127, Under Sink | NA | NA | NA | NA | DNA | DNA | Electric | DNA | NA | NA | \Classifications\Building System Class\D20-Plumbing\D2020 - Domestic Water\Domestic Water Heater, Electric - HWE | 1019147
42-F7 | 42-F7 Santa Maria Clerks Building | 42-F7-D2022-100-HWE10 | Hot Water Heater (Women's Restroom Secured Area) | Power Stream Pro | DNA | 45553701 | OM00002434 |  | Women's Restroom | NA | NA | NA | NA | DNA | DNA | Electric | DNA | NA | NA | \Classifications\Building System Class\D20-Plumbing\D2020 - Domestic Water\Domestic Water Heater, Electric - HWE | 1019148
42-F7 | 42-F7 Santa Maria Clerks Building | 42-F7-D2023-100-BFP05 | Backflow Device RP BFP02 2" | Wilkins | 4059178 | 975XL2 | OM00036266 | Facility#: XC-1087 Assembly ID#: A12-6048 | South Of Bldg. Sidewalk | NA | NA | NA | NA | NA | NA | NA | NA | NA | NA | \Classifications\Building System Class\D20-Plumbing\D2020 - Domestic Water\Backflow Preventer - BFP | 1019274
42-G1 | 42-G1 Santa Barbara Jury Assembly Bldg. | 42-G1-D3031-210-CDR01 | Split System Condensing Unit # 1 | Trane | M173L41AH | TTA150B300BC | OM00002118 | na | Outside on Condensor pad | na | DNA | R-22 | 3/4 | 208-230 | 22 | Electric | 3 | na | na | \Classifications\Building System Class\D30-HVAC Systems\D3030 - Cooling SYS\Condensing Unit, Air Cooled - CDR | EQ-1002540
42-G1 | 42-G1 Santa Barbara Jury Assembly Bldg. | 42-G1-D3031-210-CDR02 | Split System Condensing Unit # 2 | Trane | M113T72BF | TTA042C300AO | OM00002120 | na | Outside on Condensor pad | na | DNA | R-22 | 1/4 | 208-230 | 20 | Electric | 3 | na | na | \Classifications\Building System Class\D30-HVAC Systems\D3030 - Cooling SYS\Condensing Unit, Air Cooled - CDR | EQ-1002541
42-G1 | 42-G1 Santa Barbara Jury Assembly Bldg. | 42-G1-D3031-210-CDR03 | Split System Condensing Unit #3 | Trane | M033TB8FF | TTA060C300A0 | OM00002119 | na | Outside on Condensor pad | na | DNA | R-22 | 1/4 | 200-230 | 23 | Electric | 3 | na | na | \Classifications\Building System Class\D30-HVAC Systems\D3030 - Cooling SYS\Condensing Unit, Air Cooled - CDR | EQ-1002542
42-G1 | 42-G1 Santa Barbara Jury Assembly Bldg. | 42-G1-D3031-210-CDR04 | Condensing Unit #4 | Trane | M173NA4AH | TTA150B300BC | OM00002121 | na | Outside on Condensor pad | na | DNA | R-22 | 3/4 | 208-230 | 22 | Electric | 3 | na | na | \Classifications\Building System Class\D30-HVAC Systems\D3030 - Cooling SYS\Condensing Unit, Air Cooled - CDR | EQ-1002543
42-G1 | 42-G1 Santa Barbara Jury Assembly Bldg. | 42-G1-D3041-210-SFN01 | Exhaust Fan #1 | Breidert Air Products | 116561001.00 | SID-12M21S0#B2065 | OM00033832 | na | Floor 2 | na | na | na | 1/3 | 115 | na | Electric | 1 | na | na | \Classifications\Building System Class\D30-HVAC Systems\D3040 - Distribution SYS\Supply/Exhaust/Return fans- FAN | EQ-1002544
42-G1 | 42-G1 Santa Barbara Jury Assembly Bldg. | 42-G1-D3041-210-SFN02 | Exhaust Fan #2 | Breidert Air Products | 116561004 | SID-12M21S0#B2065 | OM00033834 | na | Floor 2 | na | na | na | 1/3 | 115 | na | Electric | 1 | na | na | \Classifications\Building System Class\D30-HVAC Systems\D3040 - Distribution SYS\Supply/Exhaust/Return fans- FAN | EQ-1002545
42-G1 | 42-G1 Santa Barbara Jury Assembly Bldg. | 42-G1-D3041-210-SFN03 | Exhaust Fan #3 | DNA | 116561003 | DNA | OM00002126 | na | In courtroom above ceiling by double doors | na | na | na | na | DNA | DNA | Electric | DNA | na | na | \Classifications\Building System Class\D30-HVAC Systems\D3040 - Distribution SYS\Supply/Exhaust/Return fans- FAN | EQ-1002546
42-G1 | 42-G1 Santa Barbara Jury Assembly Bldg. | 42-G1-D3041-210-SFN04 | Exhaust Fan #3 | Breidert Air Products | 116561005 | SID-15M3 | OM00002128 | na | In Courtroom, above ceiling, public veiw area | na | na | na | na | DNA | DNA | Electric | DNA | na | na | \Classifications\Building System Class\D30-HVAC Systems\D3040 - Distribution SYS\Supply/Exhaust/Return fans- FAN | EQ-1002547
42-G1 | 42-G1 Santa Barbara Jury Assembly Bldg. | 42-G1-D3041-210-SFN05 | Exhaust Fan #5 | DNA | 116561002 | DNA | OM00033833 | na | Floor 2 | na | na | na | na | DNA | DNA | Electric | DNA | na | na | \Classifications\Building System Class\D30-HVAC Systems\D3040 - Distribution SYS\Supply/Exhaust/Return fans- FAN | EQ-1002548
42-G1 | 42-G1 Santa Barbara Jury Assembly Bldg. | 42-G1-D3050-122-FAH01 | Furnace Unit #1 | Trane | M185RDF1G1 | TDD060C945C3 | OM00002122 | na | 1st floor above ceiling mens Public Restroom | DNA | DNA | DNA | DNA | DNA | DNA | GAS | na | na | na | \Classifications\Building System Class\D30-HVAC Systems\D3050 - Package SYS\Forced Air Heater,Oil/Gas fired - FAH | EQ-1002549
42-G1 | 42-G1 Santa Barbara Jury Assembly Bldg. | 42-G1-D3050-122-FAH02 | Furnace Unit #2 | Trane | M182LD21G | TDD120C960C3 | OM00002127 | na | Outside in hallway by elevator room above ceiling | DNA | 20x24x1 (1) | DNA | DNA | DNA | DNA | GAS | na | na | na | \Classifications\Building System Class\D30-HVAC Systems\D3050 - Package SYS\Forced Air Heater,Oil/Gas fired - FAH | EQ-1002550
42-G1 | 42-G1 Santa Barbara Jury Assembly Bldg. | 42-G1-D3050-122-FAH03 | Furnace Unit #3 | Trane | M182LDRIG | TDD120C960C3 | OM00002123 | na | Jury Assembly Room above ceiling in closet | DNA | DNA | DNA | DNA | DNA | DNA | Gas | na | na | na | \Classifications\Building System Class\D30-HVAC Systems\D3050 - Package SYS\Forced Air Heater,Oil/Gas fired - FAH | EQ-1002551
42-G1 | 42-G1 Santa Barbara Jury Assembly Bldg. | 42-G1-D3050-122-FAH04 | Furnace Unit #4 | Trane | M165JYF1G | TDD120C960C3 | OM00002124 | na | In ceiling above main lobby | DNA | DNA | DNA | DNA | DNA | DNA | Gas | na | na | na | \Classifications\Building System Class\D30-HVAC Systems\D3050 - Package SYS\Forced Air Heater,Oil/Gas fired - FAH | EQ-1002552
42-G1 | 42-G1 Santa Barbara Jury Assembly Bldg. | 42-G1-D3050-122-FAH05 | Furnace Unit #5 | Trane | M182LC61B | TDD120C960C3 | OM00002125 | na | In ceiling above main lobby | DNA | DNA | DNA | DNA | na | DNA | Gas | na | na | na | \Classifications\Building System Class\D30-HVAC Systems\D3050 - Package SYS\Forced Air Heater,Oil/Gas fired - FAH | EQ-1002553
42-G1 | 42-G1 Santa Barbara Jury Assembly Bldg. | 42-G1-D5037-710-FAP01 | Fire control panel | Silent Knight | DNA | 5600 | OM00036322 | na | Mechanical Equipment Room | na | na | na | na | 120 | DNA | Electric | 1 | na | na | \Classifications\Building System Class\D50-Electrical SYS\D5030 - Comm & Security\Fire Alarm Panel - FAP | EQ-1002554
42-G1 | 42-G1 Santa Barbara Jury Assembly Bldg. | 42-G1-D2023-310-HWP01 | Pump Domestic Hot Water Circulating pump | Grundfos Pump | 9720 | UP_15-18_SF | OM00002114 | na | Floor 1 | na | na | na | DNA | 115 | 0.74 | Electric | 1 | na | na | \Classifications\Building System Class\D20-Plumbing\D2020 - Domestic Water\Domestic Hot Water Circulating Pump - HWP | EQ-1002556
42-G1 | 42-G1 Santa Barbara Jury Assembly Bldg. | 42-G1-D1010-100-ELE01 | Hydraulic elevator | DNA | DNA | DNA | OM00002117 | State ID# 107894 | na | na | na | na | 25 | 230/460 | 70.0/35.0 | Electric | 3 | na | na | \Classifications\Building System Class\D10-Conveyance Systems\D1010 - Elevator\Elevator,Electric,Pass/Freight - ELE | EQ-1002557
42-G1 | 42-G1 Santa Barbara Jury Assembly Bldg. | 42-G1-D4031-100-FEX04 | ABC FIRE EXTINGUISHER, 4 | AMEREX | NA | A500 | OM00026660 |  | All | NA | NA | NA | NA | NA | NA | NA | NA | NA | NA | \Classifications\Building System Class\D40-Fire Protection SYS\D4030 - FIRE SPEC\Fire Extinguisher - FEX | EQ-1005582
42-G1 | 42-G1 Santa Barbara Jury Assembly Bldg. | 42-G1-B2010-100-BLD01 | Building Structure | NA | NA | NA | OM00033830 | NA | All | NA | NA | NA | NA | NA | NA | NA | NA | NA | NA | \Classifications\Building System Class\B20-General Building Exterior\B2010 - Exterior Walls\Building - BLD | EQ-1007369
42-G1 | 42-G1 Santa Barbara Jury Assembly Bldg. | 42-G1-B3010-100-RUF01 | Roofing Systems | NA | NA | NA | OM00033831 |  | Roof | NA | NA | NA | NA | NA | NA | NA | NA | NA | NA | \Classifications\Building System Class\B30-Roofing\B3010 - Roof Types\Roof - RUF | EQ-1007546
42-G1 | 42-G1 Santa Barbara Jury Assembly Bldg. | 42-G1-D2023-100-BFP01 | Backflow Device #1 | FEBCO | 9702241427 | 856DCDA | OM00028839 | 9702241427 Fire Line¦Hazzzard ID# 6614 | FRONT OF BUILDING - Paperless testing, tester must upload results to website | NA | NA | NA | NA | NA | NA | NA | NA | NA | NA | \Classifications\Building System Class\D20-Plumbing\D2020 - Domestic Water\Backflow Preventer - BFP | EQ-1007716
42-G1 | 42-G1 Santa Barbara Jury Assembly Bldg. | 42-G1-D2023-100-BFP02 | BACKFLOW DEVICE #2 | FEBCO | A001860 | 825YR | OM00026658 | 001860 Irrigation¦Hazard ID# 6616 | RIGHT - Paperless testing, tester must upload results to website | NA | NA | NA | NA | NA | NA | NA | NA | NA | NA | \Classifications\Building System Class\D20-Plumbing\D2020 - Domestic Water\Backflow Preventer - BFP | EQ-1007717
42-G1 | 42-G1 Santa Barbara Jury Assembly Bldg. | 42-G1-D2023-100-BFP03 | BACKFLOW DEVICE #3 | FEBCO | A002238 | 805YB | OM00026659 | A002238 Fire Line Bypass¦ Hazzard ID# 6615 | FRONT OF BUILDING - Paperless testing, tester must upload results to website | NA | NA | NA | NA | NA | NA | NA | NA | NA | NA | \Classifications\Building System Class\D20-Plumbing\D2020 - Domestic Water\Backflow Preventer - BFP | EQ-1007719
42-G1 | 42-G1 Santa Barbara Jury Assembly Bldg. | 42-G1-G2050-200-LSC01 | LANDSCAPING | NA | NA | NA | OM00016599 |  | GROUNDS | NA | NA | NA | NA | NA | NA | NA | NA | NA | NA | \Classifications\Building System Class\G20-Other Systems\G2050 - Landscaping\Landscaping - LSC | 1015566
42-G1 | 42-G1 Santa Barbara Jury Assembly Bldg. | 42-G1-D5092-250-EML13 | LIGHTING, EMERGENCY & EXIT (13) | NA | NA | NA | OM00026772 |  | THROUGHOUT BUILDING | NA | NA | NA | NA | DNA | DNA | Electric | DNA | NA | NA | \Classifications\Building System Class\D50-Electrical SYS\D5090 - Elec SYS\Emergency And Exit Lighting - EML | 1015758
42-G1 | 42-G1 Santa Barbara Jury Assembly Bldg. | 42-G1-D4010-150-FMS01 | FIRE SYSTEMS, STAND PIPE #1 | DNA | DNA | DNA | OM00035734 |  | NORTH SIDE OF BUILDING (STAND PIPE #1) | NA | NA | NA | NA | NA | NA | NA |  | NA | NA | \Classifications\Building System Class\D40-Fire Protection SYS\D4010 - Sprinkler SYS\Fire Systems, stand pipes - FMS | 1015954
42-G1 | 42-G1 Santa Barbara Jury Assembly Bldg. | 42-G1-D5010-200-ESD01 | MAIN ELECTRICAL PANEL | SQUARE D | D-410053 | CAT344IS | OM00026680 | NA | 1ST FLOOR ELECTRICAL ROOM UNDER STAIRS | NA | NA | NA | NA | 240 | 400 | Electric | 3 | NA | NA | \Classifications\Building System Class\D50-Electrical SYS\D5010 - Elec Service & Dist\Electical Service and Distribution - ESD | 1016941
42-G1 | 42-G1 Santa Barbara Jury Assembly Bldg. | 42-G1-D2022-260-HWG02 | Water Heater (Men's Restroom) | Bradford White | 33967110 | U4-5036FRN | OM00036918 | NA | Men's Restroom Closet | NA | NA | NA | NA | NA | NA | GAS |  | NA | NA | \Classifications\Building System Class\D20-Plumbing\D2020 - Domestic Water\Domestic Water Heater, Gas - HWG | 1017509
42-G1 | 42-G1 Santa Barbara Jury Assembly Bldg. | 42-G1-D3020-100-HET01 | Heater Hot Water Expansion Tank (Men's Restroom) | Proflo | NA | PFXT5 | OM00036919 |  | Men's Restroom Closet | NA | NA | NA | NA | NA | NA | NA | NA | NA | NA | \Classifications\Building System Class\D30-HVAC Systems\D3020 - Heat SYS\Heater Water Expansion Tank - HET | 1017533
42-G1 | 42-G1 Santa Barbara Jury Assembly Bldg. | 42-G1-D3050-122-FAH06 | Furnace Unit, Gas Forced Air Heater (2nd Floor Closet) | Trane | TUD120C960H3 | M123P7W2GI | OM00002115 |  | 2nd Floor Closet | NA | NA | DNA | NA | NA | NA | Gas | NA | NA | NA | \Classifications\Building System Class\D30-HVAC Systems\D3050 - Package SYS\Forced Air Heater,Oil/Gas fired - FAH | 1019237
42-H1 | 42-H1 Santa Maria Juvenile Court (new) | 42-H1-D4031-100-FEX17 | Fire Extinguisher | NA | NA | NA | OM00026789 |  | ALL | NA | NA | NA | NA | NA | NA | NA | NA | NA | NA | \Classifications\Building System Class\D40-Fire Protection SYS\D4030 - FIRE SPEC\Fire Extinguisher - FEX | EQ-1005549
42-H1 | 42-H1 Santa Maria Juvenile Court (new) | 42-H1-D3042-220-EFN01 | EXHAUST FAN 01 | Loren Cook Company | 138S7465810000019130803 | 80ACE-B | OM00026793 |  | ROOF N SIDE | AL180 | NA | NA | 1/6 | 115 | 3.5 | electric | 1 | NA | NA | \Classifications\Building System Class\D30-HVAC Systems\D3040 - Distribution SYS\Supply/Exhaust/Return fans- FAN | EQ-1005550
42-H1 | 42-H1 Santa Maria Juvenile Court (new) | 42-H1-D3042-220-EFN02 | EXHAUST FAN 02 | Loren Cook Company | 138S778048-01/0016207 | 90C15DL | OM00026794 |  | ROOF N SIDE | NA | NA | NA | .125 | 115 | 1.5 | electric | 1 | NA | NA | \Classifications\Building System Class\D30-HVAC Systems\D3040 - Distribution SYS\Supply/Exhaust/Return fans- FAN | EQ-1005551
42-H1 | 42-H1 Santa Maria Juvenile Court (new) | 42-H1-D3042-220-EFN03 | EXHAUST FAN 03 | Loren Cook Company | 138S7465810000019340803 | 80 ACE-B | OM00026795 |  | ROOF N SIDE | 4L180 (1) | NA | NA | 1/6 | 115 | 3.5 | electric | 1 | NA | NA | \Classifications\Building System Class\D30-HVAC Systems\D3040 - Distribution SYS\Supply/Exhaust/Return fans- FAN | EQ-1005552
42-H1 | 42-H1 Santa Maria Juvenile Court (new) | 42-H1-D3042-220-EFN04 | EXHAUST FAN | Loren Cook Company | 138S7446250000034210703 | 120ACE_B | OM00026792 |  | ROOF | 4L220 (1) | NA | NA | 1/6 | 115 | 3.5 | electric | 1 | NA | NA | \Classifications\Building System Class\D30-HVAC Systems\D3040 - Distribution SYS\Supply/Exhaust/Return fans- FAN | EQ-1005553
42-H1 | 42-H1 Santa Maria Juvenile Court (new) | 42-H1-D3042-220-EFN05 | EXHAUST FAN 04 | Loren Cook Company | 138S779989-00/0000706 | 100_ACE_B | OM00026792 |  | ROOF ABOVE DA OFFICE | 4L220 | NA | NA | 1/6 | 115 | 3.5 | electric | 1 | NA | NA | \Classifications\Building System Class\D30-HVAC Systems\D3040 - Distribution SYS\Supply/Exhaust/Return fans- FAN | EQ-1005554
42-H1 | 42-H1 Santa Maria Juvenile Court (new) | 42-H1-D3050-210-PKU01 | PACKAGE UNIT01 | TRANE | 419100025L | YHC048A4EMA1FD10 | OM00026796 | NA | Roof | BX62 | 2-20X25X2 | R-22 | 1/2 HP | 208/230 | 20 | Electric and natural gas | DNA | 80,000 | 64,000 | \Classifications\Building System Class\D30-HVAC Systems\D3050 - Package SYS\Package Unit - PKU | EQ-1005555
42-H1 | 42-H1 Santa Maria Juvenile Court (new) | 42-H1-D3050-210-PKU02 | PACKAGE UNIT02 | TRANE | 2465R902H | YCC018F1L0BH | OM00026800 | NA | ROOF | BX62 | 1-22X22X2 | R-22 | 1/2 HP | 208/230 | 1 | Electric and natural gas | 1 | 40,000 | 32,000 | \Classifications\Building System Class\D30-HVAC Systems\D3050 - Package SYS\Package Unit - PKU | EQ-1005556
42-H1 | 42-H1 Santa Maria Juvenile Court (new) | 42-H1-D3050-210-PKU03 | PACKAGE UNIT03 | TRANE | 2365JHT2H | YCC018F1L0BH | OM00026797 | NA | ROOF N SIDE | BX62 | 1-22X22X2 | R-22 | 1/2 HP | 208/230 | 20 | Electric and natural gas | DNA | 40,000 | 32,000 | \Classifications\Building System Class\D30-HVAC Systems\D3050 - Package SYS\Package Unit - PKU | EQ-1005557
42-H1 | 42-H1 Santa Maria Juvenile Court (new) | 42-H1-D3050-210-PKU04 | PACKAGE UNIT04 | TRANE | 419100063L | YHC072A4EMA1510 | OM00026801 | NA | ROOF | AX32 | 4-16X25X2 | R-22 | 1/2 HP | 460/227 | 18.1 | Electric and natural gas | 3 | 120,000 | 96,000 | \Classifications\Building System Class\D30-HVAC Systems\D3050 - Package SYS\Package Unit - PKU | EQ-1005558
42-H1 | 42-H1 Santa Maria Juvenile Court (new) | 42-H1-D3050-210-PKU05 | PACKAGE UNIT05 | TRANE | 419100262L | YHC048A4EMA1FD10 | OM00026802 | NA | ROOF | NA | 2-20X25X2 | R-22 | 1/2 HP | 460/277 | 12.6 | Electric and natural gas | 3 | 80,000 | 64,000 | \Classifications\Building System Class\D30-HVAC Systems\D3050 - Package SYS\Package Unit - PKU | EQ-1005559
42-H1 | 42-H1 Santa Maria Juvenile Court (new) | 42-H1-D3050-210-PKU06 | PACKAGE UNIT06 | TRANE | 2495L8N2H | FLL0BH | OM00026803 | NA | ROOF | NA | 1-22X22X2 | R-22 | 1/2 HP | 208/230 | 20 | electric | 1 | 40,000 | 32,000 | \Classifications\Building System Class\D30-HVAC Systems\D3050 - Package SYS\Package Unit - PKU | EQ-1005560
42-H1 | 42-H1 Santa Maria Juvenile Court (new) | 42-H1-D3050-210-PKU07 | PACKAGE UNIT07 | TRANE | 351101063D | YCD151C4HABA | OM00026798 | NA | NE corner of roof | BX62 | 2-20X20X2 & 4-20X25X2 | R-22 | 1/2 HP | 208/230 | 30 | Electric and natural gas | DNA | 250,000 | 203,000 | \Classifications\Building System Class\D30-HVAC Systems\D3050 - Package SYS\Package Unit - PKU | EQ-1005561
42-H1 | 42-H1 Santa Maria Juvenile Court (new) | 42-H1-D3050-210-PKU08 | PACKAGE UNIT08 | TRANE | 419100054L | YHC060A4EHA1JD10 | OM00026804 | NA | ROOF | NA | 2-20X30X2 | R-22 | 1/2 HP | 460/277 | 14.1 | Electric and natural gas | 3 | 130,000 | 108,000 | \Classifications\Building System Class\D30-HVAC Systems\D3050 - Package SYS\Package Unit - PKU | EQ-1005562
42-H1 | 42-H1 Santa Maria Juvenile Court (new) | 42-H1-D2023-100-BFP02 | BACKFLOW IRRIGATION | Febco | H09260 | 825 Y 1.5" Type RP | OM00026807 | Facility#: XC-1080 Assembly ID#: A12-5279 | STREET-LEVEL | NA | NA | NA | NA | NA | NA | NA | NA | NA | NA | \Classifications\Building System Class\D20-Plumbing\D2020 - Domestic Water\Backflow Preventer - BFP | EQ-1005564
42-H1 | 42-H1 Santa Maria Juvenile Court (new) | 42-H1-D2023-100-BFP03 | BACKFLOW WATER MAIN | WILKINS | N08570 | 350 DA 6" Type DCDA | OM00026808 | Facility#: XC-1080 Assembly ID#: A12-5282 | STREET-LEVEL | NA | NA | NA | NA | NA | NA | NA | NA | NA | NA | \Classifications\Building System Class\D20-Plumbing\D2020 - Domestic Water\Backflow Preventer - BFP | EQ-1005565
42-H1 | 42-H1 Santa Maria Juvenile Court (new) | 42-H1-B2010-100-BLD01 | BUILDING | NA | NA | NA | OM00026790 |  | ENTIRE BUILDING | NA | NA | NA | NA | NA | NA | NA | NA | NA | NA | \Classifications\Building System Class\B20-General Building Exterior\B2010 - Exterior Walls\Building - BLD | EQ-1007370
42-H1 | 42-H1 Santa Maria Juvenile Court (new) | 42-H1-B3010-100-RUF01 | Roofing Systems | NA | NA | NA | OM00026791 |  | NA | NA | NA | NA | NA | NA | NA | NA | NA | NA | NA | \Classifications\Building System Class\B30-Roofing\B3010 - Roof Types\Roof - RUF | EQ-1007547
42-H1 | 42-H1 Santa Maria Juvenile Court (new) | 42-H1-D5010-200-ESD01 | Main Power Switchboard | SIEMENS | E-474571 | SB3_RevA | OM00026810 | DNA | Southside of Building | NA | NA | NA | NA | 480/277 | 600 | ELECTRIC | 3 | NA | NA | \Classifications\Building System Class\D50-Electrical SYS\D5010 - Elec Service & Dist\Electical Service and Distribution - ESD | 1011439
42-H1 | 42-H1 Santa Maria Juvenile Court (new) | 42-H1-G2023-150-PEG01 | Gate, Secured Parking | CHAMBERLAIN/ELITE | DNA | SL3000 | OM00026644 | NA | Judges Parking | NA | NA | NA | .5 | 120 | 4 | Electric | 1 | NA | NA | \Classifications\Building System Class\G20-Other Systems\G2020 - Parking Lots\Secured Parking Gate - PEG | 1011441
42-H1 | 42-H1 Santa Maria Juvenile Court (new) | 42-H1-D5092-250-EML14 | LIGHTING, EMERGENCY & EXIT (14) | NA | NA | NA | OM00026812 |  | Floor 1 12 UNITS INTERIOR DOORS | NA | NA | NA | NA | 120 | DNA | Electric | 1 | NA | NA | \Classifications\Building System Class\D50-Electrical SYS\D5090 - Elec SYS\Emergency And Exit Lighting - EML | 1011442
42-H1 | 42-H1 Santa Maria Juvenile Court (new) | 42-H1-D4010-150-FMS01 | - Wet Pipe | DNA | DNA | DNA | OM00026805 | DNA | Mechanical Room, Southside of Building, roof access | NA | NA | NA | NA | NA | NA | NA | NA | NA | NA | \Classifications\Building System Class\D40-Fire Protection SYS\D4010 - Sprinkler SYS\Fire Systems, stand pipes - FMS | 1011444
42-H1 | 42-H1 Santa Maria Juvenile Court (new) | 42-H1-D2023-100-BFP04 | BACKFLOW PREVENTER (FIRE BYPASS) | Wilkins | 2523983 | 950XL 3/4" | OM00026809 | Facility#: XC-1080 Assembly ID#: A07-5281 | EXTERIOR ON MAIN FIRE BFP Purveyor Location = Southside of building | NA | NA | NA | NA | NA | NA | NA | NA | NA | NA | \Classifications\Building System Class\D20-Plumbing\D2020 - Domestic Water\Backflow Preventer - BFP | 1011646
42-H1 | 42-H1 Santa Maria Juvenile Court (new) | 42-H1-G2050-200-LSC01 | LANDSCAPING | NA | NA | NA | OM00026652 |  | OUTSIDE | NA | NA | NA | NA | NA | NA | NA | NA | NA | NA | \Classifications\Building System Class\G20-Other Systems\G2050 - Landscaping\Landscaping - LSC | 1014541
42-H1 | 42-H1 Santa Maria Juvenile Court (new) | 42-H1-D2023-100-BFP05 | Backflow Preventer, Fire (Street Level) | Wilkins | 3949682 | 975XL2 | OM00036247 | Facility#: XC-1080 Assembly ID#: A12-5280 | Grounds Street Level | NA | NA | NA | NA | NA | NA | NA |  | NA | NA | \Classifications\Building System Class\D20-Plumbing\D2020 - Domestic Water\Backflow Preventer - BFP | 1018041
42-H1 | 42-H1 Santa Maria Juvenile Court (new) | 42-H1-D2022-100-HWE01 | Hot Water Heater, Electric (Judges' Chambers) | Control Energy Corp | 22204703 | 45793219 | OM00002465 |  | Judges' Chambers | NA | NA | NA | NA | DNA | DNA | Electric | DNA | NA | NA | \Classifications\Building System Class\D20-Plumbing\D2020 - Domestic Water\Domestic Water Heater, Electric - HWE | 1019238
42-H1 | 42-H1 Santa Maria Juvenile Court (new) | 42-H1-D2022-100-HWE02 | Hot Water Heater Electric (Clerks' Breakroom) | EEMax | 2059154 | SP4277 | OM00002461 |  | Clerks' Breakroom | NA | NA | NA | NA | 277 | DNA | Electric | DNA | NA | NA | \Classifications\Building System Class\D20-Plumbing\D2020 - Domestic Water\Domestic Water Heater, Electric - HWE | 1019239
42-H1 | 42-H1 Santa Maria Juvenile Court (new) | 42-H1-D2022-100-HWE03 | Hot Water Heater Electric (Clerks' Area) | Control Energy Corp | 22204688 | 45793219 | OM00002462 |  | Clerks' Area, Next to Files | NA | NA | NA | NA | DNA | DNA | Electric | DNA | NA | NA | \Classifications\Building System Class\D20-Plumbing\D2020 - Domestic Water\Domestic Water Heater, Electric - HWE | 1019240
42-H1 | 42-H1 Santa Maria Juvenile Court (new) | 42-H1-D2022-100-HWE04 | Hot Water Heater Electric (Women's Restroom) | Control Energy Corp | 22204705 | 45793219 | OM00002463 |  | Clerks' Area, Womens Restroom | NA | NA | NA | NA | DNA | DNA | Electric | DNA | NA | NA | \Classifications\Building System Class\D20-Plumbing\D2020 - Domestic Water\Domestic Water Heater, Electric - HWE | 1019241
42-H1 | 42-H1 Santa Maria Juvenile Court (new) | 42-H1-D2022-100-HWE05 | Hot Water Heater Electric (Men's Restroom) | Control Energy Corp | 22204694 | 45793219 | OM00002464 |  | Clerks' Area, Mens Restroom | NA | NA | NA | NA | DNA | DNA | Electric | DNA | NA | NA | \Classifications\Building System Class\D20-Plumbing\D2020 - Domestic Water\Domestic Water Heater, Electric - HWE | 1019242
42-H1 | 42-H1 Santa Maria Juvenile Court (new) | 42-H1-D2022-100-HWE06 | Hot Water Heater Electric (Men's Restroom) | Control Energy Corp | 15203053 | 45793207 | OM00002466 |  | Main Lobby, Mens Restroom | NA | NA | NA | NA | DNA | DNA | Electric | DNA | NA | NA | \Classifications\Building System Class\D20-Plumbing\D2020 - Domestic Water\Domestic Water Heater, Electric - HWE | 1019243
42-H1 | 42-H1 Santa Maria Juvenile Court (new) | 42-H1-D2022-100-HWE07 | Hot Water Heater Electric (Women's Restroom) | Control Energy Corp | 15203088 | 45793207 | OM00002467 |  | Main Lobby, Womens Restroom | NA | NA | NA | NA | DNA | DNA | Electric | DNA | NA | NA | \Classifications\Building System Class\D20-Plumbing\D2020 - Domestic Water\Domestic Water Heater, Electric - HWE | 1019244
42-H1 | 42-H1 Santa Maria Juvenile Court (new) | 42-H1-D3050-210-PKU09 | Packing Unit # 9 | York | W1K4086190 | D6NQ030N03625NXA | OM00036264 |  | Roof, Above Children's Waiting Room | DNA | 20X20X1 | R-410A | DNA | 208/230 | 19.3 | Electric and natural gas | 3 | 4500 |  | \Classifications\Building System Class\D30-HVAC Systems\D3050 - Package SYS\Package Unit - PKU | 1019298
43-A1 | 43-A1 Hall of Justice (East) | 43-A1-D2018-100-DKF01 | Water Fountain #1 - DKF01 | HAWS | DNA | 67000161 | OM00018817 |  | Floor 1, Main lobby | NA | DNA | DNA | NA | DNA | NA | DNA | DNA | NA | NA | \Classifications\Building System Class\D20-Plumbing\D2010 - Plumb Fix\Drink Fountain (Refr Indvl Wtrcooler) - DKF | EQ-1004663
43-A1 | 43-A1 Hall of Justice (East) | 43-A1-D2018-100-DKF02 | Water Fountian #2 - DKF02 | HAWS | DNA | 67000161 | OM00018818 |  | Floor 1, South Corridor | NA | DNA | DNA | NA | DNA | NA | DNA | DNA | NA | NA | \Classifications\Building System Class\D20-Plumbing\D2010 - Plumb Fix\Drink Fountain (Refr Indvl Wtrcooler) - DKF | EQ-1004699
43-A1 | 43-A1 Hall of Justice (East) | 43-A1-D2018-100-DKF03 | Water Fountain #3 - DKF03 | HAWS | DNA | 67000161 | OM00018819 |  | Floor 1, South Corridor | NA | DNA | DNA | NA | DNA | NA | DNA | DNA | NA | NA | \Classifications\Building System Class\D20-Plumbing\D2010 - Plumb Fix\Drink Fountain (Refr Indvl Wtrcooler) - DKF | EQ-1004700
43-A1 | 43-A1 Hall of Justice (East) | 43-A1-D2018-100-DKF04 | Water Fountain #4 - DKF04 | HAWS | DNA | 67000161 | OM00018820 |  | Floor 2, Public Lobby | NA | DNA | DNA | NA | DNA | NA | DNA | DNA | NA | NA | \Classifications\Building System Class\D20-Plumbing\D2010 - Plumb Fix\Drink Fountain (Refr Indvl Wtrcooler) - DKF | EQ-1004701
43-A1 | 43-A1 Hall of Justice (East) | 43-A1-D2018-100-DKF05 | Water Fountain #5 - DKF05 | HAWS | DNA | 67000161 | OM00018821 |  | FLoor 2, Staff Hallway | NA | DNA | DNA | NA | DNA | NA | DNA | DNA | NA | NA | \Classifications\Building System Class\D20-Plumbing\D2010 - Plumb Fix\Drink Fountain (Refr Indvl Wtrcooler) - DKF | EQ-1004702
43-A1 | 43-A1 Hall of Justice (East) | 43-A1-D2018-100-DKF06 | Water Fountain #6 - DKF06 | HAWS | DNA | 67000161 | OM00018822 |  | Floor 3, Public Lobby | NA | DNA | DNA | NA | DNA | NA | DNA | DNA | NA | NA | \Classifications\Building System Class\D20-Plumbing\D2010 - Plumb Fix\Drink Fountain (Refr Indvl Wtrcooler) - DKF | EQ-1004703
43-A1 | 43-A1 Hall of Justice (East) | 43-A1-D2018-100-DKF07 | Water Fountian #7 - DKF07 | HAWS | DNA | 67000161 | OM00018823 |  | Floor 3, Staff Hallway | NA | DNA | DNA | NA | DNA | NA | DNA | DNA | NA | NA | \Classifications\Building System Class\D20-Plumbing\D2010 - Plumb Fix\Drink Fountain (Refr Indvl Wtrcooler) - DKF | EQ-1004704
43-A1 | 43-A1 Hall of Justice (East) | 43-A1-D2018-100-DKF08 | Water Fountian #8 - DKF08 | HAWS | DNA | 67000161 | OM00018824 |  | Floor 4, Public Lobby | NA | DNA | DNA | NA | DNA | NA | DNA | DNA | NA | NA | \Classifications\Building System Class\D20-Plumbing\D2010 - Plumb Fix\Drink Fountain (Refr Indvl Wtrcooler) - DKF | EQ-1004705
43-A1 | 43-A1 Hall of Justice (East) | 43-A1-D2018-100-DKF09 | Water Fountain #9 - DKF09 | HAWS | DNA | 67000161 | OM00018825 |  | Floor 4, Staff Hallway | NA | DNA | DNA | NA | DNA | NA | DNA | DNA | NA | NA | \Classifications\Building System Class\D20-Plumbing\D2010 - Plumb Fix\Drink Fountain (Refr Indvl Wtrcooler) - DKF | EQ-1004706
43-A1 | 43-A1 Hall of Justice (East) | 43-A1-D2018-100-DKF10 | Water Fountain #10 - DKF10 | HAWS | DNA | 67000161 | OM00018826 |  | Floor 5, Public Lobby | NA | DNA | DNA | NA | DNA | NA | DNA | DNA | NA | NA | \Classifications\Building System Class\D20-Plumbing\D2010 - Plumb Fix\Drink Fountain (Refr Indvl Wtrcooler) - DKF | EQ-1004707
43-A1 | 43-A1 Hall of Justice (East) | 43-A1-D2018-100-DKF11 | Water Fountain #11 - DKF11 | HAWS | DNA | 67000161 | OM00018827 |  | Floor 5, Staff Hallway | NA | DNA | DNA | NA | DNA | NA | DNA | DNA | NA | NA | \Classifications\Building System Class\D20-Plumbing\D2010 - Plumb Fix\Drink Fountain (Refr Indvl Wtrcooler) - DKF | EQ-1004708
43-A1 | 43-A1 Hall of Justice (East) | 43-A1-D2018-100-DKF12 | Water Fountain #12 - DKF12 | HAWS | DNA | 67000161 | OM00018828 |  | Floor 6, Public Lobby | NA | DNA | DNA | NA | DNA | NA | DNA | DNA | NA | NA | \Classifications\Building System Class\D20-Plumbing\D2010 - Plumb Fix\Drink Fountain (Refr Indvl Wtrcooler) - DKF | EQ-1004709
43-A1 | 43-A1 Hall of Justice (East) | 43-A1-D2018-100-DKF13 | Water Fountain #13 - DKF13 | HAWS | DNA | 67000161 | OM00018829 |  | Floor 6, Staff Hallway | NA | DNA | DNA | NA | DNA | NA | DNA | DNA | NA | NA | \Classifications\Building System Class\D20-Plumbing\D2010 - Plumb Fix\Drink Fountain (Refr Indvl Wtrcooler) - DKF | EQ-1004710
43-A1 | 43-A1 Hall of Justice (East) | 43-A1-D2018-100-DKF14 | Water Fountain #14 - DKF14 | HAWS | DNA | 67000161 | OM00018830 |  | Basement, Public Lobby | NA | DNA | DNA | NA | DNA | NA | DNA | DNA | NA | NA | \Classifications\Building System Class\D20-Plumbing\D2010 - Plumb Fix\Drink Fountain (Refr Indvl Wtrcooler) - DKF | EQ-1004711
43-A1 | 43-A1 Hall of Justice (East) | 43-A1-D2022-260-HWG02 | Water Heater - HWG02 | State | M89817406 | SBF100260NET7ASMEF | OM00018848 | DNA | Floor 7 Boiler Room | NA | NA | NA | NA | DNA | NA | NATURAL GAS | NA | 260000 | DNA | \Classifications\Building System Class\D20-Plumbing\D2020 - Domestic Water\Domestic Water Heater, Gas - HWG | EQ-1004713
43-A1 | 43-A1 Hall of Justice (East) | 43-A1-D3030-110-CTW01 | Cooling Tower #1 - CTW01 | Baltimore Aire Coil Co. | U110177905-01 | PT2-0412A-1H1 | OM00020978 |  | Roof, Cooling Tower | NA | NA | NA | NA | DNA | NA | DNA | DNA | DNA | DNA | \Classifications\Building System Class\D30-HVAC Systems\D3030 - Cooling SYS\Cooling Tower - CTW | EQ-1004716
43-A1 | 43-A1 Hall of Justice (East) | 43-A1-D3030-110-CTW02 | Cooling Tower #2 - CTW02 | Baltimore Aire Coil Co. | U110177904-01 | PT2-0412A-1H1 | OM00020979 |  | Roof, Cooling Tower | NA | NA | NA | NA | DNA | NA | DNA | DNA | DNA | DNA | \Classifications\Building System Class\D30-HVAC Systems\D3030 - Cooling SYS\Cooling Tower - CTW | EQ-1004717
43-A1 | 43-A1 Hall of Justice (East) | 43-A1-D3050-310-HPU05 | Heat Pump,Air Cooled - HPU05 | Bard | 121004-COON | 36WA6-COON | OM00018836 | DNA | Roof - upper - By cooling tower | NA | 14x30x1 | R-22 | 17.5 | 460 | 7 | Electric | 3 | DNA | DNA | \Classifications\Building System Class\D30-HVAC Systems\D3050 - Package SYS\Heat Pump,Air Cooled - HPU | EQ-1004720
43-A1 | 43-A1 Hall of Justice (East) | 43-A1-D3041-110-AHU02 | Air Handler - AHU02 | AXICO | 04-362518-1-1 | FPDA-3-140-6-8-1170-60 | OM00018837 | DNA | Floor 7 Penthouse | NA | 24x24x2 | NA | 60 | 460 | 67.5 | ELECTRICAL | 3 | DNA | DNA | \Classifications\Building System Class\D30-HVAC Systems\D3040 - Distribution SYS\Air Handling Unit - AHU | EQ-1004721
43-A1 | 43-A1 Hall of Justice (East) | 43-A1-D3041-110-AHU03 | Air Handler - AHU03 | AXICO | 04-362518-1-1 | FPDA-3-140-6-8-1170-60 | OM00018838 | DNA | Floor 7 Penthouse | NA | 24x24x2 24X24X22 | NA | 60 | 460 | 67.5 | ELECTRICAL | 3 | DNA | DNA | \Classifications\Building System Class\D30-HVAC Systems\D3040 - Distribution SYS\Air Handling Unit - AHU | EQ-1004722
43-A1 | 43-A1 Hall of Justice (East) | 43-A1-D3042-210-FAN01 | Exhaust Fan - FAN01 | Dayton | DNA | 5N312A | OM00018835 | DNA | Floor 7 Exhaust Fan Room | (8) BX 52 | NA | NA | 7.5 | 230/460 | 19/9.5 | ELECTRICAL | 3 | NA | NA | \Classifications\Building System Class\D30-HVAC Systems\D3040 - Distribution SYS\Fan,Axial - FAN | EQ-1004723
43-A1 | 43-A1 Hall of Justice (East) | 43-A1-D3044-125-PHW02 | Hot Water Pump, Boiler - PHW02 | Paco | FD 89C0076401 A | 11-20121-733201 | OM00018849 |  | Floor 7 Boiler Room | NA | NA | NA | 10 | 230/460 | 27.2/13.6 | ELECTRICAL | 3 HZ60 | NA | NA | \Classifications\Building System Class\D30-HVAC Systems\D3040 - Distribution SYS\Hot Water Pump - PHW | EQ-1004724
43-A1 | 43-A1 Hall of Justice (East) | 43-A1-D3044-125-PHW01 | Hot Water Pump, Boiler - PHW01 | Paco | FD 89C0076401 B | 11-20121-733201 | OM00018850 | DNA | Floor 7 Boiler Room | NA | NA | NA | 10 | 230/460 | 27.2/13.6 | ELECTRICAL | 3 | NA | NA | \Classifications\Building System Class\D30-HVAC Systems\D3040 - Distribution SYS\Hot Water Pump - PHW | EQ-1004725
43-A1 | 43-A1 Hall of Justice (East) | 43-A1-D3031-100-PCH01 | Chilled Water Pump - PCH01 | Bell and Gossett | PH009090A | 3AC 6.5 BF | OM00020981 |  | Floor 7 Chiller Room | NA | NA | NA | 10 | 230/460 | 28.9/19.6 | ELECTRICAL | 3 | NA | NA | \Classifications\Building System Class\D30-HVAC Systems\D3030 - Cooling SYS\Chilled Water Pump - PCH | EQ-1004726
43-A1 | 43-A1 Hall of Justice (East) | 43-A1-D3031-100-PCH02 | Chilled Water Pump - PCH02 | Bell and Gossett | PH009090B | 3AC 6.5 BF | OM00020980 | DNA | Floor 7 Chiller Room | NA | NA | NA | 10 | 230/460 | 39.2/19.6 | ELECTRICAL | 3 | NA | NA | \Classifications\Building System Class\D30-HVAC Systems\D3030 - Cooling SYS\Chilled Water Pump - PCH | EQ-1004727
43-A1 | 43-A1 Hall of Justice (East) | 43-A1-D3031-100-PCH03 | Chilled Water Pump - PCH03 | Bell and Gossett | PH009093A | 4AC 6.75 BF | OM00028625 |  | Floor 7 Chiller Room | NA | NA | NA | 15 | 230/460 | 39.2/19.6 | ELECTRICAL | 3 | NA | NA | \Classifications\Building System Class\D30-HVAC Systems\D3030 - Cooling SYS\Chilled Water Pump - PCH | EQ-1004728
43-A1 | 43-A1 Hall of Justice (East) | 43-A1-D3031-100-PCH04 | Chilled Water Pump - PCH04 | Bell and Gossett | PH009093B | 4AC 6.75 BF | OM00028627 |  | Floor 7 Chiller Room | NA | NA | NA | 15 | 230/460 | 19.6 | ELECTRICAL | 3 | NA | NA | \Classifications\Building System Class\D30-HVAC Systems\D3030 - Cooling SYS\Chilled Water Pump - PCH | EQ-1004729
43-A1 | 43-A1 Hall of Justice (East) | 43-A1-D3090-114-CMP01 | Control Air Compressor - CMP01 | Challenge Air | AS07030086 | ES-100A | OM00032361 |  | Floor 7 Boiler Room | BX62 | NA | R-134a | NA | 208-230/460 | 2.5 | Electric | DNA | NA | NA | \Classifications\Building System Class\D30-HVAC Systems\D3090 - Other HVAC Systems and Equipment\Air Compressor - CMP | EQ-1004730
43-A1 | 43-A1 Hall of Justice (East) | 43-A1-D3090-220-CMD01 | Air Dryer - CMD01 | Sylvan Palatek | HG010A1150610026 | PARG 10 | OM00018854 | DNA | Floor 7 Boiler Room | NA | NA | R-134a | NA | 110 | 2.52 | ELECTRICAL | 3 | NA | NA | \Classifications\Building System Class\D30-HVAC Systems\D3090 - Other HVAC Systems and Equipment\Compressed Air Dryer - CMD | EQ-1004731
43-A1 | 43-A1 Hall of Justice (East) | 43-A1-D2040-100-PSU01 | Pump, Sump or Duplex - PSU01 | Paco | v | DNA | OM00018831 |  | Basement Sewage Pump | NA | NA | NA | 3 | 230/460 | 10.5/5.25 | ELECTRICAL | 3 | NA | NA | \Classifications\Building System Class\D20-Plumbing\D2040 - Rain Drain\Sump Pump - PSU | EQ-1004732
43-A1 | 43-A1 Hall of Justice (East) | 43-A1-D2030-410-PMS03 | Pump Ejector Sewage - PMS03 | Paco | 61031B-1 | V3F OOC66053 | OM00032366 | DNA | Fire Pump Room | NA | NA | NA | 5 | 230/460 | 14/7 | ELECTRICAL | 3 | NA | NA | \Classifications\Building System Class\D20-Plumbing\D2030 - Sani Waste\Sewage Ejector Pump - PMS | EQ-1004734
43-A1 | 43-A1 Hall of Justice (East) | 43-A1-D2030-410-PMS04 | Pump Ejector Sewage - PMS04 | Paco | 61031B-2 | V3F OOC66053 | OM00032367 | DNA | Basement Fire Pump Room | NA | NA | NA | 5 | 230/460 | 14/7 | ELECTRICAL | 3 | NA | NA | \Classifications\Building System Class\D20-Plumbing\D2030 - Sani Waste\Sewage Ejector Pump - PMS | EQ-1004735
43-A1 | 43-A1 Hall of Justice (East) | 43-A1-D4031-100-FEX54 | Fire Extinguisher - FEX54 | NA | NA | 5MB-6H | OM00043645 |  | Multiple | NA | NA | NA | NA | NA | NA | NA | NA | NA | NA | \Classifications\Building System Class\D40-Fire Protection SYS\D4030 - FIRE SPEC\Fire Extinguisher - FEX | EQ-1005019
43-A1 | 43-A1 Hall of Justice (East) | 43-A1-D5092-210-GEN01 | Emergency Standby Generator - GEN01 | Kohler | 855G4 | NT855G4 | OM00019305 | DNA | generator room | NA | NA | NA | 375 | 480 | 400 | Diesel | 3 | NA | NA | \Classifications\Building System Class\D50-Electrical SYS\D5090 - Elec SYS\Emergency Generator - GEN | EQ-1005020
43-A1 | 43-A1 Hall of Justice (East) | 43-A1-D4022-210-FSG01 | Fire Pump | A-C Fire Pump Systems | 01-035146-01-01/QX1119 | 8100 | OM00019311 | DNA | SUB-BASEMENT | NA | NA | NA | 125 | 480 | 148 | ELECTRIC | 3 | NA | NA | \Classifications\Building System Class\D40-Fire Protection SYS\D4020 - Stand Pipe\Pump,Fire,Electric Motor Driven - FSG | EQ-1005021
43-A1 | 43-A1 Hall of Justice (East) | 43-A1-B2010-100-BLD01 | Building Structure BLD01 | NA | NA | NA | OM00043651 | CUPA PT0478813 | NA | NA | NA | NA | NA | NA | NA | NA | NA | NA | NA | \Classifications\Building System Class\B20-General Building Exterior\B2010 - Exterior Walls\Building - BLD | EQ-1007371
43-A1 | 43-A1 Hall of Justice (East) | 43-A1-B3010-100-RUF01 | Roof - RUF01 | NA | NA | NA | OM00043650 |  | NA | NA | NA | NA | NA | NA | NA | NA | NA | NA | NA | \Classifications\Building System Class\B30-Roofing\B3010 - Roof Types\Roof - RUF | EQ-1007548
43-A1 | 43-A1 Hall of Justice (East) | 43-A1-C1020-110-FRD30 | Fire Doors Sliding (Fire Curtain) - FRD30 | Atlas | 440886 | NA | OM00019392 | DNA | Floor 6 Dept 41 Holding Area | NA | NA | NA | NA | DNA |  | Electric | DNA |  |  | \Classifications\Building System Class\C10-General Building Interior\C1020 - Fire Doors\Fire Doors - FRD | 1008860
43-A1 | 43-A1 Hall of Justice (East) | 43-A1-D1010-100-ELE01 | Elevator,Electric,Pass/Freight, - ELE01 Conveyance # 096601 | Dover | 10590010902 | T3 Travelomatic III | OM00018866 | State ID# 096601 | elevator room | NA | NA | NA | 27 | 267 DC | 85 | Electric | 1 | NA | NA | \Classifications\Building System Class\D10-Conveyance Systems\D1010 - Elevator\Elevator,Electric,Pass/Freight - ELE | 1008861
43-A1 | 43-A1 Hall of Justice (East) | 43-A1-D1010-100-ELE02 | Elevator,Electric,Pass/Freight - ELE02 Conveyance # 096602 | Dover | 10590010901 | T3 Travelomatic III | OM00018867 | State ID# 096602 | elevator room | NA | NA | NA | 27 | 267 DC | 85 | Electric | 1 | NA | NA | \Classifications\Building System Class\D10-Conveyance Systems\D1010 - Elevator\Elevator,Electric,Pass/Freight - ELE | 1008862
43-A1 | 43-A1 Hall of Justice (East) | 43-A1-D1010-100-ELE03 | Elevator,Electric,Pass/Freight - ELE03 Conveyance # 096603 | Dover | 10590011001 | T3 Travelomatic III | OM00018868 | State ID# 096603 | elevator room | NA | NA | NA | 27 | 267 DC | 85 | Electric | 1 | NA | NA | \Classifications\Building System Class\D10-Conveyance Systems\D1010 - Elevator\Elevator,Electric,Pass/Freight - ELE | 1008863
43-A1 | 43-A1 Hall of Justice (East) | 43-A1-D1010-100-ELE04 | Elevator,Electric,Pass/Freight - ELE04 Conveyance # 096604 | Dover | BAY 359 10590011005 | TAC-50104 | OM00019394 | State ID# 096604 | elevator room | NA | NA | NA | 27 | 267 DC | 85 | Electric | 1 | NA | NA | \Classifications\Building System Class\D10-Conveyance Systems\D1010 - Elevator\Elevator,Electric,Pass/Freight - ELE | 1008864
43-A1 | 43-A1 Hall of Justice (East) | 43-A1-D1010-100-ELE05 | Elevator,Electric,Pass/Freight - ELE05 Conveyance # 096605 | Dover | CA70-18 10590011002 | Composite | OM00018869 | State ID# 096605 | Penthouse | NA | NA | NA | 27 | 267 DC | 85 | Electric | 1 | NA | NA | \Classifications\Building System Class\D10-Conveyance Systems\D1010 - Elevator\Elevator,Electric,Pass/Freight - ELE | 1008865
43-A1 | 43-A1 Hall of Justice (East) | 43-A1-D1010-100-ELE06 | Elevator,Electric,Pass/Freight - ELE06 Conveyance # 096771 | Dover | CA70-19 | Composite | OM00019393 | State ID# 096771 | Penthouse | NA | NA | NA | 27 | 267 DC | 85 | Electric | 1 | NA | NA | \Classifications\Building System Class\D10-Conveyance Systems\D1010 - Elevator\Elevator,Electric,Pass/Freight - ELE | 1008866
43-A1 | 43-A1 Hall of Justice (East) | 43-A1-D1010-100-ELE07 | Elevator,Electric,Pass/Freight - ELE07 Conveyance # 096600 | Dover | CA70-20 10590011004 | Composite | OM00018871 | State ID# 096600 | Penthouse | NA | NA | NA | 27 | 267 DC | 85 | Electric | 1 | NA | NA | \Classifications\Building System Class\D10-Conveyance Systems\D1010 - Elevator\Elevator,Electric,Pass/Freight - ELE | 1008867
43-A1 | 43-A1 Hall of Justice (East) | 43-A1-D1013-310-WCL01 | Wheelchair Lift - WCL01 - non-op | American Star Chair Corp. | AD590 IL 089 75389LA | DNA | OM00019076 | "none" | DNA | DNA | NA | NA | DNA | DNA | DNA | Electric | 3 | NA | NA | \Classifications\Building System Class\D10-Conveyance Systems\D1010 - Elevator\Wheelchair Lift - WCL | 1008868
43-A1 | 43-A1 Hall of Justice (East) | 43-A1-D2017-100-SHW03 | Eye Washes & Emergency Showers - SHW03 | Haws | DNA | DNA | OM00019062 | DNA | Chiller Room | NA | NA | NA | NA | NA | NA | NA | NA | NA | NA | \Classifications\Building System Class\D20-Plumbing\D2010 - Plumb Fix\Showers - SHW | 1008869
43-A1 | 43-A1 Hall of Justice (East) | 43-A1-D2023-310-HWP01 | Domestic Hot Water Circulating Pump - HWP01 | Paco | 9004 | G4HAE | OM00043563 | DNA | Boiler Room | NA | NA | NA | DNA | NA | NA | NA | NA | NA | NA | \Classifications\Building System Class\D20-Plumbing\D2020 - Domestic Water\Domestic Hot Water Circulating Pump - HWP | 1008870
43-A1 | 43-A1 Hall of Justice (East) | 43-A1-D2023-310-WBS01 | Domestic Water Booster Pump - WBS01 | Paco | OCC11128 | VM 40-2 | OM00020087 | DNA | Fire Pump Room | NA | NA | NA | 5 | 230/460 | 18/9 | Electric | 3 | NA | NA | \Classifications\Building System Class\D20-Plumbing\D2020 - Domestic Water\Domestic Water Booster System - WBS | 1008872
43-A1 | 43-A1 Hall of Justice (East) | 43-A1-D2023-310-WBS02 | Domestic Water Booster Pump - WBS02 | Paco | OCC11129 | VM 80-2 | OM00020088 | DNA | Fire Pump Room | NA | NA | NA | 7.5 | 230/460 | 18/9 | Electric | 3 | NA | NA | \Classifications\Building System Class\D20-Plumbing\D2020 - Domestic Water\Domestic Water Booster System - WBS | 1008873
43-A1 | 43-A1 Hall of Justice (East) | 43-A1-D3020-100-HET01 | Deaerator Tank - HET01 | Extrol | 3385 | 3ASL | OM00032362 |  | Boiler Room | NA | NA | NA | NA | NA | NA | NA | NA | NA | NA | \Classifications\Building System Class\D30-HVAC Systems\D3020 - Heat SYS\Heater Water Expansion Tank - HET | 1008875
43-A1 | 43-A1 Hall of Justice (East) | 43-A1-D3020-100-HET02 | Deaerator Tank - HET02 | Extrol | 31155 | AX-120V-SG | OM00020919 | DNA | Boiler Room | NA | NA | NA | NA | NA | NA | NA | NA | NA | NA | \Classifications\Building System Class\D30-HVAC Systems\D3020 - Heat SYS\Heater Water Expansion Tank - HET | 1008876
43-A1 | 43-A1 Hall of Justice (East) | 43-A1-D3050-310-HPU06 | Heat Pump,Air Cooled - HPU06 | Bard | DNA | DNA | OM00019301 |  | upper roof | DNA | 32x28x1 | R-22 | DNA | DNA | NA | Electric | DNA | DNA | DNA | \Classifications\Building System Class\D30-HVAC Systems\D3050 - Package SYS\Heat Pump,Air Cooled - HPU | 1008881
43-A1 | 43-A1 Hall of Justice (East) | 43-A1-D3050-310-HPU07 | Heat Pump,Air Cooled - HPU07 | Bard | DNA | DNA | OM00019303 | DNA | upper roof | DNA | 32x28x1 | R-22 | DNA | DNA | NA | Electric | DNA | DNA | DNA | \Classifications\Building System Class\D30-HVAC Systems\D3050 - Package SYS\Heat Pump,Air Cooled - HPU | 1008882
43-A1 | 43-A1 Hall of Justice (East) | 43-A1-D3042-220-EFN01 | Exhaust Fan (over 5hp)- EFN01 | Loren Cook Co. | DNA | DNA | OM00019277 | DNA | By cooling tower | NA | NA | NA | DNA | 460 | DNA | Electric | 3 | NA | NA | \Classifications\Building System Class\D30-HVAC Systems\D3040 - Distribution SYS\Supply/Exhaust/Return fans- FAN | 1008883
43-A1 | 43-A1 Hall of Justice (East) | 43-A1-D3050-310-HPU01 | Heat Pump,Air Cooled - HPU01 | Bard | DNA | DNA | OM00019298 | DNA | roof outside 708 | NA | 14x30x1 | R-22 | DNA | 460 | NA | Electric | 3 | DNA | DNA | \Classifications\Building System Class\D30-HVAC Systems\D3050 - Package SYS\Heat Pump,Air Cooled - HPU | 1008884
43-A1 | 43-A1 Hall of Justice (East) | 43-A1-D3050-310-HPU02 | Heat Pump,Air Cooled - HPU02 | Bard | DNA | DNA | OM00019297 | DNA | roof outside 708 | NA | 14x30x1 | R-22 | DNA | 460 | NA | Electric | 3 | DNA | DNA | \Classifications\Building System Class\D30-HVAC Systems\D3050 - Package SYS\Heat Pump,Air Cooled - HPU | 1008885
43-A1 | 43-A1 Hall of Justice (East) | 43-A1-D3050-310-HPU03 | Heat Pump,Air Cooled - HPU03 | Bard | DNA | DNA | OM00019300 |  | upper roof | NA | 32x28x1 | R-22 | DNA | 460 | NA | Electric | 3 | DNA | DNA | \Classifications\Building System Class\D30-HVAC Systems\D3050 - Package SYS\Heat Pump,Air Cooled - HPU | 1008886
43-A1 | 43-A1 Hall of Justice (East) | 43-A1-D2023-100-BFP01 | Backflow Preventer - BFP01 domestic hot water to expansion tank | Febco | 801287 | 825Y | OM00019276 |  | Boiler Room | NA | NA | NA | NA | NA | NA | NA | NA | NA | NA | \Classifications\Building System Class\D20-Plumbing\D2020 - Domestic Water\Backflow Preventer - BFP | 1008889
43-A1 | 43-A1 Hall of Justice (East) | 43-A1-D2023-100-BFP02 | Backflow Preventer - BFP02 | Febco | AA6558 | 825Y | OM00018813 |  | south side of building | NA | NA | NA | NA | NA | NA | NA | NA | NA | NA | \Classifications\Building System Class\D20-Plumbing\D2020 - Domestic Water\Backflow Preventer - BFP | 1008890
43-A1 | 43-A1 Hall of Justice (East) | 43-A1-D2023-100-BFP03 | Backflow Preventer - BFP03 Cooling tower make-up water | Febco | A00049 | 880U | OM00019278 |  | roof by cooling tower | NA | NA | NA | NA | NA | NA | NA | NA | NA | NA | \Classifications\Building System Class\D20-Plumbing\D2020 - Domestic Water\Backflow Preventer - BFP | 1008891
43-A1 | 43-A1 Hall of Justice (East) | 43-A1-D4010-150-FMS01 | System Extinguishing,Wet Pipe - FMS01 | DNA | NA | NA | OM00019312 | DNA | Fire Pump Room | NA | NA | NA | NA | NA | NA | NA | NA | NA | NA | \Classifications\Building System Class\D40-Fire Protection SYS\D4010 - Sprinkler SYS\Fire Systems, stand pipes - FMS | 1008892
43-A1 | 43-A1 Hall of Justice (East) | 43-A1-D5010-200-ESD01 | Main Electrical Panel - SBR01 | General Electric | DNA | DNA | OM00019307 |  | main electrical room | NA | NA | NA | NA | 480/277 | 65,000 | Electric | 3 | NA | NA | \Classifications\Building System Class\D50-Electrical SYS\D5010 - Elec Service & Dist\Electical Service and Distribution - ESD | 1008893
43-A1 | 43-A1 Hall of Justice (East) | 43-A1-D5010-234-ATS01 | Automatic Transfer Switch - ATS01 | Asco Automatic Switch Co. | 990174 | E940360097XC | OM00019304 |  | generator room | NA | NA | NA | NA | 480/277 | 600 | Electric | DNA | NA | NA | \Classifications\Building System Class\D50-Electrical SYS\D5010 - Elec Service & Dist\Automatic Transfer Switch - ATS | 1008894
43-A1 | 43-A1 Hall of Justice (East) | 43-A1-D5011-240-TRN01 | Transformer - TRN01 | MGM Transformer | 90-3-36072 | AC378-X0110 | OM00019308 |  | main electrical room | NA | NA | NA | NA | 12,470-480/277 | DNA | Electric | 3 | NA | NA | \Classifications\Building System Class\D50-Electrical SYS\D5010 - Elec Service & Dist\Transformer - TRN | 1008896
43-A1 | 43-A1 Hall of Justice (East) | 43-A1-D3060-100-RDS01 | Refrigerant Leak Detection System - RDS01 | Bacharach | MV1013 | 3015-4200 | OM00032360 | DNA | hall outside Chiller Room | NA | NA | NA | NA | 100-240 | DNA | Electric | 1 | NA | NA | \Classifications\Building System Class\D30-HVAC Systems\D3060 - Control & Inst Air\Refrigerant Leak Detection System - RDS | 1008897
43-A1 | 43-A1 Hall of Justice (East) | 43-A1-D5037-710-FAP01 | Fire Alarm Panel - FAP01 | Radionics | DNA | Radionics 7212 | OM00019313 | DNA | security work station | NA | NA | NA | NA | DNA | DNA | Electric | 1 | NA | NA | \Classifications\Building System Class\D50-Electrical SYS\D5030 - Comm & Security\Fire Alarm Panel - FAP | 1008898
43-A1 | 43-A1 Hall of Justice (East) | 43-A1-G2023-150-PEG01 | Secured Parking Gate - PEG01 | DKS Door King | 2938 | 9150-080 | OM00019314 | DNA | East parking lot | DNA | NA | NA | DNA | DNA | DNA | Electric | DNA | NA | NA | \Classifications\Building System Class\G20-Other Systems\G2020 - Parking Lots\Secured Parking Gate - PEG | 1008899
43-A1 | 43-A1 Hall of Justice (East) | 43-A1-G3010-210-PWT01 | Potable Water Storage Tank- PWT01 | Reco | T-15999 | DNA | OM00020928 | DNA | Fire Pump Room | NA | NA | NA | NA | NA | NA | NA | NA | NA | NA | \Classifications\Building System Class\G30-Site Mechanical Utilities\G3010 - Water Supply\Potable Water Storage Tank - PWT | 1008900
43-A1 | 43-A1 Hall of Justice (East) | 43-A1-G3063-100-DAT01 | Fuel Storage Day Tank - DAT01 | Pryco | 9912190 | PY-275-UL | OM00019306 | DNA | generator room | NA | NA | NA | NA | NA | NA | Diesel | NA | NA | NA | \Classifications\Building System Class\G30-Site Mechanical Utilities\G3060 - Fuel Distribution\Tank, Fuel Storage Day - DAT | 1008901
43-A1 | 43-A1 Hall of Justice (East) | 43-A1-D3012-120-GMR01 | Gas Meter Readings - GMR01 | Mercury | DNA | DNA | OM00043557 | DNA | By parking gate SE corner | NA | NA | NA | NA | NA | NA | Gas | NA | NA | NA | \Classifications\Building System Class\D30-HVAC Systems\D3010 - Energy Supply\Gas Meter Readings - GMR | 1008903
43-A1 | 43-A1 Hall of Justice (East) | 43-A1-D2020-130-WMR01 | Water Meter Readings - WMR01 | DNA | DNA | DNA | OM00043652 | DNA | North Sidewalk | NA | NA | NA | NA | NA | NA | NA | NA | NA | NA | \Classifications\Building System Class\D20-Plumbing\D2020 - Domestic Water\Water Meter Readings - WMR | 1008904
43-A1 | 43-A1 Hall of Justice (East) | 43-A1-G2050-200-LSC01 | Landscaping - LSC01 | DNA | DNA | DNA | OM00043648 | DNA | DNA | NA | NA | NA | DNA | DNA | DNA | Electric | DNA | NA | NA | \Classifications\Building System Class\G20-Other Systems\G2050 - Landscaping\Landscaping - LSC | 1008906
43-A1 | 43-A1 Hall of Justice (East) | 43-A1-D5092-250-ELT09 | Exterior Lighting - ELT09 | DNA | DNA | DNA | OM00043647 | DNA | building perimeter | NA | NA | NA | NA | DNA | DNA | Electric | DNA | NA | NA | \Classifications\Building System Class\D50-Electrical SYS\D5090 - Elec SYS\Exterior Lighting - ELT | 1008907
43-A1 | 43-A1 Hall of Justice (East) | 43-A1-G2049-300-HSC02 | Hardscape - HSC02 | DNA | DNA | DNA | OM00043649 | DNA | south side of building | NA | NA | NA | NA | NA | NA | NA | NA | NA | NA | \Classifications\Building System Class\G20-Other Systems\G2040 - Site Development\Hardscape - HSC | 1008908
43-A1 | 43-A1 Hall of Justice (East) | 43-A1-D2017-100-SHW02 | Eye Washes & Emergency Showers - SHW02 | Haws | DNA | DNA | OM00019061 | DNA | Roof, By cooling tower | NA | NA | NA | NA | NA | NA | NA | NA | NA | NA | \Classifications\Building System Class\D20-Plumbing\D2010 - Plumb Fix\Showers - SHW | 1010264
43-A1 | 43-A1 Hall of Justice (East) | 43-A1-D2017-100-SHW01 | Eye Washes & Emergency Showers - SHW01 | Haws | DNA | DNA | OM00019275 | DNA | Penthouse mechanical room | NA | NA | NA | NA | NA | NA | NA | NA | NA | NA | \Classifications\Building System Class\D20-Plumbing\D2010 - Plumb Fix\Showers - SHW | 1010265
43-A1 | 43-A1 Hall of Justice (East) | 43-A1-D2040-100-PSU02 | Pump, Sump or Duplex - PSU02 | Paco | DNA | DNA | OM00018832 | DNA | Basement Storm Pump | NA | NA | NA | 3 | 230 | 9/4.5 | ELECTRICAL | 3 | NA | NA | \Classifications\Building System Class\D20-Plumbing\D2040 - Rain Drain\Sump Pump - PSU | 1010296
43-A1 | 43-A1 Hall of Justice (East) | 43-A1-D1013-310-WCL02 | Wheelchair Lift - WCL02 -non-op | American Star Chair Corp. | A0590 IL 089 75388LA | DNA | OM00020114 | "none" | courtroom | DNA | NA | NA | DNA | DNA | DNA | Electric | DNA | NA | NA | \Classifications\Building System Class\D10-Conveyance Systems\D1010 - Elevator\Wheelchair Lift - WCL | 1010301
43-A1 | 43-A1 Hall of Justice (East) | 43-A1-D1013-310-WCL03 | Wheelchair Lift - WCL03-non-op | American Star Chair Corp. | A0490 IL 089 75383LA | DNA | OM00020115 | "none" | courtroom | DNA | NA | NA | DNA | DNA | DNA | Electric | DNA | NA | NA | \Classifications\Building System Class\D10-Conveyance Systems\D1010 - Elevator\Wheelchair Lift - WCL | 1010302
43-A1 | 43-A1 Hall of Justice (East) | 43-A1-D1013-310-WCL04 | Wheelchair Lift - WCL04-non-op | American Star Chair Corp. | A0490 IL 089 75379LA | DNA | OM00020116 | "none" | courtroom | DNA | NA | NA | DNA | DNA | DNA | Electric | DNA | NA | NA | \Classifications\Building System Class\D10-Conveyance Systems\D1010 - Elevator\Wheelchair Lift - WCL | 1010303
43-A1 | 43-A1 Hall of Justice (East) | 43-A1-D1013-310-WCL05 | Wheelchair Lift - WCL05-non-op | American Star Chair Corp. | A0790 IL 089 75419LA | DNA | OM00020117 | "none" | courtroom | DNA | NA | NA | DNA | DNA | DNA | Electric | DNA | NA | NA | \Classifications\Building System Class\D10-Conveyance Systems\D1010 - Elevator\Wheelchair Lift - WCL | 1010304
43-A1 | 43-A1 Hall of Justice (East) | 43-A1-D1013-310-WCL06 | Wheelchair Lift - WCL06-non-op | American Star Chair Corp. | A0790 IL 089 75422LA | DNA | OM00020118 | "none" | courtroom | DNA | NA | NA | DNA | DNA | DNA | Electric | DNA | NA | NA | \Classifications\Building System Class\D10-Conveyance Systems\D1010 - Elevator\Wheelchair Lift - WCL | 1010305
43-A1 | 43-A1 Hall of Justice (East) | 43-A1-D1013-310-WCL07 | Wheelchair Lift - WCL07-non-op | American Star Chair Corp. | A0490 IL 089 75386LA | DNA | OM00004880 | "none" | courtroom | DNA | NA | NA | DNA | DNA | DNA | Electric | DNA | NA | NA | \Classifications\Building System Class\D10-Conveyance Systems\D1010 - Elevator\Wheelchair Lift - WCL | 1010306
43-A1 | 43-A1 Hall of Justice (East) | 43-A1-D1013-310-WCL08 | Wheelchair Lift - WCL08-non-op | American Star Chair Corp. | DNA | DNA | OM00004881 | "none" | courtroom | DNA | NA | NA | DNA | DNA | DNA | Electric | DNA | NA | NA | \Classifications\Building System Class\D10-Conveyance Systems\D1010 - Elevator\Wheelchair Lift - WCL | 1010307
43-A1 | 43-A1 Hall of Justice (East) | 43-A1-D1013-310-WCL09 | Wheelchair Lift - WCL09-non-op | American Star Chair Corp. | A0490 IL 089 75377LA | DNA | OM00004882 | "none" | courtroom | DNA | NA | NA | DNA | DNA | DNA | Electric | DNA | NA | NA | \Classifications\Building System Class\D10-Conveyance Systems\D1010 - Elevator\Wheelchair Lift - WCL | 1010308
43-A1 | 43-A1 Hall of Justice (East) | 43-A1-D1013-310-WCL10 | Wheelchair Lift - WCL10-non-op | American Star Chair Corp. | A0790 IL 089 75421LA | DNA | OM00004883 | "none" | courtroom | DNA | NA | NA | DNA | DNA | DNA | Electric | DNA | NA | NA | \Classifications\Building System Class\D10-Conveyance Systems\D1010 - Elevator\Wheelchair Lift - WCL | 1010309
43-A1 | 43-A1 Hall of Justice (East) | 43-A1-D1013-310-WCL11 | Wheelchair Lift - WCL11-non-op | American Star Chair Corp. | A0790 IL 089 75420LA | DNA | OM00004884 | "none" | courtroom | DNA | NA | NA | DNA | DNA | DNA | Electric | DNA | NA | NA | \Classifications\Building System Class\D10-Conveyance Systems\D1010 - Elevator\Wheelchair Lift - WCL | 1010310
43-A1 | 43-A1 Hall of Justice (East) | 43-A1-D1013-310-WCL12 | Wheelchair Lift - WCL12-non-op | American Star Chair Corp. | A0490 IL 089 75378LA | DNA | OM00020113 | "none" | courtroom | DNA | NA | NA | DNA | DNA | DNA | Electric | DNA | NA | NA | \Classifications\Building System Class\D10-Conveyance Systems\D1010 - Elevator\Wheelchair Lift - WCL | 1010311
43-A1 | 43-A1 Hall of Justice (East) | 43-A1-D1013-310-WCL13 | Wheelchair Lift - WCL13-non-op | American Star Chair Corp. | A0490 IL 089 75380LA | DNA | OM00004874 | "none" | courtroom | DNA | NA | NA | DNA | DNA | DNA | Electric | DNA | NA | NA | \Classifications\Building System Class\D10-Conveyance Systems\D1010 - Elevator\Wheelchair Lift - WCL | 1010312
43-A1 | 43-A1 Hall of Justice (East) | 43-A1-D1013-310-WCL14 | Wheelchair Lift - WCL14-non-op | American Star Chair Corp. | A0490 IL 089 75376LA | DNA | OM00004875 | "none" | courtroom | DNA | NA | NA | DNA | DNA | DNA | Electric | DNA | NA | NA | \Classifications\Building System Class\D10-Conveyance Systems\D1010 - Elevator\Wheelchair Lift - WCL | 1010313
43-A1 | 43-A1 Hall of Justice (East) | 43-A1-D1013-310-WCL15 | Wheelchair Lift - WCL15-non-op | American Star Chair Corp. | A0590 IL 089 75390LA | DNA | OM00004876 | "none" | courtroom | DNA | NA | NA | DNA | DNA | DNA | Electric | DNA | NA | NA | \Classifications\Building System Class\D10-Conveyance Systems\D1010 - Elevator\Wheelchair Lift - WCL | 1010314
43-A1 | 43-A1 Hall of Justice (East) | 43-A1-D1013-310-WCL16 | Wheelchair Lift - WCL16-non-op | American Star Chair Corp. | A0590 IL 089 75391LA | DNA | OM00004877 | "none" | courtroom | DNA | NA | NA | DNA | DNA | DNA | Electric | DNA | NA | NA | \Classifications\Building System Class\D10-Conveyance Systems\D1010 - Elevator\Wheelchair Lift - WCL | 1010315
43-A1 | 43-A1 Hall of Justice (East) | 43-A1-D1013-310-WCL17 | Wheelchair Lift - WCL17-non-op | American Star Chair Corp. | A0490 IL 089 75382LA | DNA | OM00004878 | "none" | courtroom | DNA | NA | NA | DNA | DNA | DNA | Electric | DNA | NA | NA | \Classifications\Building System Class\D10-Conveyance Systems\D1010 - Elevator\Wheelchair Lift - WCL | 1010316
43-A1 | 43-A1 Hall of Justice (East) | 43-A1-D1013-310-WCL18 | Wheelchair Lift - WCL18-non-op | American Star Chair Corp. | A0490 IL 089 75381LA | DNA | OM00004879 | "none" | FLoor 3, courtroom | DNA | NA | NA | DNA | DNA | DNA | Electric | DNA | NA | NA | \Classifications\Building System Class\D10-Conveyance Systems\D1010 - Elevator\Wheelchair Lift - WCL | 1010317
43-A1 | 43-A1 Hall of Justice (East) | 43-A1-D3031-130-CLR03 | Chiller,Water Cooled - CLR03 Replaces retired asset 43-A1-D3035-130-CLR01 | MULTISTACK | DNA | MS80T 1 H2W3-R134A | OM00028629 | DNA | Floor 7 Chiller Room |  |  | R-134a | NA | 460 | 96 | ELECTRIC | 3 |  |  | \Classifications\Building System Class\D30-HVAC Systems\D3030 - Cooling SYS\Chiller, Water Cooled - CLR | 1011556
43-A1 | 43-A1 Hall of Justice (East) | 43-A1-D3031-130-CLR04 | Chiller,Water Cooled - CLR04 | MULTISTACK | DNA | MS80T 1 H2W3-R134A | OM00028630 | DNA | Floor 7 Chiller Room |  |  | R-134a | NA | 460 | 96 | ELECTRIC | 3 |  |  | \Classifications\Building System Class\D30-HVAC Systems\D3030 - Cooling SYS\Chiller, Water Cooled - CLR | 1011557
43-A1 | 43-A1 Hall of Justice (East) | 43-A1-D3020-100-HET03 | Deaerator Tank - DTK03 | Extrol | 89-17992 | AX-40 SG | OM00020929 |  | By door to roof | NA | NA | NA | NA | NA | NA | NA | NA | NA | NA | \Classifications\Building System Class\D30-HVAC Systems\D3020 - Heat SYS\Heater Water Expansion Tank - HET | 1013591
43-A1 | 43-A1 Hall of Justice (East) | 43-A1-D3044-125-PHW03 | Hot Water Pump, Boiler - PHW03 | Bell & Gossett | PH009094 A | 3X7 5.125 BF | OM00028635 | HWP-1 | Boiler Room | NA | NA | NA | 1.5 | 230/460 | 4.4/2.2 | electric | 3 | NA | NA | \Classifications\Building System Class\D30-HVAC Systems\D3040 - Distribution SYS\Hot Water Pump - PHW | 1013592
43-A1 | 43-A1 Hall of Justice (East) | 43-A1-D3044-125-PHW04 | Hot Water Pump, Boiler - PHW04 | Bell & Gossett | PH009094 B | 3X7 5.125 BF | OM00028631 | HWP-2 | Boiler Room | NA | NA | NA | 1.5 | 230/460 | 4.4/2.2 | electric | 3 | NA | NA | \Classifications\Building System Class\D30-HVAC Systems\D3040 - Distribution SYS\Hot Water Pump - PHW | 1013593
43-A1 | 43-A1 Hall of Justice (East) | 43-A1-D3021-130-BLR03 | Boiler,Hot Water,Oil/Gas/Comb. - BLR03 | Patterson-Kelley | FY36-10-34889 | N1500 MFD | OM00032368 |  | Boiler Room | NA | NA | NA | NA | 240 | 12 | Natural gas | 1 | 1500000 | 1275000 | \Classifications\Building System Class\D30-HVAC Systems\D3020 - Heat SYS\Boiler,Hot Water,Oil/Gas/Comb. - BLR | 1013594
43-A1 | 43-A1 Hall of Justice (East) | 43-A1-D3021-130-BLR04 | Boiler,Hot Water,Oil/Gas/Comb. - BLR04 | Patterson-Kelley | FY39-10-34939 | N1500 MFD | OM00032369 |  | Boiler Room | NA | NA | NA | NA | 240 | 12 | Natural Gas | 1 | 1500000 | 1275000 | \Classifications\Building System Class\D30-HVAC Systems\D3020 - Heat SYS\Boiler,Hot Water,Oil/Gas/Comb. - BLR | 1013595
43-A1 | 43-A1 Hall of Justice (East) | 43-A1-D3030-310-CTF01 | Cooling Tower Sand Filter - CTF01 | Lakos | 92688-001 | TCI-0100-CMBV | OM00028646 |  | By cooling tower | NA | NA | NA | 5 | 208-230/460 | 14.5-13.1/6.55 | electric | 3 | NA | NA | \Classifications\Building System Class\D30-HVAC Systems\D3030 - Cooling SYS\Cooling Tower Filter - CTF | 1013596
43-A1 | 43-A1 Hall of Justice (East) | 43-A1-D3042-220-EFN05 | Exhaust Fan (over 5hp)- EFN05 | Trane | L89J03157 | 24B-9-1HC | OM00032364 |  | Outside exhaust fan room | NA | NA | NA | 1.5 | 208-230/460 | 4.6-4.2/2.1 | electric | 3 | NA | NA | \Classifications\Building System Class\D30-HVAC Systems\D3040 - Distribution SYS\Supply/Exhaust/Return fans- FAN | 1013597
43-A1 | 43-A1 Hall of Justice (East) | 43-A1-D4022-210-JPM01 | Jockey Pump - JPM01 | Grundfos | F190 | 556861-373 | OM00032365 |  | Fire Pump Room | NA | NA | NA | 2 | 230/460 | 5.6/2.8 | electric | DNA | NA | NA | \Classifications\Building System Class\D40-Fire Protection SYS\D4020 - Stand Pipe\Jockey Pump - JPM | 1013598
43-A1 | 43-A1 Hall of Justice (East) | 43-A1-D2023-100-BFP04 | Backflow Preventer - BFP04 Domestic Water Supply | Febco | N0610170656 | 880VRP | OM00018999 | Acct#: 8351610000 Meter#: 98821636/9881637 | Outside | NA | NA | NA | NA | NA | NA | NA | NA | NA | NA | \Classifications\Building System Class\D20-Plumbing\D2020 - Domestic Water\Backflow Preventer - BFP | 1016852
43-A1 | 43-A1 Hall of Justice (East) | 43-A1-D2023-100-BFP05 | Backflow Preventer - BFP05 Domestic Water Supply | Febco | N0611210143 | 880VRP | OM00019000 | Acct#: 8351610000 Meter#: 98821636/9881637 | Outside | NA | NA | NA | NA | NA | NA | NA | NA | NA | NA | \Classifications\Building System Class\D20-Plumbing\D2020 - Domestic Water\Backflow Preventer - BFP | 1016853
43-A1 | 43-A1 Hall of Justice (East) | 43-A1-C1020-110-FRD01 | Fire Doors Sliding (Fire Curtain) - FRD01 | Atlas | DNA | DNA | OM00019401 |  | Basement Generator Room | NA | NA | NA | NA | NA | DNA | Electric |  |  |  | \Classifications\Building System Class\C10-General Building Interior\C1020 - Fire Doors\Fire Doors - FRD | 1017892
43-A1 | 43-A1 Hall of Justice (East) | 43-A1-C1020-110-FRD02 | Fire Doors Sliding (Fire Curtain) - FRD02 | Atlas | DNA | DNA | OM00019400 |  | Basement Generator Room | NA | NA | NA | NA | 120 | DNA | Electric | 1 |  |  | \Classifications\Building System Class\C10-General Building Interior\C1020 - Fire Doors\Fire Doors - FRD | 1017893
43-A1 | 43-A1 Hall of Justice (East) | 43-A1-C1020-110-FRD03 | Fire Doors Sliding (Fire Curtain) - FRD03 | Atlas | 440899 | DNA | OM00019402 |  | Basement WS#2 Dept 23 | NA | NA | NA | NA | 120 | DNA | Electric | 1 |  |  | \Classifications\Building System Class\C10-General Building Interior\C1020 - Fire Doors\Fire Doors - FRD | 1017894
43-A1 | 43-A1 Hall of Justice (East) | 43-A1-C1020-110-FRD04 | Fire Doors Sliding (Fire Curtain) - FRD04 | Atlas | 440900 | DNA | OM00019403 |  | Basement WS#3 Dept 24 | NA | NA | NA | NA | 120 | DNA | Electric | 1 |  |  | \Classifications\Building System Class\C10-General Building Interior\C1020 - Fire Doors\Fire Doors - FRD | 1017895
43-A1 | 43-A1 Hall of Justice (East) | 43-A1-C1020-110-FRD05 | Fire Doors Sliding (Fire Curtain) - FRD05 | Atlas | 001490 | DNA | OM00019404 |  | Floor 1 Lobby Stairwell | NA | NA | NA | NA | 120 | DNA |  | 1 |  |  | \Classifications\Building System Class\C10-General Building Interior\C1020 - Fire Doors\Fire Doors - FRD | 1017896
43-A1 | 43-A1 Hall of Justice (East) | 43-A1-C1020-110-FRD06 | Fire Doors Sliding (Fire Curtain) - FRD06 | Atlas | DNA | DNA | OM00019405 |  | Floor 1 Lobby Clerks Area | NA | NA | NA | NA | 120 | DNA | Electric | 1 |  |  | \Classifications\Building System Class\C10-General Building Interior\C1020 - Fire Doors\Fire Doors - FRD | 1017897
43-A1 | 43-A1 Hall of Justice (East) | 43-A1-C1020-110-FRD07 | Fire Doors Sliding (Fire Curtain) - FRD07 | Atlas | DNA | DNA | OM00019406 |  | Floor 1 Lobby Clerks Area | NA | NA | NA | NA | 120 | DNA | Electric | 1 |  |  | \Classifications\Building System Class\C10-General Building Interior\C1020 - Fire Doors\Fire Doors - FRD | 1017898
43-A1 | 43-A1 Hall of Justice (East) | 43-A1-C1020-110-FRD08 | Fire Doors Sliding (Fire Curtain) - FRD08 | Atlas | 440808 | DNA | OM00019407 |  | Floor 1 Lobby Clerks Area | NA | NA | NA | NA | 120 | DNA | Electric | 1 |  |  | \Classifications\Building System Class\C10-General Building Interior\C1020 - Fire Doors\Fire Doors - FRD | 1017899
43-A1 | 43-A1 Hall of Justice (East) | 43-A1-C1020-110-FRD09 | Fire Doors Sliding (Fire Curtain) - FRD09 | Atlas | DNA | DNA | OM00019408 |  | Floor 1 Lobby Clerks Area | NA | NA | NA | NA | 120 | DNA | Electric | 1 |  |  | \Classifications\Building System Class\C10-General Building Interior\C1020 - Fire Doors\Fire Doors - FRD | 1017900
43-A1 | 43-A1 Hall of Justice (East) | 43-A1-C1020-110-FRD12 | Fire Doors Sliding (Fire Curtain) - FRD12 | Atlas | 437589 | DNA | OM00019411 |  | Floor 2 Lobby Jury Check-In | NA | NA | NA | NA | NA | DNA | Electric |  |  |  | \Classifications\Building System Class\C10-General Building Interior\C1020 - Fire Doors\Fire Doors - FRD | 1017903
43-A1 | 43-A1 Hall of Justice (East) | 43-A1-C1020-110-FRD10 | Fire Doors Sliding (Fire Curtain) - FRD10 | Atlas | 237590 | DNA | OM00019409 |  | Floor 2 Lobby Interpreters Area | NA | NA | NA | NA | 120 | DNA | Electric | 1 |  |  | \Classifications\Building System Class\C10-General Building Interior\C1020 - Fire Doors\Fire Doors - FRD | 1017901
43-A1 | 43-A1 Hall of Justice (East) | 43-A1-C1020-110-FRD11 | Fire Doors Sliding (Fire Curtain) - FRD11 | Atlas | 440811 | DNA | OM00019410 |  | Floor 2 Lobby Interpreters Area | NA | NA | NA | NA | NA | DNA | Electric |  |  |  | \Classifications\Building System Class\C10-General Building Interior\C1020 - Fire Doors\Fire Doors - FRD | 1017902
43-A1 | 43-A1 Hall of Justice (East) | 43-A1-C1020-110-FRD13 | Fire Doors Sliding (Fire Curtain) - FRD13 | Atlas | 440910 | DNA | OM00019412 |  | Floor 2 Lobby Jury Check-In | NA | NA | NA | NA | NA | DNA | Electric |  |  |  | \Classifications\Building System Class\C10-General Building Interior\C1020 - Fire Doors\Fire Doors - FRD | 1017904
43-A1 | 43-A1 Hall of Justice (East) | 43-A1-C1020-110-FRD15 | Fire Doors Sliding (Fire Curtain) - FRD15 | Atlas | 440897 | DNA | OM00019414 |  | Floor 2 Dept 26 Holding Area | NA | NA | NA | NA | NA | DNA | Electric |  |  |  | \Classifications\Building System Class\C10-General Building Interior\C1020 - Fire Doors\Fire Doors - FRD | 1017906
43-A1 | 43-A1 Hall of Justice (East) | 43-A1-C1020-110-FRD16 | Fire Doors Sliding (Fire Curtain) - FRD16 | Atlas | DNA | DNA | OM00019415 |  | Floor 3 Dept 27 Holding Area | NA | NA | NA | NA | NA | DNA | Electric |  |  |  | \Classifications\Building System Class\C10-General Building Interior\C1020 - Fire Doors\Fire Doors - FRD | 1017907
43-A1 | 43-A1 Hall of Justice (East) | 43-A1-C1020-110-FRD14 | Fire Doors Sliding (Fire Curtain) - FRD14 | Atlas | 440810 | DNA | OM00019413 |  | Floor 2 Lobby Jury Check-In | NA | NA | NA | NA | NA | DNA | Electric |  |  |  | \Classifications\Building System Class\C10-General Building Interior\C1020 - Fire Doors\Fire Doors - FRD | 1017905
43-A1 | 43-A1 Hall of Justice (East) | 43-A1-C1020-110-FRD17 | Fire Doors Sliding (Fire Curtain) - FRD17 | Atlas | 40892 | DNA | OM00019416 |  | Floor 3 Dept 28 Holding Area | NA | NA | NA | NA | NA | DNA | Electric |  |  |  | \Classifications\Building System Class\C10-General Building Interior\C1020 - Fire Doors\Fire Doors - FRD | 1017908
43-A1 | 43-A1 Hall of Justice (East) | 43-A1-C1020-110-FRD19 | Fire Doors Sliding (Fire Curtain) - FRD19 | Atlas | 440901 | DNA | OM00019466 |  |  | NA | NA | NA | NA | NA | DNA | Electric |  |  |  | \Classifications\Building System Class\C10-General Building Interior\C1020 - Fire Doors\Fire Doors - FRD | 1017910
43-A1 | 43-A1 Hall of Justice (East) | 43-A1-C1020-110-FRD20 | Fire Doors Sliding (Fire Curtain) - FRD20 | Atlas | 440889 | DNA | OM00019467 |  | Floor 4 Dept 31 Holding Area | NA | NA | NA | NA | NA | DNA | Electric |  |  |  | \Classifications\Building System Class\C10-General Building Interior\C1020 - Fire Doors\Fire Doors - FRD | 1017911
43-A1 | 43-A1 Hall of Justice (East) | 43-A1-C1020-110-FRD22 | Fire Doors Sliding (Fire Curtain) - FRD22 | Atlas | 440890 | DNA | OM00019469 |  | Floor 4 Dept 33 Holding Area | NA | NA | NA | NA | NA | DNA | Electric |  |  |  | \Classifications\Building System Class\C10-General Building Interior\C1020 - Fire Doors\Fire Doors - FRD | 1017913
43-A1 | 43-A1 Hall of Justice (East) | 43-A1-C1020-110-FRD18 | Fire Doors Sliding (Fire Curtain) - FRD18 | Atlas | 440893 | DNA | OM00019465 |  |  | NA | NA | NA | NA | NA | DNA | Electric |  |  |  | \Classifications\Building System Class\C10-General Building Interior\C1020 - Fire Doors\Fire Doors - FRD | 1017909
43-A1 | 43-A1 Hall of Justice (East) | 43-A1-C1020-110-FRD21 | Fire Doors Sliding (Fire Curtain) - FRD21 | Atlas | 440887 | DNA | OM00019468 |  | Floor 4 Dept 21 Holding Area | NA | NA | NA | NA | NA | DNA | Electric |  |  |  | \Classifications\Building System Class\C10-General Building Interior\C1020 - Fire Doors\Fire Doors - FRD | 1017912
43-A1 | 43-A1 Hall of Justice (East) | 43-A1-C1020-110-FRD23 | Fire Doors Sliding (Fire Curtain) - FRD23 | Atlas | 440888 | NA | OM00019470 |  | Floor 5 Dept 34 Holding Area | NA | NA | NA | NA | DNA | DNA | Electric | DNA | NA | NA | \Classifications\Building System Class\C10-General Building Interior\C1020 - Fire Doors\Fire Doors - FRD | 1017914
43-A1 | 43-A1 Hall of Justice (East) | 43-A1-C1020-110-FRD24 | Fire Doors Sliding (Fire Curtain) - FRD24 | Atlas | 440894 | NA | OM00019471 |  | Floor 5 Dept 35 Holding Area | NA | NA | NA | NA | NA | DNA | Electric |  |  |  | \Classifications\Building System Class\C10-General Building Interior\C1020 - Fire Doors\Fire Doors - FRD | 1017915
43-A1 | 43-A1 Hall of Justice (East) | 43-A1-C1020-110-FRD25 | Fire Doors Sliding (Fire Curtain) - FRD25 | Atlas | 440909 | DNA | OM00019472 |  | Floor 5 Dept 36 Holding Area | NA | NA | NA | NA | DNA | DNA | DNA | DNA | NA | NA | \Classifications\Building System Class\C10-General Building Interior\C1020 - Fire Doors\Fire Doors - FRD | 1017916
43-A1 | 43-A1 Hall of Justice (East) | 43-A1-C1020-110-FRD26 | Fire Doors Sliding (Fire Curtain) - FRD26 | Atlas | DNA | DNA | OM00019473 |  | Floor 5 Dept 37 Holding Area | NA | NA | NA | NA | NA | DNA | Electric | DNA | NA | NA | \Classifications\Building System Class\C10-General Building Interior\C1020 - Fire Doors\Fire Doors - FRD | 1017917
43-A1 | 43-A1 Hall of Justice (East) | 43-A1-C1020-110-FRD27 | Fire Doors Sliding (Fire Curtain) - FRD27 | Atlas | 440898 | DNA | OM00019474 |  | Floor 6 Dept 38 Holding Area | NA | NA | NA | NA | DNA | DNA | Electric | DNA | NA | NA | \Classifications\Building System Class\C10-General Building Interior\C1020 - Fire Doors\Fire Doors - FRD | 1017918
43-A1 | 43-A1 Hall of Justice (East) | 43-A1-C1020-110-FRD28 | Fire Doors Sliding (Fire Curtain) - FRD28 | Atlas | 440902 | DNA | OM00019475 |  | Floor 6 Dept 39 Holding Area | NA | NA | NA | NA | DNA | DNA | Electric | DNA | NA | NA | \Classifications\Building System Class\C10-General Building Interior\C1020 - Fire Doors\Fire Doors - FRD | 1017919
43-A1 | 43-A1 Hall of Justice (East) | 43-A1-C1020-110-FRD29 | Fire Doors Sliding (Fire Curtain) - FRD29 | Atlas | 440908 | DNA | OM00019476 |  | Floor 6 Dept 40 Holding Area | NA | NA | NA | NA | DNA | DNA | Electric | DNA | NA | NA | \Classifications\Building System Class\C10-General Building Interior\C1020 - Fire Doors\Fire Doors - FRD | 1017920
43-A1 | 43-A1 Hall of Justice (East) | 43-A1-D2022-260-HWG03 | Domestic Water Heater, Gas - HWG03 | Bradford White | LB33924088 | Eco-Magnum/UCG100H2703N | OM00019386 |  | Boiler Room | NA | NA | NA | NA | NA | NA | Gas | NA | 270,000 | DNA | \Classifications\Building System Class\D20-Plumbing\D2020 - Domestic Water\Domestic Water Heater, Gas - HWG | 1019264
43-A1 | 43-A1 Hall of Justice (East) | 43-A1-D3050-310-HPU08 | Heat Pump, Air Cooled - HPU08 | Bard | 121004-COON | 36WA | OM00032363 |  | Roof By Cooling Tower | NA | NA | NA | DNA | DNA | DNA | Electric | DNA | NA | NA | \Classifications\Building System Class\D30-HVAC Systems\D3050 - Package SYS\Heat Pump,Air Cooled - HPU | 1019544
43-A1 | 43-A1 Hall of Justice (East) | 43-A1-D5092-250-EML01 | Lighting, Emergency And Exit - EML01 | NA | NA | NA | OM00043646 |  | Throughout Building | NA | NA | NA | NA | NA | NA | Electric | 3 | NA | NA | \Classifications\Building System Class\D50-Electrical SYS\D5090 - Elec SYS\Emergency And Exit Lighting - EML | 1020287
43-A1 | 43-A1 Hall of Justice (East) | 43-A1-D3031-100-PCH05 | Pump, Chilled Water - PCH05 | PACO | 00C1129 | VM80-Z | OM00042114 |  | Basement Fire Pump Room 058 | NA | NA | NA | 7.5 | 480 | 9 | Electric | 3 | NA | NA | \Classifications\Building System Class\D30-HVAC Systems\D3030 - Cooling SYS\Chilled Water Pump - PCH | 1020304
43-A2 | 43-A2 Hall of Justice (West) | 43-A2-D2018-100-DKF01 | Drinking Fountain DKF01 | Haws | 16580894 | HCBF-7 | OM00018781 |  | File room 2 | NA | NA | R-22 | 1/5 hp | 115 | 3.5 | Electric | 1 | NA | NA | \Classifications\Building System Class\D20-Plumbing\D2010 - Plumb Fix\Drink Fountain (Refr Indvl Wtrcooler) - DKF | EQ-1004664
43-A2 | 43-A2 Hall of Justice (West) | 43-A2-D2018-100-DKF03 | Drinking Fountain DKF03 | Haws | DNA | DNA | OM00018782 |  | Lobby | NA | NA | NA | DNA | DNA | DNA | DNA | DNA | NA | NA | \Classifications\Building System Class\D20-Plumbing\D2010 - Plumb Fix\Drink Fountain (Refr Indvl Wtrcooler) - DKF | EQ-1004736
43-A2 | 43-A2 Hall of Justice (West) | 43-A2-D2040-100-PSU01 | Sump Pump (Basement)- PSU01 | U.S Electrical Motors | DNA | F053/S065100R0F | OM00018791 | DNA | Basement File Room | NA | NA | NA | 1.5 | 230/460 | 5.8 | Electric | 3 | NA | NA | \Classifications\Building System Class\D20-Plumbing\D2040 - Rain Drain\Sump Pump - PSU | EQ-1004738
43-A2 | 43-A2 Hall of Justice (West) | 43-A2-D2030-410-PMS05 | Pump (for basement ) | US Electric | DNA | F053/5065100R050F | OM00018796 |  | Basement, Pump for Basement | NA | NA | NA | 1.5 | 230/460 | 5.8 | Electric | 3 | NA | NA | \Classifications\Building System Class\D20-Plumbing\D2030 - Sani Waste\Sewage Ejector Pump - PMS | EQ-1004739
43-A2 | 43-A2 Hall of Justice (West) | 43-A2-D2022-260-HWG01 | Hot Water Heater - HWG | Bell and Gossett | 189034 | C11 | OM00018793 |  | Roof Boiler Room | NA | NA | NA | 1 | 115/230 | DNA | Electric | DNA | NA | NA | \Classifications\Building System Class\D20-Plumbing\D2020 - Domestic Water\Domestic Water Heater, Gas - HWG | EQ-1004740
43-A2 | 43-A2 Hall of Justice (West) | 43-A2-D3050-250-ACU03 | Air Conditioning,Split System - ACU03 | Sanyo | 107393 | C1812 | OM00018802 | DNA | Outside-West Bldg. | NA | NA | R-22 | DNA | 208/230 | 8.4/9.0 | Electric | 1 | NA | NA | \Classifications\Building System Class\D30-HVAC Systems\D3050 - Package SYS\Air Conditioning,Split System - ACU | EQ-1004745
43-A2 | 43-A2 Hall of Justice (West) | 43-A2-D3050-310-HPU01 | Heat Pump, Air Cooled - HPU01 | Trane | D19196983 | BWE120C400MC | OM00020054 | DNA | Outside-West Bldg. | NA | NA | R-22 | DNA | 208/230 | 25 | Electric | 3 | NA | NA | \Classifications\Building System Class\D30-HVAC Systems\D3050 - Package SYS\Heat Pump,Air Cooled - HPU | EQ-1004747
43-A2 | 43-A2 Hall of Justice (West) | 43-A2-D3042-210-FAN01 | Exhaust Fan #1 - FAN01 | DNA | DNA | DNA | OM00018805 | DNA | Roof | NA | NA | NA | DNA | DNA | DNA | Electric | DNA | NA | NA | \Classifications\Building System Class\D30-HVAC Systems\D3040 - Distribution SYS\Fan,Axial - FAN | EQ-1004748
43-A2 | 43-A2 Hall of Justice (West) | 43-A2-D3042-210-FAN02 | Exhaust Fan #2 - FAN02 | DNA | DNA | DNA | OM00018806 | DNA | Roof | NA | NA | NA | DNA | DNA | DNA | Electric | DNA | NA | NA | \Classifications\Building System Class\D30-HVAC Systems\D3040 - Distribution SYS\Fan,Axial - FAN | EQ-1004749
43-A2 | 43-A2 Hall of Justice (West) | 43-A2-D3042-210-FAN03 | Exhaust Fan #3 - FAN03 | DNA | DNA | DNA | OM00018807 | DNA | Roof | NA | NA | NA | DNA | DNA | DNA | Electric | DNA | NA | NA | \Classifications\Building System Class\D30-HVAC Systems\D3040 - Distribution SYS\Fan,Axial - FAN | EQ-1004750
43-A2 | 43-A2 Hall of Justice (West) | 43-A2-D3042-210-FAN04 | Exhaust Fan #4 - FAN04 | DNA | DNA | DNA | OM00018808 | DNA | Roof | NA | NA | NA | DNA | DNA | DNA | Electric | DNA | NA | NA | \Classifications\Building System Class\D30-HVAC Systems\D3040 - Distribution SYS\Fan,Axial - FAN | EQ-1004751
43-A2 | 43-A2 Hall of Justice (West) | 43-A2-D3042-210-FAN05 | Exhaust Fan #5 - FAN05 | DNA | DNA | DNA | OM00018809 | DNA | Roof | NA | NA | NA | DNA | DNA | DNA | Electric | DNA | NA | NA | \Classifications\Building System Class\D30-HVAC Systems\D3040 - Distribution SYS\Fan,Axial - FAN | EQ-1004752
43-A2 | 43-A2 Hall of Justice (West) | 43-A2-D3042-210-FAN06 | Exhaust Fan #6 - FAN06 | DNA | DNA | DNA | OM00018810 | DNA | Roof | NA | NA | NA | DNA | DNA | DNA | Electric | DNA | NA | NA | \Classifications\Building System Class\D30-HVAC Systems\D3040 - Distribution SYS\Fan,Axial - FAN | EQ-1004753
43-A2 | 43-A2 Hall of Justice (West) | 43-A2-D3042-210-FAN07 | Exhaust Fan #7 - FAN07 | DNA | DNA | DNA | OM00018811 | DNA | Roof | NA | NA | NA | DNA | DNA | DNA | Electric | DNA | NA | NA | \Classifications\Building System Class\D30-HVAC Systems\D3040 - Distribution SYS\Fan,Axial - FAN | EQ-1004754
43-A2 | 43-A2 Hall of Justice (West) | 43-A2-D3042-210-FAN08 | Exhaust Fan #8 - FAN08 | Loren Cook Company | NA | 100W15DH | OM00018812 | DNA | south side of building - roof | NA | NA | NA | DNA | 115 | DNA | Electric | 1 | NA | NA | \Classifications\Building System Class\D30-HVAC Systems\D3040 - Distribution SYS\Fan,Axial - FAN | EQ-1004755
43-A2 | 43-A2 Hall of Justice (West) | 43-A2-D2030-410-PMS01 | Pump Ejector Sewage - PMS01 | Hydromatic Pumps | P261 | 40MP | OM00018787 | DNA | Sewage Pump rm | NA | NA | NA | 2 | 208-230/460 | 7.0/3.5 | Electric | 3 | NA | NA | \Classifications\Building System Class\D20-Plumbing\D2030 - Sani Waste\Sewage Ejector Pump - PMS | EQ-1004758
43-A2 | 43-A2 Hall of Justice (West) | 43-A2-D2030-410-PMS02 | Pump Ejector Sewage - PMS02 | Hydromatic Pumps | P261 | 40MP | OM00018788 | DNA | Basement Sewage Pump rm | NA | NA | NA | 2 | 208-230/460 | 7.0/3.5 | Electric | 3 | NA | NA | \Classifications\Building System Class\D20-Plumbing\D2030 - Sani Waste\Sewage Ejector Pump - PMS | EQ-1004759
43-A2 | 43-A2 Hall of Justice (West) | 43-A2-D2030-410-PMS04 | Pump Ejector Sewage - PMS04 | Hydromatic Pumps | P261 | 40MP | OM00018789 | DNA | Basement Pump 1-A | NA | NA | NA | 2 | 208-230/460 | 7.0/3.5 | Electric | 3 | NA | NA | \Classifications\Building System Class\D20-Plumbing\D2030 - Sani Waste\Sewage Ejector Pump - PMS | EQ-1004761
43-A2 | 43-A2 Hall of Justice (West) | 43-A2-D4031-100-FEX35 | Fire Extinguisher - FEX35 | NA | NA | ABC | OM00020083 |  | Various | NA | NA | NA | NA | NA | NA | NA | NA | NA | NA | \Classifications\Building System Class\D40-Fire Protection SYS\D4030 - FIRE SPEC\Fire Extinguisher - FEX | EQ-1005022
43-A2 | 43-A2 Hall of Justice (West) | 43-A2-B2010-100-BLD01 | Building Structure BLD01 | NA | NA | NA | OM00043574 | CUPA PT0478813 | NA | NA | NA | NA | NA | NA | NA | NA | NA | NA | NA | \Classifications\Building System Class\B20-General Building Exterior\B2010 - Exterior Walls\Building - BLD | EQ-1007372
43-A2 | 43-A2 Hall of Justice (West) | 43-A2-B3010-100-RUF01 | Roof - RUF01 | NA | NA | NA | OM00043573 |  | Roof | NA | NA | NA | NA | NA | NA | NA | NA | NA | NA | \Classifications\Building System Class\B30-Roofing\B3010 - Roof Types\Roof - RUF | EQ-1007549
43-A2 | 43-A2 Hall of Justice (West) | 43-A2-D5010-234-ATS02 | Automatic Transfer Switch - ATS02 | Asco Automatic Switch Co. | 990173 | E940340097XC | OM00018865 |  | generator room | NA | NA | NA | NA | 480/277 | 600 | Electric | DNA | NA | NA | \Classifications\Building System Class\D50-Electrical SYS\D5010 - Elec Service & Dist\Automatic Transfer Switch - ATS | 1008895
43-A2 | 43-A2 Hall of Justice (West) | 43-A2-D1010-100-ELE01 | Elevator,Electric,Pass/Freight - ELE01 | ThyssenKrupp | 13AH00219 | ThyssenKrupp / 5001CB004 . TGL2-3535-HU | OM00043577 | State ID# 050181¦ Passenger #1 | Roof elevator penthouse | NA | NA | NA | 22.7 | 300 | 42 | Electric | 3 | NA | NA | \Classifications\Building System Class\D10-Conveyance Systems\D1010 - Elevator\Elevator,Electric,Pass/Freight - ELE | 1008909
43-A2 | 43-A2 Hall of Justice (West) | 43-A2-D1010-100-ELE02 | Elevator,Electric,Pass/Freight - ELE02 | Montgomery Elevator Company | C24317 | 208E | OM00018873 | State ID# 097041¦ SWLIFT | Roof elevator penthouse | NA | NA | NA | 40 | 240 | 137 | Electric | 1 | NA | NA | \Classifications\Building System Class\D10-Conveyance Systems\D1010 - Elevator\Elevator,Electric,Pass/Freight - ELE | 1008910
43-A2 | 43-A2 Hall of Justice (West) | 43-A2-D1010-100-ELE03 | Elevator,Electric,Pass/Freight - ELE03 | ThyssenKrupp | 13AH00202 | ThyssenKrupp / 5001CB004 . TGL2-3535-HU | OM00043576OM00020082 | State ID# 049547 | file room | NA | NA | NA | 40 | 240 | 137 | Electric | 1 | NA | NA | \Classifications\Building System Class\D10-Conveyance Systems\D1010 - Elevator\Elevator,Electric,Pass/Freight - ELE | 1008911
43-A2 | 43-A2 Hall of Justice (West) | 43-A2-D2017-100-SHW02 | Eye Washes & Emergency Showers - SHW02 | Haws | DNA | DNA | OM00019065 | DNA | Roof chiller room | NA | NA | NA | NA | NA | NA | NA | NA | NA | NA | \Classifications\Building System Class\D20-Plumbing\D2010 - Plumb Fix\Showers - SHW | 1008912
43-A2 | 43-A2 Hall of Justice (West) | 43-A2-D2040-100-PSU02 | Sump Pump - PSU02 | Little Giant Pump Co. | DNA | F053/S065100R0F | OM00020953 | DNA | NW building corner | NA | NA | NA | 1.5 | 230/460 | 5.8 | Electric | 3 | NA | NA | \Classifications\Building System Class\D20-Plumbing\D2040 - Rain Drain\Sump Pump - PSU | 1008914
43-A2 | 43-A2 Hall of Justice (West) | 43-A2-D3041-110-AHU01 | Air Handling Unit - AHU01 | McIntyre | 4424-1 | WTH-1836 | OM00028645 | DNA | fan room | NA | 24x24x2 (9) | NA | 5 | 460 | 27.4 | Electric | 3 | NA | NA | \Classifications\Building System Class\D30-HVAC Systems\D3040 - Distribution SYS\Air Handling Unit - AHU | 1008917
43-A2 | 43-A2 Hall of Justice (West) | 43-A2-D3041-110-AHU02 | Air Handling Unit - AHU02 | McIntyre | 4424-2 | WTH-1836 | OM00028644 | DNA | Floor 2 - Rm 211- fan room | NA | 24x24x2 (9) | NA | 5 | 460 | 27.4 | Electric | 3 | NA | NA | \Classifications\Building System Class\D30-HVAC Systems\D3040 - Distribution SYS\Air Handling Unit - AHU | 1008918
43-A2 | 43-A2 Hall of Justice (West) | 43-A2-D3041-110-AHU03 | Air Handling Unit - AHU03 | McIntyre | 4424-3 | WTH-1836 | OM00028643 | DNA | Floor 3 -311 -fan room | NA | 24x24x2 (9) | NA | 5 | 460 | 27.4 | Electric | 3 | NA | NA | \Classifications\Building System Class\D30-HVAC Systems\D3040 - Distribution SYS\Air Handling Unit - AHU | 1008919
43-A2 | 43-A2 Hall of Justice (West) | 43-A2-D3041-110-AHU04 | Air Handling Unit - AHU04 | McIntyre | 4424-4 | WTH-1836 | OM00028642 | DNA | Floor 4- 411 - fan room | NA | 24x24x2 (9) | NA | 5 | 460 | 27.4 | Electric | 3 | NA | NA | \Classifications\Building System Class\D30-HVAC Systems\D3040 - Distribution SYS\Air Handling Unit - AHU | 1008920
43-A2 | 43-A2 Hall of Justice (West) | 43-A2-D3068-100-BAS01 | Building Automation System - BAS01 | Andover Controls | 360192 | CX9200 | OM00043564 | DNA | Floor 1 Engineers Office | NA | NA | NA | NA | 120 | 5 | Electric | 1 | NA | NA | \Classifications\Building System Class\D30-HVAC Systems\D3060 - Control & Inst Air\Building Automation System - BAS | 1008922
43-A2 | 43-A2 Hall of Justice (West) | 43-A2-D4010-150-FMS01 | System Extinguishing,Wet Pipe - FMS01 | Viking | DNA | DNA | OM00020936 |  | file room | NA | NA | NA | NA | NA | NA | NA | NA | NA | NA | \Classifications\Building System Class\D40-Fire Protection SYS\D4010 - Sprinkler SYS\Fire Systems, stand pipes - FMS | 1008923
43-A2 | 43-A2 Hall of Justice (West) | 43-A2-D4024-100-FHS16 | Other Stand Pipe and Hose Systems-FHS16 | Potter Roemer Inc. | DNA | CU60 | OM00019395 | DNA | Halls, Lobbies, Mech Room | NA | NA | NA | NA | NA | NA | NA | NA | NA | NA | \Classifications\Building System Class\D40-Fire Protection SYS\D4020 - Stand Pipe\Other Stand Pipe Hose Systems - FHS | 1008924
43-A2 | 43-A2 Hall of Justice (West) | 43-A2-D5011-240-TRN01 | Transformer - TRN01 | ITC | B2567 | 35543H3DA | OM00018800 |  | electrical room | NA | NA | NA | NA | 12,000 - 480Y/277 | DNA | Electric | 3 | NA | NA | \Classifications\Building System Class\D50-Electrical SYS\D5010 - Elec Service & Dist\Transformer - TRN | 1008925
43-A2 | 43-A2 Hall of Justice (West) | 43-A2-D3060-100-RDS01 | Refrigerant Leak Detection System - RDS01 | Bacharach | NU1021 | 3015-4200 | OM00020944 | DNA | Roof Chiller Room, 110 | NA | NA | NA | NA | 100-240 | DNA | Electric | 1 | NA | NA | \Classifications\Building System Class\D30-HVAC Systems\D3060 - Control & Inst Air\Refrigerant Leak Detection System - RDS | 1008926
43-A2 | 43-A2 Hall of Justice (West) | 43-A2-D5037-710-FAP01 | Fire Alarm Panel - FAP01 | Simplex | DNA | Simplex 4002 | OM00020942 | DNA | fire room | NA | NA | NA | NA | 110 | 12 | Electric | 1 | NA | NA | \Classifications\Building System Class\D50-Electrical SYS\D5030 - Comm & Security\Fire Alarm Panel - FAP | 1008927
43-A2 | 43-A2 Hall of Justice (West) | 43-A2-D3012-120-GMR01 | Gas Meter - GMR01 | American Meter Company | 3984 3441 | AL-1400 MAOP100PSI | OM00043566 |  | west side building | NA | NA | NA | NA | NA | NA | Gas | NA | NA | NA | \Classifications\Building System Class\D30-HVAC Systems\D3010 - Energy Supply\Gas Meter Readings - GMR | 1008931
43-A2 | 43-A2 Hall of Justice (West) | 43-A2-D2020-130-WMR01 | Water Meter Readings - WMR01 | DNA | DNA | DNA | OM00043575 |  | In North sidewalk | NA | NA | NA | NA | NA | NA | NA | NA | NA | NA | \Classifications\Building System Class\D20-Plumbing\D2020 - Domestic Water\Water Meter Readings - WMR | 1008932
43-A2 | 43-A2 Hall of Justice (West) | 43-A2-G2050-200-LSC01 | Landscaping - LSC01 | John Deere | DNA | DNA | OM00043571 |  | NW building corner | NA | NA | NA | NA | DNA | DNA | Electric | 1 | NA | NA | \Classifications\Building System Class\G20-Other Systems\G2050 - Landscaping\Landscaping - LSC | 1008933
43-A2 | 43-A2 Hall of Justice (West) | 43-A2-D5092-250-ELT07 | Exterior Lighting - ELT07 | DNA | DNA | DNA | OM00043570 | DNA | building perimeter, outside | NA | NA | NA | NA | DNA | DNA | Electric | DNA | NA | NA | \Classifications\Building System Class\D50-Electrical SYS\D5090 - Elec SYS\Exterior Lighting - ELT | 1008934
43-A2 | 43-A2 Hall of Justice (West) | 43-A2-G2049-300-HSC07 | Hardscape - HSC07 | DNA | DNA | DNA | OM00043572 | DNA | building perimeter, outside | NA | NA | NA | NA | NA | NA | NA | NA | NA | NA | \Classifications\Building System Class\G20-Other Systems\G2040 - Site Development\Hardscape - HSC | 1008935
43-A2 | 43-A2 Hall of Justice (West) | 43-A2-D2017-100-SHW01 | Eye Washes & Emergency Showers - SHW01 | Haws | DNA | DNA | OM00019064 | DNA | Roof outside chiller room | NA | NA | NA | NA | NA | NA | NA | NA | NA | NA | \Classifications\Building System Class\D20-Plumbing\D2010 - Plumb Fix\Showers - SHW | 1010263
43-A2 | 43-A2 Hall of Justice (West) | 43-A2-D3021-130-BLR02 | Boiler,Hot Water,Oil/Gas/Comb. 1 | Patterson-Kelley | FY27-09-33695 | M2000-MFD | OM00020947 |  | Roof Boiler Room | NA | NA | NA | DNA | 208 | 12 | Gas | 1 | 2,000,000 | 1,700,000 | \Classifications\Building System Class\D30-HVAC Systems\D3020 - Heat SYS\Boiler,Hot Water,Oil/Gas/Comb. - BLR | 1010300
43-A2 | 43-A2 Hall of Justice (West) | 43-A2-D3044-125-PHW03 | Hot Water Pump - PHW03 | Bell & Gossett | PH009089 | 2.5AB 5.375BF | OM00020987 |  | Chiller Room | NA | NA | NA | 1.5 | 460 | 2.2 | electric | 3 | NA | NA | \Classifications\Building System Class\D30-HVAC Systems\D3040 - Distribution SYS\Hot Water Pump - PHW | 1013600
43-A2 | 43-A2 Hall of Justice (West) | 43-A2-D2090-230-WIP02 | Agua Track Controller - ATC02 | Liquitron | DNA | DC 4000 | OM00032357 |  | Boiler Room | NA | NA | NA | NA | 110 | DNA | electric | 1 | NA | NA | \Classifications\Building System Class\D20-Plumbing\D2090 - Other Plumbing SYS\Water Treatment Inhibitor Pump - WIP | 1013602
43-A2 | 43-A2 Hall of Justice (West) | 43-A2-D3030-110-CTW02 | Cooling Tower | BAC | U110177903-01 | PT2-0412A-1H1 | OM00028638 |  | Cooling Tower | NA | NA | NA | DNA | DNA | DNA | electric | DNA | NA | NA | \Classifications\Building System Class\D30-HVAC Systems\D3030 - Cooling SYS\Cooling Tower - CTW | 1013603
43-A2 | 43-A2 Hall of Justice (West) | 43-A2-D3031-140-CLR02 | Chiller,Air Cooled - CLR02 | Multistack | DNA | MS80T1H2W3-R134A | OM00028637 |  | Chiller Room | NA | NA | R-134a | DNA | 460 | 96 | Electric | 3 | NA | NA | \Classifications\Building System Class\D30-HVAC Systems\D3030 - Cooling SYS\Chiller, Air Cooled - CLR | 1013604
43-A2 | 43-A2 Hall of Justice (West) | 43-A2-D3031-100-PCH03 | Chilled Water Pump - PCH03 | Bell & Gossett | PH009091-A | 3AC 6.75BF | OM00020985 |  | Chiller Room | NA | NA | NA | 5 | 480 | 6.6 | electric | 3 | NA | NA | \Classifications\Building System Class\D30-HVAC Systems\D3030 - Cooling SYS\Chilled Water Pump - PCH | 1013605
43-A2 | 43-A2 Hall of Justice (West) | 43-A2-D3031-100-PCH04 | Chilled Water Pump - PCH04 Cooling Tower | Bell & Gossett | PH009092 | 1531 3BC 8.625BF | OM00028640 |  | Near Cooling Tower | NA | NA | NA | 10 | 480 | 12 | electric | 3 | NA | NA | \Classifications\Building System Class\D30-HVAC Systems\D3030 - Cooling SYS\Chilled Water Pump - PCH | 1013606
43-A2 | 43-A2 Hall of Justice (West) | 43-A2-D3050-250-ACU04 | Air Conditioning,Split System - ACU04 | Mitsubishi Electric | 0001157T | MUY-GA24NA | OM00032358 |  | Outside-West Bldg. | NA | NA | R-410A | DNA | 208/230 | 12.8 | electric | 1 | NA | NA | \Classifications\Building System Class\D30-HVAC Systems\D3050 - Package SYS\Air Conditioning,Split System - ACU | 1013607
43-A2 | 43-A2 Hall of Justice (West) | 43-A2-D2023-100-BFP01 | Backflow Preventer - BFP01 Chiller | Febco | A11290 | 805YDC 3/4" | OM00032354 |  | Boiler room | NA | NA | NA | NA | NA | NA | NA | NA | NA | NA | \Classifications\Building System Class\D20-Plumbing\D2020 - Domestic Water\Backflow Preventer - BFP | 1013608
43-A2 | 43-A2 Hall of Justice (West) | 43-A2-D2030-410-PMS06 | Pump Ejector Sewage - PMS06 | Paco | S9106802-001003 JP | 51-47031-5552 | OM00018816 | DNA | Center basement | NA | NA | NA | 2 | 240 | 6.7 | Electric | 3 | NA | NA | \Classifications\Building System Class\D20-Plumbing\D2030 - Sani Waste\Sewage Ejector Pump - PMS | 1015406
43-A2 | 43-A2 Hall of Justice (West) | 43-A2-D5010-200-ESD01 | Switchgear | ITC |  | FU 50F Type 1 | OM00020941 |  | DNA | NA | NA | NA | NA | 12000 | 600 Supply/600 Section | Electric |  | NA | NA | \Classifications\Building System Class\D50-Electrical SYS\D5010 - Elec Service & Dist\Electical Service and Distribution - ESD | 1016015
43-A2 | 43-A2 Hall of Justice (West) | 43-A2-D2023-100-BFP04 | Backflow Preventer - BFP04 | Watts | 265428 | 009M3 FP 3/4"" | OM00019397 |  | Boiler Room | NA | NA | NA | NA | NA | NA | NA | NA | NA | NA | \Classifications\Building System Class\D20-Plumbing\D2020 - Domestic Water\Backflow Preventer - BFP | 1017631
43-A2 | 43-A2 Hall of Justice (West) | 43-A2-D2023-100-BFP05 | Backflow Preventer - BFP05 | Febco | AJ1299 | 805YB 3/4"" | OM00019398 |  | Boiler Room | NA | NA | NA | NA | NA | NA | NA | NA | NA | NA | \Classifications\Building System Class\D20-Plumbing\D2020 - Domestic Water\Backflow Preventer - BFP | 1017632
43-A2 | 43-A2 Hall of Justice (West) | 43-A2-D3042-220-EFN01 | Exhaust Fan - EFN01 | Wisconsin | NA | Inline | OM00019399 |  | Pump Room Tunnel | A 64 | NA | NA | 1 HP | 208 | DNA | Electric | DNA | NA | NA | \Classifications\Building System Class\D30-HVAC Systems\D3040 - Distribution SYS\Supply/Exhaust/Return fans- FAN | 1017633
43-A2 | 43-A2 Hall of Justice (West) | 43-A2-D5092-250-EML14 | Lighting, Emergency And Exit - EML14 | Lithonia | NA | 155XNW ELM2 LED M12 | OM00019396 |  | Building Interior | NA | NA | NA | NA | NA | NA | Electric | 1 | NA | NA | \Classifications\Building System Class\D50-Electrical SYS\D5090 - Elec SYS\Emergency And Exit Lighting - EML | 1018209
43-A2 | 43-A2 Hall of Justice (West) | 43-A2-D3050-210-PKU01 | Package Unit - PKU01 | BARD | 324JI43142931-02 | W60A2-A10 | OM00018833 |  | Penthouse/Roof | Direct Drive | NA | R-410A | 1/2 | 230 | 3.5 | Electric | 1 | DNA |  | \Classifications\Building System Class\D30-HVAC Systems\D3050 - Package SYS\Package Unit - PKU | 1018497
43-A2 | 43-A2 Hall of Justice (West) | 43-A2-D2022-260-HWG04 | Domestic Water Heater, Gas - HWG04 | Rheem | Q331440628 | Ruud / G50 - 65N | OM00019387 |  | Floor 5, Boiler Room | NA | NA | NA | DNA | DNA | DNA | Gas | DNA | 65000 |  | \Classifications\Building System Class\D20-Plumbing\D2020 - Domestic Water\Domestic Water Heater, Gas - HWG | 1019324
43-A2 | 43-A2 Hall of Justice (West) | 43-A2-D3044-125-PHW04 | Pump, Hot Water - PHW04 | Bell + Gosset | PH007146 | 603X5.254.75B | OM00020949 |  | Roof | NA | NA | NA | DNA | DNA | DNA | Electric | DNA | NA | NA | \Classifications\Building System Class\D30-HVAC Systems\D3040 - Distribution SYS\Hot Water Pump - PHW | 1019545
43-A2 | 43-A2 Hall of Justice (West) | 43-A2-D5037-710-FAP02 | Fire Alarm Panel - FAP02 | Simplex | DNA | 4100ES | OM00043578 |  | Basement Electrical Room | NA | NA | NA | NA | DNA | DNA | Electric | DNA | NA | NA | \Classifications\Building System Class\D50-Electrical SYS\D5030 - Comm & Security\Fire Alarm Panel - FAP | 1019546
43-A2 | 43-A2 Hall of Justice (West) | 43-A2-D5011-240-TRN02 | Electrical, Tranformer - TRN02 | MGM Transfermer Company | DNA | DNA | OM00043579 |  | Basement Electrical Room | NA | NA | NA | NA | 480 | 30kVA | Electric | DNA | NA | NA | \Classifications\Building System Class\D50-Electrical SYS\D5010 - Elec Service & Dist\Transformer - TRN | 1019547
43-A2 | 43-A2 Hall of Justice (West) | 43-A2-D5011-240-TRN03 | Electrical, Tranformer - TRN03 | Cutler hammer | J9610219 | DNA | OM00043580 |  | Basement Electrical Room | NA | NA | NA | NA | 480 | 30kVA | Electric | DNA | NA | NA | \Classifications\Building System Class\D50-Electrical SYS\D5010 - Elec Service & Dist\Transformer - TRN | 1019548
43-A2 | 43-A2 Hall of Justice (West) | 43-A2-D5011-240-TRN04 | Electrical, Tranformer - TRN04 | International Transformer Corp | D9806-1288 | A-0015T82H6ES | OM00043568 |  | Basement Electrical Room | NA | NA | NA | NA | 480 | 10kVA | Electric | DNA | NA | NA | \Classifications\Building System Class\D50-Electrical SYS\D5010 - Elec Service & Dist\Transformer - TRN | 1019549
43-A2 | 43-A2 Hall of Justice (West) | 43-A2-D2040-100-PSU03 | Pump, Sump - PSU03 | DNA | DNA | DNA | OM00020954 |  | Basement Electrical Room | NA | NA | NA | DNA | 120 | DNA | Gas | 1 | 2,000 BTU | NA | \Classifications\Building System Class\D20-Plumbing\D2040 - Rain Drain\Sump Pump - PSU | 1019550
43-A2 | 43-A2 Hall of Justice (West) | 43-A2-D2022-260-HWG05 | Water Heater, Domestic, Gas - HWG04 | DNA | VG0310608828 | 1p281 | OM00043567 |  | Basement File Room | [10 empty] | \Classifications\Building System Class\D20-Plumbing\D2020 - Domestic Water\Domestic Water Heater, Gas - HWG | 1019554
43-A2 | 43-A2 Hall of Justice (West) | 43-A2-D3041-210-SFN01 | 43-A2-D3041-210-SFN01 | Carrier | 2918U30985 | 39LC10AA-CRFCDK112 | OM00019382 |  | Center Basement | BX34 | 16"x25"x2" | NA | 5HP EMT3218T | 480 | 6.6 | Electric | 3 | NA | NA | \Classifications\Building System Class\D30-HVAC Systems\D3040 - Distribution SYS\Supply/Exhaust/Return fans- FAN | 1022643
43-A3 | 43-A3 Juvenile Delinquency Court | 43-A3-B2010-100-BLD01 | Building | NA | NA | NA | DNA |  | NA | NA | NA | NA | NA | NA | NA | NA | NA | NA | NA | \Classifications\Building System Class\B20-General Building Exterior\B2010 - Exterior Walls\Building - BLD | 1019964
43-B1 | 43-B1 Downtown Superior Court | 43-B1-D3021-130-BLR01 | Boiler BLR01 | RBI | 110437058 | FC1500 | OM00005095 |  | Mechanical Room Basement | NA | NA | NA | NA | 120 | 12 | NATURAL GAS | 3 | 1,500,000 | 1,275,000 | \Classifications\Building System Class\D30-HVAC Systems\D3020 - Heat SYS\Boiler,Hot Water,Oil/Gas/Comb. - BLR | EQ-1004665
43-B1 | 43-B1 Downtown Superior Court | 43-B1-D3021-130-BLR03 | Boiler BLR03 | RBI | 90540019 | FC1500 | OM00005096 |  | Mechanical Room | NA | NA | NA | NA | 120 | 12 | NATURAL GAS | 3 | 1,500,000 | 1,275,000 | \Classifications\Building System Class\D30-HVAC Systems\D3020 - Heat SYS\Boiler,Hot Water,Oil/Gas/Comb. - BLR | EQ-1004762
43-B1 | 43-B1 Downtown Superior Court | 43-B1-D3021-130-BLR02 | Boiler BLR02 | RBI | 90540020 | FC1500 | OM00005099 |  | Mechanical Room | NA | NA | NA | NA | 120 | 12 | NATURAL GAS | 3 | 1,500,000 | 1,275,000 | \Classifications\Building System Class\D30-HVAC Systems\D3020 - Heat SYS\Boiler,Hot Water,Oil/Gas/Comb. - BLR | EQ-1004763
43-B1 | 43-B1 Downtown Superior Court | 43-B1-D3044-125-PHW01 | Hot Water Pump PHW01 | Bell and Gossett | NA | 185011 | OM00005092 |  | Basement Mechanical Room | NA | NA | NA | 7.5 | 230/460 | 24/12 | ELECTRICAL | 3 | NA | NA | \Classifications\Building System Class\D30-HVAC Systems\D3040 - Distribution SYS\Hot Water Pump - PHW | EQ-1004764
43-B1 | 43-B1 Downtown Superior Court | 43-B1-D3044-125-PHW03 | Boiler Pump | Century AC Motor | 134075M | 711752624 | OM00005091 |  | Basement Mechanical Room | NA | NA | NA | 3/4 hp | 208/230/115 | 5.2-5.3/10.6 | ELECTRICAL | 1 | NA | NA | \Classifications\Building System Class\D30-HVAC Systems\D3040 - Distribution SYS\Hot Water Pump - PHW | EQ-1004765
43-B1 | 43-B1 Downtown Superior Court | 43-B1-D3050-250-ACU03 | Air Conditioning,Split System - ACU03 | Mitsubishi Electric | 17000399A | P012EK | OM00019480 |  | Lower Roof NW ACB | NA | NA | R-22 | NA | DNA | DNA | ELECTRICAL | DNA | DNA | DNA | \Classifications\Building System Class\D30-HVAC Systems\D3050 - Package SYS\Air Conditioning,Split System - ACU | EQ-1004769
43-B1 | 43-B1 Downtown Superior Court | 43-B1-D3050-250-ACU04 | Air Conditioning,Split System - ACU04 | Carrier | 2601X12267 | 38QR048C611 | OM00019481 |  | Lower Roof SE HP1A | NA | NA | R-22 | NA | DNA | DNA | ELECTRICAL | DNA | DNA | DNA | \Classifications\Building System Class\D30-HVAC Systems\D3050 - Package SYS\Air Conditioning,Split System - ACU | EQ-1004770
43-B1 | 43-B1 Downtown Superior Court | 43-B1-D3041-110-AHU15 | Air Handler Unit AHU15 | York | DHFM-21062B | CSI50SVFC10X10 | OM00005112 |  | 5th Floor Dept. 16 above ceiling tile. | A47 | 20x25x2 (2) | NA | NA | DNA | DNA | Electric | 3 | NA | NA | \Classifications\Building System Class\D30-HVAC Systems\D3040 - Distribution SYS\Air Handling Unit - AHU | EQ-1004785
43-B1 | 43-B1 Downtown Superior Court | 43-B1-D3041-110-AHU16 | Air Handling Unit AHU16 | York | DHFM-21059B | CSI50SVFC10X10 | OM00018745 |  | 5th Floor Dept. 16 above ceiling tile. | A47 | 20x25x2 (2) | NA | NA | DNA | DNA | Electric | DNA | NA | NA | \Classifications\Building System Class\D30-HVAC Systems\D3040 - Distribution SYS\Air Handling Unit - AHU | EQ-1004786
43-B1 | 43-B1 Downtown Superior Court | 43-B1-D3041-110-AHU17 | Air Handler Unit AHU17 | York | DNA | CSI50SVFC10X10 | OM00018746 |  | 5th Floor Dept. 15 above ceiling tile. | A47 | 20x25x2 (2) | DNA | NA | DNA | DNA | Electric | 3 | DNA | DNA | \Classifications\Building System Class\D30-HVAC Systems\D3040 - Distribution SYS\Air Handling Unit - AHU | EQ-1004787
43-B1 | 43-B1 Downtown Superior Court | 43-B1-D3041-110-AHU20 | Air Handler Unit AHU20 | York | DNA | CSI50SVFC10X10 | OM00018749 |  | Above Ceiling tile | A47 | 20x25x2 (2) | DNA | NA | DNA | DNA | Electric | DNA | DNA | DNA | \Classifications\Building System Class\D30-HVAC Systems\D3040 - Distribution SYS\Air Handling Unit - AHU | EQ-1004790
43-B1 | 43-B1 Downtown Superior Court | 43-B1-D3041-110-AHU23 | Air Handler Unit AHU23 | York | DNA | CSI50SVFC10X10 | OM00018752 |  | Above Ceiling tile | A47 | 20x25x2 (2) | DNA | NA | DNA | DNA | Electric | DNA | DNA | DNA | \Classifications\Building System Class\D30-HVAC Systems\D3040 - Distribution SYS\Air Handling Unit - AHU | EQ-1004793
43-B1 | 43-B1 Downtown Superior Court | 43-B1-D3041-110-AHU24 | Air Handler Unit AHU24 | York | DNA | CSI50SVFC10X10 | OM00018759 |  | Above Ceiling tile | A47 | 20x25x2 (2) | DNA | NA | DNA | DNA | ELECTRICAL | DNA | DNA | DNA | \Classifications\Building System Class\D30-HVAC Systems\D3040 - Distribution SYS\Air Handling Unit - AHU | EQ-1004794
43-B1 | 43-B1 Downtown Superior Court | 43-B1-D3041-110-AHU25 | Air Handler Unit AHU25 | York | DNA | CSI50SVFC10X10 | OM00018760 |  | 4th floor, Above Ceiling tile | A47 | 20x25x2 (2) | DNA | NA | DNA | DNA | Electric | DNA | DNA | DNA | \Classifications\Building System Class\D30-HVAC Systems\D3040 - Distribution SYS\Air Handling Unit - AHU | EQ-1004795
43-B1 | 43-B1 Downtown Superior Court | 43-B1-D3041-110-AHU27 | Air Handler Unit AHU27 | York | DNA | CSI50SVFC10X10 | OM00018762 |  | 4th floor, Above Ceiling tile | A47 | 20x25x2 (2) | DNA | NA | DNA | DNA | Electric | DNA | DNA | DNA | \Classifications\Building System Class\D30-HVAC Systems\D3040 - Distribution SYS\Air Handling Unit - AHU | EQ-1004797
43-B1 | 43-B1 Downtown Superior Court | 43-B1-D3041-110-AHU29 | Air Handler Unit AHU29 | York | DNA | CSI50SVFC10X10 | OM00018764 |  | Above Ceiling tile | A47 | 20x25x2 (2) | DNA | NA | DNA | DNA | Electric | DNA | DNA | DNA | \Classifications\Building System Class\D30-HVAC Systems\D3040 - Distribution SYS\Air Handling Unit - AHU | EQ-1004799
43-B1 | 43-B1 Downtown Superior Court | 43-B1-D3041-110-AHU30 | Air Handler Unit AHU30 | York | DNA | CSI50SVFC10X10 | OM00018765 |  | Above Ceiling tile | A47 | 20x25x2 (2) | DNA | NA | DNA | DNA | Electric | DNA | DNA | DNA | \Classifications\Building System Class\D30-HVAC Systems\D3040 - Distribution SYS\Air Handling Unit - AHU | EQ-1004800
43-B1 | 43-B1 Downtown Superior Court | 43-B1-D3041-110-AHU32 | Air Handler Unit AHU32 | York | DNA | CSI50SVFC10X10 | OM00018767 |  | 3rd floor, Above Ceiling tile | A47 | 20x25x2 (2) | DNA | NA | DNA | DNA | Electric | DNA | DNA | DNA | \Classifications\Building System Class\D30-HVAC Systems\D3040 - Distribution SYS\Air Handling Unit - AHU | EQ-1004802
43-B1 | 43-B1 Downtown Superior Court | 43-B1-D3041-110-AHU33 | Air Handler Unit AHU33 | York | DNA | CSI50SVFC10X10 | OM00018768 |  | 3rd floor, Above Ceiling tile | A47 | 20x25x2 (2) | DNA | NA | DNA | DNA | Electric | DNA | DNA | DNA | \Classifications\Building System Class\D30-HVAC Systems\D3040 - Distribution SYS\Air Handling Unit - AHU | EQ-1004803
43-B1 | 43-B1 Downtown Superior Court | 43-B1-D3041-110-AHU35 | Air Handler Unit AHU35 | York | DNA | CSI50SVFC10X10 | OM00018770 |  | 3rd floor, Above Ceiling tile | A47 | 20x25x2 (2) | DNA | NA | DNA | DNA | Electric | DNA | DNA | DNA | \Classifications\Building System Class\D30-HVAC Systems\D3040 - Distribution SYS\Air Handling Unit - AHU | EQ-1004805
43-B1 | 43-B1 Downtown Superior Court | 43-B1-D3041-110-AHU37 | Air Handler Unit AHU37 | York | DNA | CSI50SVFC10X10 | OM00018772 |  | Above Ceiling tile | A47 | 20x25x2 (2) | DNA | NA | DNA | DNA | Electric | DNA | DNA | DNA | \Classifications\Building System Class\D30-HVAC Systems\D3040 - Distribution SYS\Air Handling Unit - AHU | EQ-1004807
43-B1 | 43-B1 Downtown Superior Court | 43-B1-D3041-110-AHU38 | Air Handler Unit AHU38 | York | DNA | CSI50SVFC10X10 | OM00018773 |  | Above Ceiling tile | A47 | 20x25x2 (2) | DNA | NA | DNA | DNA | Electric | DNA | DNA | DNA | \Classifications\Building System Class\D30-HVAC Systems\D3040 - Distribution SYS\Air Handling Unit - AHU | EQ-1004808
43-B1 | 43-B1 Downtown Superior Court | 43-B1-D3041-110-AHU42 | Air Handler Unit AHU42 | York | DNA | CSI50SVFC10X10 | OM00018777 |  | 2nd floor, Above Ceiling tile | A47 | 20x25x2 (2) | DNA | NA | DNA | DNA | Electric | DNA | DNA | DNA | \Classifications\Building System Class\D30-HVAC Systems\D3040 - Distribution SYS\Air Handling Unit - AHU | EQ-1004812
43-B1 | 43-B1 Downtown Superior Court | 43-B1-D3041-110-AHU46 | Air Handler Unit AHU46 | York | DNA | CSI50SVFC10X10 | OM00004908 |  | 2nd floor, Above Ceiling tile | A47 | 20x25x2 (2) | DNA | NA | DNA | DNA | Electric | DNA | DNA | DNA | \Classifications\Building System Class\D30-HVAC Systems\D3040 - Distribution SYS\Air Handling Unit - AHU | EQ-1004816
43-B1 | 43-B1 Downtown Superior Court | 43-B1-D3031-100-PCH04 | Chilled Water Pump PCH04 | Bell and Gossett | 2072256 | 5BC 9.125BF | OM00005089 |  | Mechanical Room | NA | NA | NA | 20 | 230/460 | 48.2/24.1 | ELECTRICAL | 3 | NA | NA | \Classifications\Building System Class\D30-HVAC Systems\D3030 - Cooling SYS\Chilled Water Pump - PCH | EQ-1004817
43-B1 | 43-B1 Downtown Superior Court | 43-B1-D3031-100-PCH03 | Condenser Water Pump PCH03 | Bell and Gossett | 2072268 | 5BC 9.5BF | OM00005093 |  | Basement Mechanical Room | NA | NA | NA | 25 | 230/460 | 58.2/29.1 | ELECTRICAL | 3 | NA | NA | \Classifications\Building System Class\D30-HVAC Systems\D3030 - Cooling SYS\Chilled Water Pump - PCH | EQ-1004818
43-B1 | 43-B1 Downtown Superior Court | 43-B1-D3050-210-PKU01 | PKG Unit AC Right Unit PKU01 | Trane | F411432070 | YCH210B4L0AA | OM00032015 |  | Lower Roof | BX85 | (3) 20x24x2 (3)20x25x2 | R-22 | NA | 480 | 39.6 | Electric and natural gas | DNA | DNA | DNA | \Classifications\Building System Class\D30-HVAC Systems\D3050 - Package SYS\Package Unit - PKU | EQ-1004819
43-B1 | 43-B1 Downtown Superior Court | 43-B1-D3050-210-PKU02 | Package Unit - PKU02 | Trane | F3219255170 | YCH090AGLOAB | OM00032019 |  | Lower Roof | AX-44 | (3) 16 x 25 x 1 | R-22 | NA | 460 | 16 | Electric and natural gas | 3 | DNA | DNA | \Classifications\Building System Class\D30-HVAC Systems\D3050 - Package SYS\Package Unit - PKU | EQ-1004820
43-B1 | 43-B1 Downtown Superior Court | 43-B1-D4031-100-FEX61 | Fire Extinguisher - FEX 61 | Badger Fire Protection | various | 5MB-6H 2007 | OM00019617 |  | Multiple | NA | NA | NA | NA | NA | NA | NA | NA | NA | NA | \Classifications\Building System Class\D40-Fire Protection SYS\D4030 - FIRE SPEC\Fire Extinguisher - FEX | EQ-1005023
43-B1 | 43-B1 Downtown Superior Court | 43-B1-D3044-125-PHW04 | Boiler Pump | Century AC Motor | DNA | 711752624 | OM00005094 |  | Basement Mechanical Room | NA | NA | NA | 3/4 hp | 208/230/115 | 5.2-5.3/10.6 | ELECTRICAL | 1 | NA | NA | \Classifications\Building System Class\D30-HVAC Systems\D3040 - Distribution SYS\Hot Water Pump - PHW | EQ-1005815
43-B1 | 43-B1 Downtown Superior Court | 43-B1-D3050-250-ACU02 | Air Conditioning,Split System - ACU02 | Mitsubishi Electric | 100051813 | DNA | OM00019483 |  | Lower Roof NW ACA | NA | NA | R-22 | DNA | DNA | DNA | ELECTRICAL | DNA | DNA | DNA | \Classifications\Building System Class\D30-HVAC Systems\D3050 - Package SYS\Air Conditioning,Split System - ACU | EQ-1005817
43-B1 | 43-B1 Downtown Superior Court | 43-B1-D3041-110-AHU18 | Air Handling Unit AHU18 | York | DNA | CSI50SVFC10X10 | OM00018747 |  | 5th Floor Dept. 15 above ceiling tile. | A47 | 20x25x2 (2) | NA | DNA | DNA | DNA | Electric | DNA | NA | NA | \Classifications\Building System Class\D30-HVAC Systems\D3040 - Distribution SYS\Air Handling Unit - AHU | EQ-1005837
43-B1 | 43-B1 Downtown Superior Court | 43-B1-D3041-110-AHU19 | Air Handler Unit AHU19 | York | DNA | CSI50SVFC10X10 | OM00018748 |  | 5th Floor, Above Ceiling tile | A47 | 20x25x2 (2) | DNA | DNA | DNA | DNA | Electric | DNA | DNA | DNA | \Classifications\Building System Class\D30-HVAC Systems\D3040 - Distribution SYS\Air Handling Unit - AHU | EQ-1005838
43-B1 | 43-B1 Downtown Superior Court | 43-B1-D3041-110-AHU21 | Air Handler Unit AHU21 | York | DNA | CSI50SVFC10X10 | OM00018750 |  | 5th floor, Above Ceiling tile | A47 | 20x25x2 (2) | DNA | DNA | DNA | DNA | Electric | DNA | DNA | DNA | \Classifications\Building System Class\D30-HVAC Systems\D3040 - Distribution SYS\Air Handling Unit - AHU | EQ-1005840
43-B1 | 43-B1 Downtown Superior Court | 43-B1-D3041-110-AHU22 | Air Handler Unit AHU22 | York | DNA | CSI50SVFC10X10 | OM00018751 |  | 5th floor, Above Ceiling tile | A47 | 20x25x2 (2) | DNA | DNA | DNA | DNA | Electric | DNA | DNA | DNA | \Classifications\Building System Class\D30-HVAC Systems\D3040 - Distribution SYS\Air Handling Unit - AHU | EQ-1005841
43-B1 | 43-B1 Downtown Superior Court | 43-B1-D3041-110-AHU26 | Air Handler Unit AHU26 | York | DNA | CSI50SVFC10X10 | OM00018761 |  | 4th floor, Above Ceiling tile | A47 | 20x25x2 (2) | DNA | DNA | DNA | DNA | Electric | DNA | DNA | DNA | \Classifications\Building System Class\D30-HVAC Systems\D3040 - Distribution SYS\Air Handling Unit - AHU | EQ-1005845
43-B1 | 43-B1 Downtown Superior Court | 43-B1-D3041-110-AHU28 | Air Handler Unit AHU28 | York | DNA | CSI50SVFC10X10 | OM00018763 |  | 4th floor, Above Ceiling tile | A47 | 20x25x2 (2) | DNA | DNA | DNA | DNA | Electric | DNA | DNA | DNA | \Classifications\Building System Class\D30-HVAC Systems\D3040 - Distribution SYS\Air Handling Unit - AHU | EQ-1005847
43-B1 | 43-B1 Downtown Superior Court | 43-B1-D3041-110-AHU31 | Air Handler Unit AHU31 | York | DNA | CSI50SVFC10X10 | OM00018766 |  | 3rd floor, Above Ceiling tile | A47 | 20x25x2 (2) | DNA | DNA | DNA | DNA | Electric | DNA | DNA | DNA | \Classifications\Building System Class\D30-HVAC Systems\D3040 - Distribution SYS\Air Handling Unit - AHU | EQ-1005850
43-B1 | 43-B1 Downtown Superior Court | 43-B1-D3041-110-AHU34 | Air Handler Unit AHU34 | York | DNA | CSI50SVFC10X10 | OM00018769 |  | 3rd Floor, Above Ceiling tile | A47 | 20x25x2 (2) | DNA | DNA | DNA | DNA | Electric | DNA | DNA | DNA | \Classifications\Building System Class\D30-HVAC Systems\D3040 - Distribution SYS\Air Handling Unit - AHU | EQ-1005853
43-B1 | 43-B1 Downtown Superior Court | 43-B1-D3041-110-AHU36 | Air Handler Unit AHU36 | York | DNA | CSI50SVFC10X10 | OM00018771 |  | 3rd floor, Above Ceiling tile | A47 | 20x25x2 (2) | DNA | DNA | DNA | DNA | Electric | DNA | DNA | DNA | \Classifications\Building System Class\D30-HVAC Systems\D3040 - Distribution SYS\Air Handling Unit - AHU | EQ-1005855
43-B1 | 43-B1 Downtown Superior Court | 43-B1-D3041-110-AHU39 | Air Handler Unit AHU39 | York | DNA | CSI50SVFC10X10 | OM00018774 |  | 2nd floor, Above Ceiling tile | A47 | 20x25x2 (2) | DNA | DNA | DNA | DNA | Electric | DNA | DNA | DNA | \Classifications\Building System Class\D30-HVAC Systems\D3040 - Distribution SYS\Air Handling Unit - AHU | EQ-1005858
43-B1 | 43-B1 Downtown Superior Court | 43-B1-D3041-110-AHU40 | Air Handler Unit AHU40 | York | DNA | CSI50SVFC10X10 | OM00018775 |  | 2nd floor, Above Ceiling tile | A47 | 20x25x2 (2) | DNA | DNA | DNA | DNA | Electric | DNA | DNA | DNA | \Classifications\Building System Class\D30-HVAC Systems\D3040 - Distribution SYS\Air Handling Unit - AHU | EQ-1005859
43-B1 | 43-B1 Downtown Superior Court | 43-B1-D3041-110-AHU41 | Air Handler Unit AHU41 | York | DNA | CSI50SVFC10X10 | OM00018776 |  | 2nd floor, Above Ceiling tile | A47 | 20x25x2 (2) | DNA | DNA | DNA | DNA | Electric | DNA | DNA | DNA | \Classifications\Building System Class\D30-HVAC Systems\D3040 - Distribution SYS\Air Handling Unit - AHU | EQ-1005860
43-B1 | 43-B1 Downtown Superior Court | 43-B1-D3041-110-AHU43 | Air Handler Unit AHU43 | York | DNA | CSI50SVFC10X10 | OM00018778 |  | 2nd, Above Ceiling tile | A47 | 20x25x2 (2) | DNA | DNA | DNA | DNA | Electric | DNA | DNA | DNA | \Classifications\Building System Class\D30-HVAC Systems\D3040 - Distribution SYS\Air Handling Unit - AHU | EQ-1005862
43-B1 | 43-B1 Downtown Superior Court | 43-B1-D3041-110-AHU44 | Air Handler Unit AHU44 | York | DNA | CSI50SVFC10X10 | OM00018779 |  | 2nd Floor, Above Ceiling tile | A47 | 20x25x2 (2) | DNA | DNA | DNA | DNA | Electric | DNA | DNA | DNA | \Classifications\Building System Class\D30-HVAC Systems\D3040 - Distribution SYS\Air Handling Unit - AHU | EQ-1005863
43-B1 | 43-B1 Downtown Superior Court | 43-B1-D3041-110-AHU45 | Air Handler Unit AHU45 | York | DNA | CSI50SVFC10X10 | OM00018780 |  | 2nd floor, Above Ceiling tile | A47 | 20x25x2 (2) | DNA | DNA | DNA | DNA | Electric | DNA | DNA | DNA | \Classifications\Building System Class\D30-HVAC Systems\D3040 - Distribution SYS\Air Handling Unit - AHU | EQ-1005864
43-B1 | 43-B1 Downtown Superior Court | 43-B1-D3090-114-CMP01 | Compressor CMP01 | Champion | R10SR5952 | HR210-6CC | OM00005090 |  | Mechanical Room | 5L650 | NA | NA | 2 | 230/480 | 6.4/3.2 | ELECTRICAL | 3 | NA | NA | \Classifications\Building System Class\D30-HVAC Systems\D3090 - Other HVAC Systems and Equipment\Air Compressor - CMP | EQ-1005870
43-B1 | 43-B1 Downtown Superior Court | 43-B1-B2010-100-BLD01 | Building Structure | NA | NA | NA | OM00032421 |  | NA | NA | NA | NA | NA | NA | NA | NA | NA | NA | NA | \Classifications\Building System Class\B20-General Building Exterior\B2010 - Exterior Walls\Building - BLD | EQ-1007373
43-B1 | 43-B1 Downtown Superior Court | 43-B1-B3010-100-RUF01 | Roof - RUF01 | NA | NA | NA | OM00019052 |  | NA | NA | NA | NA | NA | NA | NA | NA | NA | NA | NA | \Classifications\Building System Class\B30-Roofing\B3010 - Roof Types\Roof - RUF | EQ-1007550
43-B1 | 43-B1 Downtown Superior Court | 43-B1-D1010-100-ELE01 | Elevator,Electric,Pass/Freight - ELE01 - Public 1 Conveyance # 041139 | Thyssen Krupp | DNA | TAC-50/04 | OM00019184 | State ID# 041139 | roof penthouse | NA | NA | NA | 40 | DNA | 150 | Electric | 3 | NA | NA | \Classifications\Building System Class\D10-Conveyance Systems\D1010 - Elevator\Elevator,Electric,Pass/Freight - ELE | 1007890
43-B1 | 43-B1 Downtown Superior Court | 43-B1-D1010-100-ELE02 | Elevator,Electric,Pass/Freight - ELE02 Conveyance # 041140 | Westinghouse | DNA | Car 2 | OM00019181 | State ID# 041140 | roof penthouse | NA | NA | NA | 40 | DNA | 150 | Electric | 3 | NA | NA | \Classifications\Building System Class\D10-Conveyance Systems\D1010 - Elevator\Elevator,Electric,Pass/Freight - ELE | 1007891
43-B1 | 43-B1 Downtown Superior Court | 43-B1-D1010-100-ELE03 | Elevator,Electric,Pass/Freight - ELE03 Conveyance # 048235 | Westinghouse | DNA | Car 3 | OM00019183 | State ID# 048235 | roof penthouse | NA | NA | NA | 40 | DNA | 150 | Electric | 3 | NA | NA | \Classifications\Building System Class\D10-Conveyance Systems\D1010 - Elevator\Elevator,Electric,Pass/Freight - ELE | 1007892
43-B1 | 43-B1 Downtown Superior Court | 43-B1-D1010-100-ELE04 | Elevator,Electric,Pass/Freight - ELE04 Conveyance # 083618 | Westinghouse | 2050 | Car 4 | OM00019182 | State ID# 083618 | roof penthouse | NA | NA | NA | 40 | DNA | 150 | Electric | 3 | NA | NA | \Classifications\Building System Class\D10-Conveyance Systems\D1010 - Elevator\Elevator,Electric,Pass/Freight - ELE | 1007893
43-B1 | 43-B1 Downtown Superior Court | 43-B1-G2023-150-PEG01 | Secured Parking Gate - PEG | Doorking, Inc | 2937/3007 | 9150-080 | OM00019485 |  | south side of building | NA | NA | NA | 1 | 115 | 9.7 | Electric | 1 | NA | NA | \Classifications\Building System Class\G20-Other Systems\G2020 - Parking Lots\Secured Parking Gate - PEG | 1007896
43-B1 | 43-B1 Downtown Superior Court | 43-B1-D2030-410-PMS01 | Pump Ejector Sewage - PMS01 | Sulzer | 51-470311-5622 | 60368781A | OM00020017 |  | Mechanical Room | NA | NA | NA | 3 | 480 | DNA | Electric | 3 | NA | NA | \Classifications\Building System Class\D20-Plumbing\D2030 - Sani Waste\Sewage Ejector Pump - PMS | 1007897
43-B1 | 43-B1 Downtown Superior Court | 43-B1-D5010-110-EMT01 | Electric Meter Readings - EMT01 | General Electric KV | K2G000P139000405 | PG2E0P1390 | OM00000292 |  | Mechanical Room | NA | NA | NA | NA | 480 | NA | Electric | 3 | NA | NA | \Classifications\Building System Class\D50-Electrical SYS\D5010 - Elec Service & Dist\Electric Meter Readings - EMT | 1007898
43-B1 | 43-B1 Downtown Superior Court | 43-B1-D3012-120-GMR01 | Gas Meter Readings - GMR | Roots | DNA | DNA | OM00019618 |  | roof | NA | NA | NA | NA | NA | NA | NA | NA | NA | NA | \Classifications\Building System Class\D30-HVAC Systems\D3010 - Energy Supply\Gas Meter Readings - GMR | 1007899
43-B1 | 43-B1 Downtown Superior Court | 43-B1-D2020-130-WMR01 | Water Meter Readings - WMR01 | Sensus | 92209 | DNA | OM00020027 |  | Mechanical Room | NA | NA | NA | NA | NA | NA | NA | NA | NA | NA | \Classifications\Building System Class\D20-Plumbing\D2020 - Domestic Water\Water Meter Readings - WMR | 1007900
43-B1 | 43-B1 Downtown Superior Court | 43-B1-G2050-200-LSC01 | Landscaping - LSC | NA | NA | NA | OM00000314 |  | all sides of building | NA | NA | NA | NA | NA | NA | NA | NA | NA | NA | \Classifications\Building System Class\G20-Other Systems\G2050 - Landscaping\Landscaping - LSC | 1007901
43-B1 | 43-B1 Downtown Superior Court | 43-B1-D5092-250-ELT01 | Exterior Lighting - ELT | DNA | DNA | DNA | OM00000315 |  | all sides of building | NA | NA | NA | NA | DNA | DNA | Electric | DNA | NA | NA | \Classifications\Building System Class\D50-Electrical SYS\D5090 - Elec SYS\Exterior Lighting - ELT | 1007902
43-B1 | 43-B1 Downtown Superior Court | 43-B1-G2049-300-HSC01 | Hardscape - HSC | DNA | DNA | DNA | OM00000316 |  | all sides of building | NA | NA | NA | NA | NA | NA | NA | NA | NA | NA | \Classifications\Building System Class\G20-Other Systems\G2040 - Site Development\Hardscape - HSC | 1007903
43-B1 | 43-B1 Downtown Superior Court | 43-B1-D5010-200-ESD01 | Main Electrical Panel - MCE01 | General Electric | DNA | NP0148A1050 | OM00000293 |  | Mechanical Room | NA | NA | NA | NA | 480 | DNA | Electric | 3 | NA | NA | \Classifications\Building System Class\D50-Electrical SYS\D5010 - Elec Service & Dist\Electical Service and Distribution - ESD | 1007904
43-B1 | 43-B1 Downtown Superior Court | 43-B1-D5010-200-ESD02 | Main Electrical Switchgear - SBR01 | Sierra Switchboard Co. | DNA | DNA | OM00000294 |  | Mechanical Room | NA | NA | NA | NA | 480/277 | 3000 | Electric | 3 | NA | NA | \Classifications\Building System Class\D50-Electrical SYS\D5010 - Elec Service & Dist\Electical Service and Distribution - ESD | 1007906
43-B1 | 43-B1 Downtown Superior Court | 43-B1-D5010-234-ATS01 | Automatic Transfer Switch - ATS01 | Cutler-Hammer | DNA | DNA | OM00000298 |  | Mechanical Room | NA | NA | NA | NA | 480 | 100 | Electric | 3 | NA | NA | \Classifications\Building System Class\D50-Electrical SYS\D5010 - Elec Service & Dist\Automatic Transfer Switch - ATS | 1007907
43-B1 | 43-B1 Downtown Superior Court | 43-B1-D5011-240-TRN01 | Transformer - TRN01 | General Electric | YX | 9T23Y3877 | OM00000295 |  | Mechanical Room | NA | NA | NA | NA | 480 | DNA | Electric | 3 | NA | NA | \Classifications\Building System Class\D50-Electrical SYS\D5010 - Elec Service & Dist\Transformer - TRN | 1007909
43-B1 | 43-B1 Downtown Superior Court | 43-B1-D5011-240-TRN02 | Transformer - TRN02 | General Electric | YX | 9T23Y3877 | OM00000296 |  | Mechanical Room | NA | NA | NA | NA | 480 | DNA | Electric | 3 | NA | NA | \Classifications\Building System Class\D50-Electrical SYS\D5010 - Elec Service & Dist\Transformer - TRN | 1007910
43-B1 | 43-B1 Downtown Superior Court | 43-B1-D3060-100-RDS01 | Refrigerant Leak Detection System - RDS | Thermal Gas Systems, Inc. | DNA | Halogard II | OM00019612 |  | Mechanical Room | NA | NA | NA | NA | DNA | DNA | Electric | DNA | NA | NA | \Classifications\Building System Class\D30-HVAC Systems\D3060 - Control & Inst Air\Refrigerant Leak Detection System - RDS | 1007911
43-B1 | 43-B1 Downtown Superior Court | 43-B1-D5037-710-FAP01 | Fire Alarm Panel - FAP01 | Honeywell | DNA | E3 Series w/Radionics dialer | OM00032012 |  | Mechanical Room | NA | NA | NA | NA | DNA | DNA | Electric | 1 | NA | NA | \Classifications\Building System Class\D50-Electrical SYS\D5030 - Comm & Security\Fire Alarm Panel - FAP | 1007912
43-B1 | 43-B1 Downtown Superior Court | 43-B1-D5038-810-ITA01 | Intrusion Alarm - ITA01 | Radionics | DNA | D9412G | OM00019621 |  | Mechanical Room | NA | NA | NA | NA | DNA | DNA | Electric | 1 | NA | NA | \Classifications\Building System Class\D50-Electrical SYS\D5030 - Comm & Security\Intrusion Alarm - ITA | 1007913
43-B1 | 43-B1 Downtown Superior Court | 43-B1-D2017-100-SHW01 | Eye Washes & Emergency Showers - SHW01 | Haws | DNA | DNA | OM00019066 |  | Mechanical Room | NA | NA | NA | NA | NA | NA | NA | NA | NA | NA | \Classifications\Building System Class\D20-Plumbing\D2010 - Plumb Fix\Showers - SHW | 1007914
43-B1 | 43-B1 Downtown Superior Court | 43-B1-D2022-100-HWE01 | Domestic Water Heater, Electric - HWE01 | State Industries | D05A09042 | CSB12027IFEB | OM00020018 |  | Mechanical Room | NA | NA | NA | 27 kW | 480 | DNA | Electric | 3 | NA | NA | \Classifications\Building System Class\D20-Plumbing\D2020 - Domestic Water\Domestic Water Heater, Electric - HWE | 1007915
43-B1 | 43-B1 Downtown Superior Court | 43-B1-D2023-310-HWP01 | Domestic Hot Water Circulating Pump - HWP01 | Bell and Gossett | 903576 | BQM56A17D57FP | OM00020020 |  | Mechanical Room | NA | NA | NA | 1/4 | 115/208 | 2.8/1.5 | Electric | 1 | NA | NA | \Classifications\Building System Class\D20-Plumbing\D2020 - Domestic Water\Domestic Hot Water Circulating Pump - HWP | 1007916
43-B1 | 43-B1 Downtown Superior Court | 43-B1-D2023-310-HWP02 | Domestic Hot Water Circulating Pump - HWP02 | General Electric | UYJ200056 | 5K49ZN4253 | OM00000299 |  | Mechanical Room | NA | NA | NA | 2 | 208-230/460 | DNA | Electric | 3 | NA | NA | \Classifications\Building System Class\D20-Plumbing\D2020 - Domestic Water\Domestic Hot Water Circulating Pump - HWP | 1007917
43-B1 | 43-B1 Downtown Superior Court | 43-B1-D3031-130-CLR01 | Chiller,Water Cooled - CLR | York | GKFM25103 | YTGA2C3-CKH | OM00020022 |  | Mechanical Room | NA | NA | R-123 | DNA | 460 | 380 | NA | 3 | NA | NA | \Classifications\Building System Class\D30-HVAC Systems\D3030 - Cooling SYS\Chiller, Water Cooled - CLR | 1007922
43-B1 | 43-B1 Downtown Superior Court | 43-B1-D3031-100-PCH01 | Chilled Water Pump - PCH01 | Bell and Gossett | DNA | DNA | OM00020023 |  | Mechanical Room | NA | NA | NA | 3 | 230/460 | 9.2/4.8 | Electric | 3 | NA | NA | \Classifications\Building System Class\D30-HVAC Systems\D3030 - Cooling SYS\Chilled Water Pump - PCH | 1007923
43-B1 | 43-B1 Downtown Superior Court | 43-B1-D3050-250-ACU01 | Air Conditioning,Split System - ACU01 | Bryant | 0900E23067 | 561CE060-E | OM00020028 |  | Mechanical Room | NA | DNA | R-22 | 1/4 | 460 | DNA | Electric | 3 | NA | NA | \Classifications\Building System Class\D30-HVAC Systems\D3050 - Package SYS\Air Conditioning,Split System - ACU | 1007925
43-B1 | 43-B1 Downtown Superior Court | 43-B1-D3068-100-BAS01 | Building Automation System - BAS | Andover Controls | 367879 | LCX810 | OM00020026 |  | Mechanical Room | NA | NA | NA | NA | 24 V AC | 18 | Electric | NA | NA | NA | \Classifications\Building System Class\D30-HVAC Systems\D3060 - Control & Inst Air\Building Automation System - BAS | 1007926
43-B1 | 43-B1 Downtown Superior Court | 43-B1-D2023-100-BFP01 | Backflow Preventer - BFP01 Chilled water make-up | Febco | A255480 | 825Y 1 inch RP | OM00020025 |  | Mechanical Room | NA | NA | NA | NA | NA | NA | NA | NA | NA | NA | \Classifications\Building System Class\D20-Plumbing\D2020 - Domestic Water\Backflow Preventer - BFP | 1007927
43-B1 | 43-B1 Downtown Superior Court | 43-B1-D2023-100-BFP02 | Backflow Preventer - BFP02 | Sarco | DNA | DNA | OM00000300 |  | Mechanical Room | NA | NA | NA | NA | NA | NA | NA | NA | NA | NA | \Classifications\Building System Class\D20-Plumbing\D2020 - Domestic Water\Backflow Preventer - BFP | 1007928
43-B1 | 43-B1 Downtown Superior Court | 43-B1-D2023-100-BFP03 | Backflow Preventer - BFP03 Cooling Tower | Febco | 49946 | 805Y DC | OM00019609 |  | roof | NA | NA | NA | NA | NA | NA | NA | NA | NA | NA | \Classifications\Building System Class\D20-Plumbing\D2020 - Domestic Water\Backflow Preventer - BFP | 1007929
43-B1 | 43-B1 Downtown Superior Court | 43-B1-D2023-100-BFP04 | Backflow Preventer - BFP04 | Febco | DNA | 825Y RP 2 inch | OM00019613 | 558 | piping painted blue- probably domestic water | NA | NA | NA | NA | NA | NA | NA | NA | NA | NA | \Classifications\Building System Class\D20-Plumbing\D2020 - Domestic Water\Backflow Preventer - BFP | 1007930
43-B1 | 43-B1 Downtown Superior Court | 43-B1-D4010-150-FMS01 | System Extinguishing,Wet Pipe - FMS01 | Viking | DNA | DNA | OM00000317 |  | Mechanical Room | NA | NA | NA | NA | NA | NA | NA | NA | NA | NA | \Classifications\Building System Class\D40-Fire Protection SYS\D4010 - Sprinkler SYS\Fire Systems, stand pipes - FMS | 1007931
43-B1 | 43-B1 Downtown Superior Court | 43-B1-D4024-100-FHS15 | Other Stand Pipe and Hose Systems-FHS15 | General Fire Corp. | DNA | B5UG | OM00009054 |  | Various hallways | NA | NA | NA | NA | NA | NA | NA | NA | NA | NA | \Classifications\Building System Class\D40-Fire Protection SYS\D4020 - Stand Pipe\Other Stand Pipe Hose Systems - FHS | 1007932
43-B1 | 43-B1 Downtown Superior Court | 43-B1-C1020-110-FRD01 | Fire Doors Overhead - FRO01 | Warnock Hersey | WHI006239 | DNA | OM00000272 |  | Mechanical Room | NA | NA | NA | NA | NA | NA | Other | NA | NA | NA | \Classifications\Building System Class\C10-General Building Interior\C1020 - Fire Doors\Fire Doors - FRD | 1007933
43-B1 | 43-B1 Downtown Superior Court | 43-B1-C1020-110-FRD02 | Fire Doors Overhead - FRO02 | Warnock Hersey | WHI006238 | DNA | OM00000273 |  | Mechanical Room | NA | NA | NA | NA | NA | NA | Other | NA | NA | NA | \Classifications\Building System Class\C10-General Building Interior\C1020 - Fire Doors\Fire Doors - FRD | 1007934
43-B1 | 43-B1 Downtown Superior Court | 43-B1-C1020-110-FRD07 | Fire Doors, Won - FRD07 | Warnock Hersey | DNA | WHI004472 | OM00019615 |  | Various hallways | NA | NA | NA | NA | NA | NA | NA | NA | NA | NA | \Classifications\Building System Class\C10-General Building Interior\C1020 - Fire Doors\Fire Doors - FRD | 1007935
43-B1 | 43-B1 Downtown Superior Court | 43-B1-D5092-250-EML14 | Emergency And Exit Lighting - EML14 | Sure-lites Engineered Lighting Systems | NA | 29-68 | OM00019053 |  | Various hallways | NA | NA | NA | NA | DNA | DNA | Electric | 1 | NA | NA | \Classifications\Building System Class\D50-Electrical SYS\D5090 - Elec SYS\Emergency And Exit Lighting - EML | 1008013
43-B1 | 43-B1 Downtown Superior Court | 43-B1-D3050-250-ACU05 | Air Conditioning,Split System - ACU05 | Carrier | 2199X70778 | 38QR048C611 | OM00019482 |  | Lower Roof SE HP1B | NA | NA | R-22 | DNA | DNA | DNA | ELECTRICAL | DNA | DNA | DNA | \Classifications\Building System Class\D30-HVAC Systems\D3050 - Package SYS\Air Conditioning,Split System - ACU | 1008182
43-B1 | 43-B1 Downtown Superior Court | 43-B1-D3042-220-EFN01 | Exhaust Fan EFN01 | New York Blower | DNA | DNA | OM00032016 |  | Roof | 4C280 | NA | NA | DNA | 240 | DNA | electric | DNA | NA | NA | \Classifications\Building System Class\D30-HVAC Systems\D3040 - Distribution SYS\Supply/Exhaust/Return fans- FAN | 1013611
43-B1 | 43-B1 Downtown Superior Court | 43-B1-D3042-220-EFN02 | Exhaust Fan EFN02 | DVD | DNA | CB-051 | OM00019484 |  | Roof | 4C230 | NA | NA | DNA | 240 | DNA | electric | DNA | NA | NA | \Classifications\Building System Class\D30-HVAC Systems\D3040 - Distribution SYS\Supply/Exhaust/Return fans- FAN | 1013612
43-B1 | 43-B1 Downtown Superior Court | 43-B1-D3050-210-PKU03 | Package Unit - PKU03 | Trane | 9491002552 | YCS120E4RLB0U | OM00019611 |  | roof | Direct Drive | (4) 20x25x2 | R-410A | NA | 460 | 17 | Electric and natural gas | 3 | DNA | DNA | \Classifications\Building System Class\D30-HVAC Systems\D3050 - Package SYS\Package Unit - PKU | 1013613
43-B1 | 43-B1 Downtown Superior Court | 43-B1-D1091-100-DMW01 | Dummy Asset - Dumbwaiter - Not functioning and potentionally being decomissioned | DNA | DNA | DNA | DNA | State ID# 040798 | DNA | [10 empty] | \Classifications\Building System Class\D10-Conveyance Systems\D1090 - Other Conveyance Systems\Dumbwaiter - DMW | 1014737
43-B1 | 43-B1 Downtown Superior Court | 43-B1-D3041-110-AHU47 | Air Handler Unit - AC1 | Built up Unit | NA | NA | OM00019250 |  | Basement Mechanical Room | NA | 20x20x2 (12) - 20x25x2 (12) | DNA | 15 | DNA | DNA | Electric | 1 | DNA | DNA | \Classifications\Building System Class\D30-HVAC Systems\D3040 - Distribution SYS\Air Handling Unit - AHU | 1015674
43-B1 | 43-B1 Downtown Superior Court | 43-B1-D3041-110-AHU48 | Air Handler Unit - AC2 | Built up Unit | NA | NA | OM00019251 |  | Basement Mechanical Room | NA | 20x20x2 (12) - 20x25x2 (12) | DNA | 15 | DNA | DNA | Electric | 1 | DNA | DNA | \Classifications\Building System Class\D30-HVAC Systems\D3040 - Distribution SYS\Air Handling Unit - AHU | 1015675
43-B1 | 43-B1 Downtown Superior Court | 43-B1-D3030-110-CTW02 | Cooling Tower CTW02 | BAC | U135903801-01 | PT2-1009A-1K1 | OM00018887 |  | Roof | 3B124 | NA | DNA | 19 | 460 | 12.5 | Electrical | 3 | DNA | DNA | \Classifications\Building System Class\D30-HVAC Systems\D3030 - Cooling SYS\Cooling Tower - CTW | 1016082
43-B1 | 43-B1 Downtown Superior Court | 43-B1-C1020-110-FRD09 | Fire Doors - FRD09 | Warnock Hersey | DNA | WHI-001061 | OM00042110 |  | Hallway Judge Parking Lot | NA | NA | NA | NA | NA | NA | NA | NA | NA | NA | \Classifications\Building System Class\C10-General Building Interior\C1020 - Fire Doors\Fire Doors - FRD | 1020356
43-B1 | 43-B1 Downtown Superior Court | 43-B1-C1020-110-FRD11 | Fire Doors - FRD11 | Hersey | DNA | WHI-001219 | OM00042111 |  | Hallway by Court Caf￩ | NA | NA | NA | NA | NA | NA | NA | NA | NA | NA | \Classifications\Building System Class\C10-General Building Interior\C1020 - Fire Doors\Fire Doors - FRD | 1020357
43-B1 | 43-B1 Downtown Superior Court | 43-B1-C1020-110-FRD03 | Fire Doors - FRD03 | Hersey | DNA | WHI-004472 | OM00042112 |  | Basement Elevator | NA | NA | NA | NA | NA | NA | NA | NA | NA | NA | \Classifications\Building System Class\C10-General Building Interior\C1020 - Fire Doors\Fire Doors - FRD | 1020358
43-B1 | 43-B1 Downtown Superior Court | 43-B1-C1020-110-FRD04 | Fire Doors - FRD04 | Hersey | DNA | WHI-006150 | OM00042113 |  | Basement File Storage | NA | NA | NA | NA | NA | NA | NA | NA | NA | NA | \Classifications\Building System Class\C10-General Building Interior\C1020 - Fire Doors\Fire Doors - FRD | 1020359
43-B1 | 43-B1 Downtown Superior Court | 43-B1-C1020-110-FRD05 | Fire Doors - FRD05 | Warnock Hersey | DNA | WHI-004479 | OM00043653 |  | Basement Conf. Rm 3 | NA | NA | NA | NA | NA | NA | NA | NA | NA | NA | \Classifications\Building System Class\C10-General Building Interior\C1020 - Fire Doors\Fire Doors - FRD | 1020360
43-B1 | 43-B1 Downtown Superior Court | 43-B1-C1020-110-FRD06 | Fire Doors - FRD06 | Warnock Hersey | DNA | WHI-004478 | OM00043654 |  | Basement Settlement Office | NA | NA | NA | NA | NA | NA | NA | NA | NA | NA | \Classifications\Building System Class\C10-General Building Interior\C1020 - Fire Doors\Fire Doors - FRD | 1020361
43-B1 | 43-B1 Downtown Superior Court | 43-B1-C1020-110-FRD08 | Fire Doors - FRD08 | Hersey | DNA | WHI-004487 | OM00043655 |  | Basement Settlement Rm 3 | NA | NA | NA | NA | NA | NA | NA | NA | NA | NA | \Classifications\Building System Class\C10-General Building Interior\C1020 - Fire Doors\Fire Doors - FRD | 1020362
43-B1 | 43-B1 Downtown Superior Court | 43-B1-D5011-240-TRN03 | Transformer - TRN03 | GE | 475A738AAP168 | 9T21B9105 | OM00043666 |  | Basement Mechanical Room | NA | NA | NA | NA | 480 | 15kVA | Electric | 1 | NA | NA | \Classifications\Building System Class\D50-Electrical SYS\D5010 - Elec Service & Dist\Transformer - TRN | 1020363
43-B1 | 43-B1 Downtown Superior Court | 43-B1-D5011-240-TRN04 | Transformer - TRN04 | GE | 9521B1007 | OT21B1007 | OM00043674 |  | Roof Elevator Room | NA | NA | NA | NA | 480 | 5kVA | Electric | 1 | NA | NA | \Classifications\Building System Class\D50-Electrical SYS\D5010 - Elec Service & Dist\Transformer - TRN | 1020364
43-B1 | 43-B1 Downtown Superior Court | 43-B1-D5011-240-TRN05 | Transformer - TRN05 | GE | 1M0201484 | 9T83B4005G70 | OM00043675 |  | Roof Elevator Room | NA | NA | NA | NA | 460 | 51kVA | Electric | 3 | NA | NA | \Classifications\Building System Class\D50-Electrical SYS\D5010 - Elec Service & Dist\Transformer - TRN | 1020365
43-B1 | 43-B1 Downtown Superior Court | 43-B1-D5011-240-TRN06 | Transformer - TRN06 | Acme Transformer | 1-4-701179 | T-2-53172-15 | OM00043739 |  | Basement Mechanical Room | NA | NA | NA | NA | 240 | 2kVA | Electric | 1 | NA | NA | \Classifications\Building System Class\D50-Electrical SYS\D5010 - Elec Service & Dist\Transformer - TRN | 1020366
43-B1 | 43-B1 Downtown Superior Court | 43-B1-D5011-240-TRN07 | Transformer - TRN07 | MGM Transformer Company | M9006-75Y-86-2 | HY75A3B2 | OM00043737 |  | Basement Mechanical Room | NA | NA | NA | NA | 480 | 75kVA | Electric | 3 | NA | NA | \Classifications\Building System Class\D50-Electrical SYS\D5010 - Elec Service & Dist\Transformer - TRN | 1020367
43-B1 | 43-B1 Downtown Superior Court | 43-B1-D5011-240-TRN08 | Transformer - TRN08 | MGM Transformer Company | 02-3-80334A | AC370-60285 | OM00043738 |  | Basement Mechanical Room | NA | NA | NA | NA | 480 | 45kVA | Electric | 3 | NA | NA | \Classifications\Building System Class\D50-Electrical SYS\D5010 - Elec Service & Dist\Transformer - TRN | 1020368
43-B1 | 43-B1 Downtown Superior Court | 43-B1-D5011-240-TRN09 | Transformer - TRN09 | Acme Transformer | A-45-113600 | T-2-53012 | OM00043740 |  | Basement Mechanical Room | NA | NA | NA | NA | 240 | 2kVA | Electric | 1 | NA | NA | \Classifications\Building System Class\D50-Electrical SYS\D5010 - Elec Service & Dist\Transformer - TRN | 1020369
43-B1 | 43-B1 Downtown Superior Court | 43-B1-D5011-240-TRN10 | Transformer - TRN10 | Westinghouse | 71D462 | DNA | OM00043699 |  | Floor 1 New Wing Janitor Closet | NA | NA | NA | NA | 208 | 15kVA | Electric | 3 | NA | NA | \Classifications\Building System Class\D50-Electrical SYS\D5010 - Elec Service & Dist\Transformer - TRN | 1020370
43-B1 | 43-B1 Downtown Superior Court | 43-B1-D5011-240-TRN11 | Transformer - TRN11 | GE | 1M0190154 | 9T8384005672 | OM00043676 |  | Roof Elevator Room | NA | NA | NA | NA | 460 | 51kVA | Electric | 3 | NA | NA | \Classifications\Building System Class\D50-Electrical SYS\D5010 - Elec Service & Dist\Transformer - TRN | 1020371
43-B1 | 43-B1 Downtown Superior Court | 43-B1-D5011-240-TRN12 | Transformer - TRN12 | GE | 1M0190141 | 9T8384005672 | OM00043745 |  | Roof Elevator Room | NA | NA | NA | NA | 460 | 51kVA | Electric | 3 | NA | NA | \Classifications\Building System Class\D50-Electrical SYS\D5010 - Elec Service & Dist\Transformer - TRN | 1020372
43-B1 | 43-B1 Downtown Superior Court | 43-B1-D5011-240-TRN13 | Transformer - TRN13 | GE | 1M0066195 | 9T8384005672 | OM00043746 |  | Roof Elevator Room | NA | NA | NA | NA | 460 | 51kVA | Electric | 3 | NA | NA | \Classifications\Building System Class\D50-Electrical SYS\D5010 - Elec Service & Dist\Transformer - TRN | 1020373
43-B1 | 43-B1 Downtown Superior Court | 43-B1-D3041-110-AHU49 | Air Handling Unit - AHU49 | Energy Labs | 0107-2007-1A | C3742-FCH-E | OM00043741 |  | Lower Roof | DNA | DNA | NA | 5 | 460 | 8.5 | Electric | 3 | NA | NA | \Classifications\Building System Class\D30-HVAC Systems\D3040 - Distribution SYS\Air Handling Unit - AHU | 1020376
43-B1 | 43-B1 Downtown Superior Court | 43-B1-D2023-100-BFP05 | Backflow Preventer - BFP05 | Watts | 61435 | LF009M3QT | OM00043747 |  | Exterior Secure Maint. Tunnel | NA | NA | NA | NA | NA | NA | NA | NA | NA | NA | \Classifications\Building System Class\D20-Plumbing\D2020 - Domestic Water\Backflow Preventer - BFP | 1020377
43-B2 | 43-B2 Old Courthouse | 43-B2-D1010-100-ELE01 | Elevator ELE01 | Otis Elevator Company | 352668 | DNA | OM00005088 | State ID# 055750 | Roof | NA | NA | NA | 15 | 150 | 75 | ELECTRICAL | DNA | NA | NA | \Classifications\Building System Class\D10-Conveyance Systems\D1010 - Elevator\Elevator,Electric,Pass/Freight - ELE | EQ-1004666
43-B2 | 43-B2 Old Courthouse | 43-B2-D2030-410-PMS01 | Sump pump | Hydo Matic | 72-9140 | DNA | OM00005084 | DNA | Mechanical Room | NA | NA | NA | .5 hp | 208 | 3 | ELECTRICAL | 3 | NA | NA | \Classifications\Building System Class\D20-Plumbing\D2030 - Sani Waste\Sewage Ejector Pump - PMS | EQ-1004822
43-B2 | 43-B2 Old Courthouse | 43-B2-D3044-125-PHW01 | Hot water pump | Bell & Gossett | 2331970 | Part No. 185332 | OM00043748 | DNA | Secure Area Parking lot | NA | NA | NA | .5 hp | 115 | 7.2 | ELECTRICAL | 1 | NA | NA | \Classifications\Building System Class\D30-HVAC Systems\D3040 - Distribution SYS\Hot Water Pump - PHW | EQ-1004823
43-B2 | 43-B2 Old Courthouse | 43-B2-D3044-125-PHW02 | Hot water pump | Bell & Gossett | 3841 | 1531-15 BC 8-87 | OM00005080 |  | Secure Area Lot | NA | NA | NA | 5 | 208-230/460 | 14/7 | ELECTRICAL | 3 | NA | NA | \Classifications\Building System Class\D30-HVAC Systems\D3040 - Distribution SYS\Hot Water Pump - PHW | EQ-1004824
43-B2 | 43-B2 Old Courthouse | 43-B2-D3021-130-BLR01 | Boiler | RBI | 50435470 | FB1506N0R2A2CB | OM00005081 |  | Secure Area Parking lot | NA | NA | NA | DNA | 120 | 12 | NATURAL GAS | 1 | 1,500,000 | 1,275,000/373.56 | \Classifications\Building System Class\D30-HVAC Systems\D3020 - Heat SYS\Boiler,Hot Water,Oil/Gas/Comb. - BLR | EQ-1004825
43-B2 | 43-B2 Old Courthouse | 43-B2-D3030-110-CTW01 | Cooling Tower | BAC | JSA000078101 | VTO-75-KR | OM00005077 | DNA | Cooling Tower Secured area Parking lot | B 72x2 | NA | NA | DNA | DNA | DNA | DNA | 3 | NA | NA | \Classifications\Building System Class\D30-HVAC Systems\D3030 - Cooling SYS\Cooling Tower - CTW | EQ-1004826
43-B2 | 43-B2 Old Courthouse | 43-B2-D3041-110-AHU03 | AHU #3 | Trane | U2G23910 | 31 | OM00005086 |  | Mechanical room 3rd Floor | supply (3)B66, return (2)B81 | 24x24x2 (8) | DNA | 20 | 234/260 | 49.8/34.9 | ELECTRICAL | 3 | DNA | DNA | \Classifications\Building System Class\D30-HVAC Systems\D3040 - Distribution SYS\Air Handling Unit - AHU | EQ-1004828
43-B2 | 43-B2 Old Courthouse | 43-B2-D3041-110-AHU01 | Air Handling Unit AHU01 | Trane | 2UG23908 | 25 | OM00005087 |  | 1st Floor Penthouse Mechanical Room | supply fan (3)B65, return fan (2) B68 | (4)12x24x2-(4) 24x24x2 | NA | 15 | 234/260 | 40/20 | ELECTRICAL | 3 | NA | NA | \Classifications\Building System Class\D30-HVAC Systems\D3040 - Distribution SYS\Air Handling Unit - AHU | EQ-1004829
43-B2 | 43-B2 Old Courthouse | 43-B2-D3031-100-PCH01 | Cooling Tower Pump | Bell And Gossett | DNA | 21/28 81 2BF | OM00005082 |  | Mechanical Room Basement | NA | NA | NA | 7.5 | 230/460 | 22/11 | ELECTRICAL | 3 | NA | NA | \Classifications\Building System Class\D30-HVAC Systems\D3030 - Cooling SYS\Chilled Water Pump - PCH | EQ-1004832
43-B2 | 43-B2 Old Courthouse | 43-B2-D3031-100-PCH02 | Chiller Pump | Bell And Gossett | DNA | 13501 | OM00005083 |  | Mechanical Room Basement | NA | NA | NA | 7.5 | 230/460 | 22/11 | ELECTRICAL | 3 | NA | NA | \Classifications\Building System Class\D30-HVAC Systems\D3030 - Cooling SYS\Chilled Water Pump - PCH | EQ-1004833
43-B2 | 43-B2 Old Courthouse | 43-B2-D5092-210-GEN01 | Emergency Standby Generator - GEN01 | KOHLER | 325511 | 150R0ZJ71 | OM00019486 | Permit # B4446 | Secure Area | DF4525 | NA | NA | 250 | 277/480 | 226 | Diesel | 3 | NA | NA | \Classifications\Building System Class\D50-Electrical SYS\D5090 - Elec SYS\Emergency Generator - GEN | EQ-1004834
43-B2 | 43-B2 Old Courthouse | 43-B2-D4031-100-FEX14 | Fire Extinguisher - FEX14 | Badger | NA | 5MB6H2007 | OM00043678 |  | Multiple | NA | NA | NA | NA | NA | NA | NA | NA | NA | NA | \Classifications\Building System Class\D40-Fire Protection SYS\D4030 - FIRE SPEC\Fire Extinguisher - FEX | EQ-1005024
43-B2 | 43-B2 Old Courthouse | 43-B2-B2010-100-BLD01 | Building Structure | NA |  | NA | OM00043684 | CUPA PT0478814 | NA | NA | NA | NA | NA | NA | NA | NA | NA | NA | NA | \Classifications\Building System Class\B20-General Building Exterior\B2010 - Exterior Walls\Building - BLD | EQ-1007374
43-B2 | 43-B2 Old Courthouse | 43-B2-B3010-100-RUF01 | Roof - RUF01 | NA | NA | NA | OM00043683 |  | Roof | NA | NA | NA | NA | NA | NA | NA | NA | NA | NA | \Classifications\Building System Class\B30-Roofing\B3010 - Roof Types\Roof - RUF | EQ-1007551
43-B2 | 43-B2 Old Courthouse | 43-B2-D2017-100-SHW01 | Eye Washes & Emergency Showers - SHW | Haws | DNA | DNA | OM00019067 | DNA | mechanical enclosure SW of building | NA | NA | NA | NA | NA | NA | NA | NA | NA | NA | \Classifications\Building System Class\D20-Plumbing\D2010 - Plumb Fix\Showers - SHW | 1008183
43-B2 | 43-B2 Old Courthouse | 43-B2-D3041-110-AHU02 | Air Handling Unit - AHU02 | Trane | U2G23909 | 21 | OM00019632 | DNA | Mechanical room | supply fan (3)B65, return fan (2) B68 | (4)12x24x2-(4) 24x24x12 | NA | 15 | 230/460 | 40/20 | Electric | 3 | NA | NA | \Classifications\Building System Class\D30-HVAC Systems\D3040 - Distribution SYS\Air Handling Unit - AHU | 1008188
43-B2 | 43-B2 Old Courthouse | 43-B2-D4010-150-FMS01 | System Extinguishing,Wet Pipe - FMS01 | Gruvlok | DNA | DNA | OM00019629 |  | AHU #1 1st Floor | NA | NA | NA | NA | NA | NA | NA | NA | NA | NA | \Classifications\Building System Class\D40-Fire Protection SYS\D4010 - Sprinkler SYS\Fire Systems, stand pipes - FMS | 1008189
43-B2 | 43-B2 Old Courthouse | 43-B2-D2023-100-BFP01 | Backflow Preventer - BFP01 Cooling tower make-up water | Watts | 345 | LF009M2QT 1 inch | OM00019285 |  | mechanical enclosure SW of building | NA | NA | NA | NA | NA | NA | NA | NA | NA | NA | \Classifications\Building System Class\D20-Plumbing\D2020 - Domestic Water\Backflow Preventer - BFP | 1008190
43-B2 | 43-B2 Old Courthouse | 43-B2-D2023-100-BFP02 | Backflow Preventer - BFP02 boiler make-up water | Febco | BE9141 | 825YRP 3/4 inch | OM00000323 |  | mechanical enclosure SW of building | NA | NA | NA | NA | NA | NA | NA | NA | NA | NA | \Classifications\Building System Class\D20-Plumbing\D2020 - Domestic Water\Backflow Preventer - BFP | 1008191
43-B2 | 43-B2 Old Courthouse | 43-B2-D2023-100-BFP04 | Backflow Preventer - BFP04 | Febco | BC3316 | 825YRP 3/4 inch | OM00019187 |  | northeast corner of building painted blue | NA | NA | NA | NA | NA | NA | NA | NA | NA | NA | \Classifications\Building System Class\D20-Plumbing\D2020 - Domestic Water\Backflow Preventer - BFP | 1008193
43-B2 | 43-B2 Old Courthouse | 43-B2-D2023-100-BFP05 | Backflow Preventer Assembly- BFP05 | Watts | 178681 | 909 4 inch | OM00019189 |  | northeast corner of building | NA | NA | NA | NA | NA | NA | NA | NA | NA | NA | \Classifications\Building System Class\D20-Plumbing\D2020 - Domestic Water\Backflow Preventer - BFP | 1008194
43-B2 | 43-B2 Old Courthouse | 43-B2-D2023-100-BFP06 | Backflow Preventer Assembly - BFP06 | Watts 2 inch | DNA | DNA | OM00019614 |  | northeast corner of building | NA | NA | NA | NA | NA | NA | NA | NA | NA | NA | \Classifications\Building System Class\D20-Plumbing\D2020 - Domestic Water\Backflow Preventer - BFP | 1008195
43-B2 | 43-B2 Old Courthouse | 43-B2-D2023-100-BFP08 | Backflow Preventer - BFP08 chiller make-up water | Febco | 13063 | 825YRP 3/4 inch | OM00019626 |  | mechanical room | NA | NA | NA | NA | NA | NA | NA | NA | NA | NA | \Classifications\Building System Class\D20-Plumbing\D2020 - Domestic Water\Backflow Preventer - BFP | 1008197
43-B2 | 43-B2 Old Courthouse | 43-B2-D5010-200-ESD01 | Main Electrical Switchboard - SBR | Square D Co. | DNA | Cat. No. 45-375 3063-AO | OM00019624 |  | mechanical room | NA | NA | NA | NA | 480 | 600 | Electric | 3 | NA | NA | \Classifications\Building System Class\D50-Electrical SYS\D5010 - Elec Service & Dist\Electical Service and Distribution - ESD | 1008201
43-B2 | 43-B2 Old Courthouse | 43-B2-D5010-234-ATS01 | Automatic Transfer Switch - ATS | Kohler Power Systems | K47209 | Part No. K-166543-225 | OM00019625 |  | basement | NA | NA | NA | NA | 480 | 225 | Electric | 3 | NA | NA | \Classifications\Building System Class\D50-Electrical SYS\D5010 - Elec Service & Dist\Automatic Transfer Switch - ATS | 1008202
43-B2 | 43-B2 Old Courthouse | 43-B2-D5011-240-TRN01 | Transformer - TRN | Square D Co. | 215 234-1 | style #35149/17232/023 | OM00019622 |  | mechanical room | NA | NA | NA | NA | 150 KVA 480/208/120 | 180/416 | Electric | 3 | NA | NA | \Classifications\Building System Class\D50-Electrical SYS\D5010 - Elec Service & Dist\Transformer - TRN | 1008203
43-B2 | 43-B2 Old Courthouse | 43-B2-D5038-810-ITA01 | Intrusion Alarm - ITA | DNA | DNA | DNA | OM00019631 | DNA | equipment room | NA | NA | NA | NA | DNA | DNA | Electric | DNA | NA | NA | \Classifications\Building System Class\D50-Electrical SYS\D5030 - Comm & Security\Intrusion Alarm - ITA | 1008206
43-B2 | 43-B2 Old Courthouse | 43-B2-D3012-120-GMR01 | Gas Meter Readings - GMR01 | Roots | -741987 | 5H175 | OM00043744 |  | outside of mechanical room | NA | NA | NA | NA | NA | NA | Gas | NA | NA | NA | \Classifications\Building System Class\D30-HVAC Systems\D3010 - Energy Supply\Gas Meter Readings - GMR | 1008208
43-B2 | 43-B2 Old Courthouse | 43-B2-D2020-130-WMR01 | Water Meter Readings - WMR01 | DNA | DNA | DNA | OM00043685 | DNA | east side of building in sidewalk | NA | NA | NA | NA | NA | NA | NA | NA | NA | NA | \Classifications\Building System Class\D20-Plumbing\D2020 - Domestic Water\Water Meter Readings - WMR | 1008209
43-B2 | 43-B2 Old Courthouse | 43-B2-G2050-200-LSC01 | Landscaping - LSC | Irritrol | DNA | DNA | OM00043681 |  | building perimeter | NA | NA | NA | NA | DNA | DNA | Electric | DNA | NA | NA | \Classifications\Building System Class\G20-Other Systems\G2050 - Landscaping\Landscaping - LSC | 1008210
43-B2 | 43-B2 Old Courthouse | 43-B2-D5092-250-ELT08 | Exterior Lighting - ELT | DNA | DNA | DNA | OM00043680 | DNA | various- perimeter of building | NA | NA | NA | NA | DNA | DNA | Electric | DNA | NA | NA | \Classifications\Building System Class\D50-Electrical SYS\D5090 - Elec SYS\Exterior Lighting - ELT | 1008211
43-B2 | 43-B2 Old Courthouse | 43-B2-G2049-300-HSC02 | Hardscape - HSC | NA | NA | NA | OM00043682 |  | south side inside secured area | NA | NA | NA | NA | NA | NA | NA | NA | NA | NA | \Classifications\Building System Class\G20-Other Systems\G2040 - Site Development\Hardscape - HSC | 1008212
43-B2 | 43-B2 Old Courthouse | 43-B2-D5092-250-EML25 | Emergency And Exit Lighting - EML 25 | NA | NA | NA | OM00043679 |  | NA | NA | NA | NA | NA | DNA | NA | Electric | 1 | NA | NA | \Classifications\Building System Class\D50-Electrical SYS\D5090 - Elec SYS\Emergency And Exit Lighting - EML | 1008213
43-B2 | 43-B2 Historic Courthouse | 43-B2-D3041-160-FDP16 | Fire Dampers - FDP16 | DNA | DNA | DNA | OM00019923 |  | NA | NA | NA | NA | NA | NA | NA | NA | NA | NA | NA | \Classifications\Building System Class\D30-HVAC Systems\D3040 - Distribution SYS\Fire Dampers - FDP | 1010295
43-B2 | 43-B2 Historic Courthouse | 43-B2-D2023-100-BFP09 | Backflow Preventer - BFP09 Irrigation | Wilkins | A296818 | 375 | OM00019188 |  | Landscape Rose Garden | NA | NA | NA | NA |  | NA |  |  | NA | NA | \Classifications\Building System Class\D20-Plumbing\D2020 - Domestic Water\Backflow Preventer - BFP | 1017759
43-B2 | 43-B2 Historic Courthouse | 43-B2-D5037-710-FAP02 | Fire Alarm Panel - FAP02 | Siemens |  | Firefinder-XLS | OM00019252 |  | Floor 1, Equipment Room | NA | NA | NA | NA | NA | NA | NA | NA | NA | NA | \Classifications\Building System Class\D50-Electrical SYS\D5030 - Comm & Security\Fire Alarm Panel - FAP | 1019525
43-B2 | 43-B2 Historic Courthouse | 43-B2-D3031-100-PCH03 | Condensor Water Pump PCH03 | B&G | PH016300 | 3BD 7.625SSF | OM00019256 |  | Basement - Chiller Room | NA | NA | NA | 7.5 | 480 | 9.5 | Electric | 3 | NA | NA | \Classifications\Building System Class\D30-HVAC Systems\D3030 - Cooling SYS\Chilled Water Pump - PCH | 1021339
43-B2 | 43-B2 Historic Courthouse | 43-B2-D3031-140-CLR02 | Chiller02 | Carrier | 1516Q23398 | 30HXC106NZU671AA | OM00019255 |  | Basement - Chiller Room | DNA | DNA | R-134a | DNA | 480 | 143.3 MCA | Electric | 3 | NA | NA | \Classifications\Building System Class\D30-HVAC Systems\D3030 - Cooling SYS\Chiller, Air Cooled - CLR | 1021340
43-B2 | 43-B2 Historic Courthouse | 43-B2-D3030-110-CTW02 | Cooling Tower 02 | BAC | U163040101-01-01 | VTO-075-K | OM00019258 |  | Basement - Equipment pad in parking lot | (2) B73 | NA | NA | 10 | 480 | 12.5 | Electric | 3 | NA | NA | \Classifications\Building System Class\D30-HVAC Systems\D3030 - Cooling SYS\Cooling Tower - CTW | 1021341
43-B5 | 43-B5 New Santa Clara Family Justice Center | 43-B5-B2010-100-BLD01 | building | NA | NA | NA | OM00044650 |  | NA | NA | NA | NA | NA | NA | NA | NA | NA | NA | NA | \Classifications\Building System Class\B20-General Building Exterior\B2010 - Exterior Walls\Building - BLD | 1019965
43-B5 | 43-B5 New Santa Clara Family Justice Center | 43-B5-B2034-400-DOH01 | Sally Port Door #1 | DNA | DNA | DNA | OM00044495 |  | 1st Floor - Sally Port Enterance | NA | NA | NA | NA | NA | NA | NA | NA | NA | NA | \Classifications\Building System Class\B20-General Building Exterior\B2030 - Exterior Doors\Door,Overhead-Shutter,Manual,Elec,Roll-up - DOH | 1021344
43-B5 | 43-B5 New Santa Clara Family Justice Center | 43-B5-D3060-100-RDS01 | Refrigerant Leak Detector RDS01 | MSA | KI5-400396616-30-001 | ALE-04-10114000200010 | OM00044560 |  | 9th Floor Penthouse | NA | NA | NA | NA | 24 VAC | DNA | Electric | 1 | DNA | DNA | \Classifications\Building System Class\D30-HVAC Systems\D3060 - Control & Inst Air\Refrigerant Leak Detection System - RDS | 1021345
43-B5 | 43-B5 New Santa Clara Family Justice Center | 43-B5-D4022-210-FSG01 | Fire Pump FSG01 | AC-Fire Pump Systems | 15-72111-01-00QKV44 | FP12CHC-1000 | OM00044499 |  | 1st Floor - Fire Pump Room | NA | NA | NA | 150 | 460 | 177 | Electric | 3 | NA | NA | \Classifications\Building System Class\D40-Fire Protection SYS\D4020 - Stand Pipe\Pump,Fire,Electric Motor Driven - FSG | 1021346
43-B5 | 43-B5 New Santa Clara Family Justice Center | 43-B5-D4022-210-JPM01 | Jockey Fire Pump JPM01 | Baldor | F1412010817 | UM3559 | OM00044500 |  | 1st Floor Fire Pump Room | NA | NA | NA | 3 | 460 | 3.8 | Electric | 3 | NA | NA | \Classifications\Building System Class\D40-Fire Protection SYS\D4020 - Stand Pipe\Jockey Pump - JPM | 1021347
43-B5 | 43-B5 New Santa Clara Family Justice Center | 43-B5-D1010-100-ELE01 | Elevator ELE01 | KONE | 20365198 | KCMG31 | OM00044529 | State ID# 173071 | 9th Floor Penthouse Machine Room by Pumps East Side | NA | NA | NA | DNA | 480 | 50 | Electric | 3 | NA | NA | \Classifications\Building System Class\D10-Conveyance Systems\D1010 - Elevator\Elevator,Electric,Pass/Freight - ELE | 1021348
43-B5 | 43-B5 New Santa Clara Family Justice Center | 43-B5-D1010-100-ELE02 | Elevator ELE02 | KONE | 20365199 | KCM831 | OM00044530 | State ID# 173072 | 9th Floor Penthouse Machine Room by Pumps East Side | NA | NA | NA | DNA | 480 | 50 | Electric | 3 | NA | NA | \Classifications\Building System Class\D10-Conveyance Systems\D1010 - Elevator\Elevator,Electric,Pass/Freight - ELE | 1021349
43-B5 | 43-B5 New Santa Clara Family Justice Center | 43-B5-D2023-310-WBS01 | Domestic Water Pump WBS01 | Goulds Water Technology | G1408283 | 22SV4GJ4C62 | OM00044503 |  | 1st Floor - Fire Pump Room | NA | NA | NA | 10 | 460 | 11.9 | Electric | 3 | NA | NA | \Classifications\Building System Class\D20-Plumbing\D2020 - Domestic Water\Domestic Water Booster System - WBS | 1021353
43-B5 | 43-B5 New Santa Clara Family Justice Center | 43-B5-D2022-260-HWG01 | Domestic Water Heater HWG01 | AHRI | 1452M001806 | SUF100250NE200 | OM00044541 |  | 9th Floor Penthouse - Boiler Room | NA | NA | NA | NA | 120 | 5 | Gas | 1 | 250,000 | DNA | \Classifications\Building System Class\D20-Plumbing\D2020 - Domestic Water\Domestic Water Heater, Gas - HWG | 1021350
43-B5 | 43-B5 New Santa Clara Family Justice Center | 43-B5-D2023-100-BFP02 | Backflow Preventor BFP02 | WATTS | 1748 | LF909 M1 QT RP | OM00044544 |  | 9th Floor Penthouse | NA | NA | NA | NA | NA | NA | NA | NA | NA | NA | \Classifications\Building System Class\D20-Plumbing\D2020 - Domestic Water\Backflow Preventer - BFP | 1021351
43-B5 | 43-B5 New Santa Clara Family Justice Center | 43-B5-D2023-100-BFP01 | Domestic Water Backflow Preventor BFP01, includes AIRGAP | ZURN | 4041 | 375AST | OM00044497 | Acct#: 8720077298 Meter#: 70290783 Tested by SJW (includes Air Gap Inspection) | First Floor,BY Sally Port, Outside Fire Pump Room | NA | NA | NA | NA | NA | NA | NA | NA | NA | NA | \Classifications\Building System Class\D20-Plumbing\D2020 - Domestic Water\Backflow Preventer - BFP | 1021352
43-B5 | 43-B5 New Santa Clara Family Justice Center | 43-B5-D2023-310-WBS02 | Domestic Water Pump WBS02 | Goulds Water Technology | G1408284 | 22SV4GJ4C62 | OM00044502 |  | 1st Floor - Fire Pump Room | DNA | NA | NA | 10 | 480 | 11.9 | Electric | 3 | NA | NA | \Classifications\Building System Class\D20-Plumbing\D2020 - Domestic Water\Domestic Water Booster System - WBS | 1021354
43-B5 | 43-B5 New Santa Clara Family Justice Center | 43-B5-D2023-310-WBS03 | Domestic Water Pump WBS03 | Goulds Water Technology | G1408282 | 22SV4GJ4C62 | OM00044501 |  | 1st Floor - Fire Pump Room | NA | NA | NA | 10 | 480 | 11.9 | Electric | 3 | NA | NA | \Classifications\Building System Class\D20-Plumbing\D2020 - Domestic Water\Domestic Water Booster System - WBS | 1021355
43-B5 | 43-B5 New Santa Clara Family Justice Center | 43-B5-D2090-650-WSR01 | Water Softener Demineralized WSR01 | Cullingan | 10676 | Cullingan | OM00044543 |  | 9th Floor Penthouse - Boiler Room | NA | NA | NA | NA | 110 | 2 | Electric | 1 | NA | NA | \Classifications\Building System Class\D20-Plumbing\D2090 - Other Plumbing SYS\Water Softener - WSR | 1021356
43-B5 | 43-B5 New Santa Clara Family Justice Center | 43-B5-D3021-130-BLR01 | Boiler #1 | Aerco International, Inc. | Q-14-2727 | BMK3000 | OM00044561 |  | 9th Floor Penthouse | DNA | DNA | NA | DNA | 110 | DNA | Natural gas | 1 | 3,000,000 | 2,790,000 | \Classifications\Building System Class\D30-HVAC Systems\D3020 - Heat SYS\Boiler,Hot Water,Oil/Gas/Comb. - BLR | 1021358
43-B5 | 43-B5 New Santa Clara Family Justice Center | 43-B5-D3012-120-GMR01 | Natural Gas Mater - GMR01 | ROOTS METER | 1550017 | 7H175 | OM00044498 |  | 1st Floor Outside Fire Pump Room | DNA | DNA | DNA | DNA | DNA | DNA | DNA | DNA | DNA | DNA | \Classifications\Building System Class\D30-HVAC Systems\D3010 - Energy Supply\Gas Meter Readings - GMR | 1021357
43-B5 | 43-B5 New Santa Clara Family Justice Center | 43-B5-D3030-110-CTW01 | Cooling Tower #1 | Marley | 10096355-A1- | SPX NC8405SG-14 | OM00044599 |  | 9th Floor Penthouse | DNA | DNA | NA | DNA | 460 | DNA | Electric | 3 | NA | NA | \Classifications\Building System Class\D30-HVAC Systems\D3030 - Cooling SYS\Cooling Tower - CTW | 1021359
43-B5 | 43-B5 New Santa Clara Family Justice Center | 43-B5-D3030-110-CTW02 | Cooling Tower #2 | Marley | 10096355-A2-NC8402SG-14 | SPX NC8405SG-14 | OM00044600 |  | 9th Floor Penthouse | DNA | DNA | NA |  | 460 | DNA | Electric | 3 | NA | NA | \Classifications\Building System Class\D30-HVAC Systems\D3030 - Cooling SYS\Cooling Tower - CTW | 1021360
43-B5 | 43-B5 New Santa Clara Family Justice Center | 43-B5-D3031-100-PCH01 | Chilled Water Pump PCH01 | Baldor | Z1409120377 | KS4011AE2K2KEA407M | OM00044531 |  | 9th Floor Penthouse | NA | NA | NA | 15 | 460 | 17.7 | Electric | 3 | NA | NA | \Classifications\Building System Class\D30-HVAC Systems\D3030 - Cooling SYS\Chilled Water Pump - PCH | 1021361
43-B5 | 43-B5 New Santa Clara Family Justice Center | 43-B5-D3031-100-PCH02 | Chilled Water Pump PCH02 | Baldor | Z1408080138 | 39N082W915C1 | OM00044532 |  | 9th Floor Penthouse | NA | NA | NA | 20 | 460 | 23.5 | Electric | 3 | NA | NA | \Classifications\Building System Class\D30-HVAC Systems\D3030 - Cooling SYS\Chilled Water Pump - PCH | 1021362
43-B5 | 43-B5 New Santa Clara Family Justice Center | 43-B5-D3031-100-PCH03 | Chilled Water Pump PCH03 | Baldor | C1410310297 | 42H099W38861 | OM00044595 |  | 9th Floor Penthouse | DNA | DNA | DNA | 46 | 460 | 92/46 | Electric | 3 | DNA | DNA | \Classifications\Building System Class\D30-HVAC Systems\D3030 - Cooling SYS\Chilled Water Pump - PCH | 1021375
43-B5 | 43-B5 New Santa Clara Family Justice Center | 43-B5-D3031-100-PCH04 | Chilled Water Pump PCH04 | Baldor | C1410310317 | 42H099W38867 | OM00044596 |  | 9th Floor Penthouse | DNA | DNA | DNA | 46 | 460 | 92/46 | Electric | 3 | DNA | DNA | \Classifications\Building System Class\D30-HVAC Systems\D3030 - Cooling SYS\Chilled Water Pump - PCH | 1021376
43-B5 | 43-B5 New Santa Clara Family Justice Center | 43-B5-D3031-100-PCH05 | Chilled Water Pump PCH05 | Baldor | Z1408220347 | 39N082W916C1 | OM00044533 |  | 9th Floor Penthouse | NA | NA | NA | 15 | 460 | 92/460 | Electric | 3 | NA | NA | \Classifications\Building System Class\D30-HVAC Systems\D3030 - Cooling SYS\Chilled Water Pump - PCH | 1021377
43-B5 | 43-B5 New Santa Clara Family Justice Center | 43-B5-D3031-100-PCH08 | Chilled Water Pump PCH08 | Baldor | Z1408080433 | 39N082W915C1 | OM00044598 |  | 9th Floor Penthouse | NA | NA | NA | 20 | 460 | 23.5 | Electric | 3 | NA | NA | \Classifications\Building System Class\D30-HVAC Systems\D3030 - Cooling SYS\Chilled Water Pump - PCH | 1021380
43-B5 | 43-B5 New Santa Clara Family Justice Center | 43-B5-D3031-100-PCH06 | Chilled Water Pump PCH06 | Baldor | Z1408120417 | 39N082W916C1 | OM00044534 |  | 9th Floor Penthouse | NA | NA | DNA | 15 | 460 | 17.7 | Electric | 3 | NA | NA | \Classifications\Building System Class\D30-HVAC Systems\D3030 - Cooling SYS\Chilled Water Pump - PCH | 1021378
43-B5 | 43-B5 New Santa Clara Family Justice Center | 43-B5-D3031-100-PCH07 | Chilled Water Pump PCH07 | Baldor | Z1409120382 | 39N082W916C1 | OM00044597 |  | 9th Floor Penthouse | NA | NA | NA | 15 | 460 | 17.7 | Electric | 3 | NA | NA | \Classifications\Building System Class\D30-HVAC Systems\D3030 - Cooling SYS\Chilled Water Pump - PCH | 1021379
43-B5 | 43-B5 New Santa Clara Family Justice Center | 43-B5-D3031-100-PCH09 | Chilled Water Pump PCH09 | Baldor | C1407020157 | KS6011AE2LEA411M | OM00044558 |  | 9th Floor Penthouse | NA | NA | DNA | 25 | 460 | 60/30 | Electric | 3 | NA | NA | \Classifications\Building System Class\D30-HVAC Systems\D3030 - Cooling SYS\Chilled Water Pump - PCH | 1021381
43-B5 | 43-B5 New Santa Clara Family Justice Center | 43-B5-D3031-100-PCH10 | Chilled Water Pump PCH10 | Baldor | C1411030307 | 40K020W93C1 | OM00044559 |  | 9th Floor Penthouse | NA | NA | NA | 25 | 460 | 30 | Electric | NA | NA | NA | \Classifications\Building System Class\D30-HVAC Systems\D3030 - Cooling SYS\Chilled Water Pump - PCH | 1021382
43-B5 | 43-B5 New Santa Clara Family Justice Center | 43-B5-D3031-100-PCH12 | Condensor Water Pump #8 | Baldor | C1407020147 | KS6011AE2LEA411M | OM00044557 |  | 9th Floor Penthouse | DNA | DNA | DNA | 25 | 230/460 | 60/30 | Electric | DNA | DNA | DNA | \Classifications\Building System Class\D30-HVAC Systems\D3030 - Cooling SYS\Chilled Water Pump - PCH | 1021383
43-B5 | 43-B5 New Santa Clara Family Justice Center | 43-B5-D3031-130-CLR01 | Chiller #1 | Daikin Applied | STNU141000051 | WMC250DBS-ER10 | OM00044553 |  | 9th Floor Penthouse - Chiller Room | DNA | DNA | R-134a | DNA | 460 | 273 Min - 350 Max | Electric | 3 | DNA |  | \Classifications\Building System Class\D30-HVAC Systems\D3030 - Cooling SYS\Chiller, Water Cooled - CLR | 1021384
43-B5 | 43-B5 New Santa Clara Family Justice Center | 43-B5-D3031-130-CLR02 | Chiller #2 | Daikin Applied | STNU141000050 | WMC250DBS-ER10 | OM00044554 |  | 9th Floor Penthouse - Chiller Room | DNA | DNA | R-134a | DNA | 460 | 273 Min - 350 Max | Electric | 3 | DNA | DNA | \Classifications\Building System Class\D30-HVAC Systems\D3030 - Cooling SYS\Chiller, Water Cooled - CLR | 1021385
43-B5 | 43-B5 New Santa Clara Family Justice Center | 43-B5-D3031-130-CLR03 | Chiller #3 | Daikin Applied | STNU141000062 | WMC250DBS-ER10 | OM00044555 |  | 9th Floor Penthouse - Chiller Room | DNA | DNA | R-134a | DNA | 460 | 273 Min - 350 Max | Electric | 3 | DNA | DNA | \Classifications\Building System Class\D30-HVAC Systems\D3030 - Cooling SYS\Chiller, Water Cooled - CLR | 1021386
43-B5 | 43-B5 New Santa Clara Family Justice Center | 43-B5-D3040-600-HES01 | Chilled Water Heat Exchanger #1 | GEA Heat Exchangers Inc. | DNA | DNA | OM00044594 |  | 9th Floor Penthouse | NA | NA | NA | NA | NA | NA | NA | NA | NA | NA | \Classifications\Building System Class\D30-HVAC Systems\D3040 - Distribution SYS\Heat Exchanger,Steam - HES | 1021387
43-B5 | 43-B5 New Santa Clara Family Justice Center | 43-B5-D3041-210-SFN01 | Air Handler Supply Fan Unit #1 | Temtrol | T017560-001-00 | ITF-DH37 | OM00044540 |  | 9th Floor Penthouse | DNA | DNA | DNA | 7.5 (4 Fans) | 440 - 480 | DNA | Electric | 3 | DNA | DNA | \Classifications\Building System Class\D30-HVAC Systems\D3040 - Distribution SYS\Supply/Exhaust/Return fans- FAN | 1021390
43-B5 | 43-B5 New Santa Clara Family Justice Center | 43-B5-D3041-210-SFN03 | Air Handler Supply Fan Unit #3 | Temtrol | T017560-005-00 | ITF-DH49 | OM00044591 |  | 9th Floor Penthouse | DNA | DNA | DNA | 8.5 (4 Fans) | 440 - 480 | DNA | Electric | 3 | DNA | DNA | \Classifications\Building System Class\D30-HVAC Systems\D3040 - Distribution SYS\Supply/Exhaust/Return fans- FAN | 1021392
43-B5 | 43-B5 New Santa Clara Family Justice Center | 43-B5-D3040-600-HES02 | Chilled Water Heat Exchanger HES02 | GEA Heat Exchangers | BNA-650/50010 | MA063 BYF-150 | OM00044535 |  | 9th Floor Penthouse | NA | NA | NA | NA | NA | NA | NA | NA | NA | NA | \Classifications\Building System Class\D30-HVAC Systems\D3040 - Distribution SYS\Heat Exchanger,Steam - HES | 1021388
43-B5 | 43-B5 New Santa Clara Family Justice Center | 43-B5-D3040-600-HES03 | Chilled Water Heat Exchanger HES03 | GEA Heat Exchangers | ENA-622/50024 | NA04X CYF-150 | OM00044536 |  | 9th Floor Penthouse | NA | NA | NA | NA | NA | NA | NA | NA | NA | NA | \Classifications\Building System Class\D30-HVAC Systems\D3040 - Distribution SYS\Heat Exchanger,Steam - HES | 1021389
43-B5 | 43-B5 New Santa Clara Family Justice Center | 43-B5-D3041-210-SFN02 | Air Handler Supply Fan Unit #2 | Temtrol | T017560-003-00 | ITF-DH46 | OM00044538 |  | 9th Floor Penthouse | DNA | DNA | DNA | 7.5 (4 Fans) | 440 - 480 | DNA | Electric | 3 | DNA | DNA | \Classifications\Building System Class\D30-HVAC Systems\D3040 - Distribution SYS\Supply/Exhaust/Return fans- FAN | 1021391
43-B5 | 43-B5 New Santa Clara Family Justice Center | 43-B5-D3041-210-SFN04 | Air Handler Supply Fan Unit #4 | Temtrol | T017560-007-00 | ITF-DH52 | OM00044592 |  | 9th Floor Penthouse | DNA | DNA | DNA | 8 (4 Fans) | 440 - 480 | DNA | Electric | 3 | DNA | DNA | \Classifications\Building System Class\D30-HVAC Systems\D3040 - Distribution SYS\Supply/Exhaust/Return fans- FAN | 1021393
43-B5 | 43-B5 New Santa Clara Family Justice Center | 43-B5-D3041-230-RFN03 | Air Handler Return Fan Unit #3 | Temtrol | T017560-006-00 | ITF-CF44 | OM00044590 |  | 9th Floor Penthouse | DNA | DNA | DNA | 4 (4 Fans) | 440 - 480 | DNA | Electric | 3 | DNA | DNA | \Classifications\Building System Class\D30-HVAC Systems\D3040 - Distribution SYS\Supply/Exhaust/Return fans- FAN | 1021396
43-B5 | 43-B5 New Santa Clara Family Justice Center | 43-B5-D3044-125-PHW01 | Hot Water Pump PHW01 | Taco | ED137934 | KS3011AE2KAA407M | OM00044563 |  | 9th Floor Penthouse | NA | NA | DNA | 15 | 460 | 17.7 | Electric | 3 | NA | NA | \Classifications\Building System Class\D30-HVAC Systems\D3040 - Distribution SYS\Hot Water Pump - PHW | 1021398
43-B5 | 43-B5 New Santa Clara Family Justice Center | 43-B5-D3044-125-PHW02 | Hot Water Pump PHW02 | Taco | ED137933/4 | KS3011AE2KAA407M | OM00044564 |  | 9th Floor Penthouse | NA | NA | NA | 15 | 230/460 | 35.4/17.7 | Electric | 3 | NA | NA | \Classifications\Building System Class\D30-HVAC Systems\D3040 - Distribution SYS\Hot Water Pump - PHW | 1021399
43-B5 | 43-B5 New Santa Clara Family Justice Center | 43-B5-D3041-230-RFN01 | Air Handler Return Fan Unit #1 | Temtrol | T017560-002-00 | ITF-CF34 | OM00044539 |  | 9th Floor Penthouse | DNA | DNA | DNA | 3 (4 Fans) | 440 - 480 | DNA | Electric | 3 | DNA | DNA | \Classifications\Building System Class\D30-HVAC Systems\D3040 - Distribution SYS\Supply/Exhaust/Return fans- FAN | 1021394
43-B5 | 43-B5 New Santa Clara Family Justice Center | 43-B5-D3041-230-RFN02 | Air Handler Return Fan Unit #2 | Temtrol | T017560-004-00 | ITF-DH40 | OM00044537 |  | 9th Floor Penthouse | DNA | DNA | DNA | 4 (4 Fans) | 440 - 480 | DNA | Electric | 3 | DNA | DNA | \Classifications\Building System Class\D30-HVAC Systems\D3040 - Distribution SYS\Supply/Exhaust/Return fans- FAN | 1021395
43-B5 | 43-B5 New Santa Clara Family Justice Center | 43-B5-D3041-230-RFN04 | Air Handler Return Fan Unit #4 | Temtrol | T017560-008-00 | ITF-DH42 | OM00044593 |  | 9th Floor Penthouse | DNA | DNA | DNA | 4.5 (4 Fans) | 440 - 480 | DNA | Electric | 3 | DNA | DNA | \Classifications\Building System Class\D30-HVAC Systems\D3040 - Distribution SYS\Supply/Exhaust/Return fans- FAN | 1021397
43-B5 | 43-B5 New Santa Clara Family Justice Center | 43-B5-D5092-210-GEN01 | Generator #1 | KOHLER power Systems | WA-6000851-1114 | 7M4048 | OM00044359 |  | 9th Floor Penthouse | DNA | DNA | NA | 2328 | 480 | 1955 | Diesel | 3 | DNA | DNA | \Classifications\Building System Class\D50-Electrical SYS\D5090 - Elec SYS\Emergency Generator - GEN | 1021400
43-B5 | 43-B5 New Santa Clara Family Justice Center | 43-B5-G3010-210-PWT01 | Domestic Cold Water Tank PWT01 | Baldor Electric Co. | DNA | Super-E Motor | OM00044504 |  | 1st Floor Fire Pump Room | NA | NA | NA | DNA | 230/460 | 23.8/11.9 | Electric | 3 | NA | NA | \Classifications\Building System Class\G30-Site Mechanical Utilities\G3010 - Water Supply\Potable Water Storage Tank - PWT | 1021401
43-B5 | 43-B5 New Santa Clara Family Justice Center | 43-B5-G3010-210-PWT02 | Hot Water Storage Tank PWT02 | State Industries, Inc | 1504M002550 | PVG01200OVTA125 | OM00044542 |  | 9th Floor Penthouse - Boiler Room | NA | NA | NA | DNA | DNA | DNA | Electric | DNA | NA | NA | \Classifications\Building System Class\G30-Site Mechanical Utilities\G3010 - Water Supply\Potable Water Storage Tank - PWT | 1021402
43-B5 | 43-B5 New Santa Clara Family Justice Center | 43-B5-G3060-320-DFP01 | Diesel Fuel Pump DFP01 | RCI Technologies | DNA | FRS 660 | OM00044360 |  | 9th Floor Penthouse - Generator Room | NA | NA | NA | DNA | DNA | DNA | Electric | DNA | NA | NA | \Classifications\Building System Class\G30-Site Mechanical Utilities\G3060 - Fuel Distribution\Pump, Fuel, Diesel Fuel Transfer Pump - DFP | 1021403
43-B5 | 43-B5 New Santa Clara Family Justice Center | 43-B5-G3063-100-DAT01 | Diesel Fuel Pump DFP01 | Oldcastle Precast | 5-948421 | ConVault | OM00044589 |  | 9th Floor Penthouse - Generator Room | NA | NA | NA | DNA | NA | NA | Diesel | NA | NA | NA | \Classifications\Building System Class\G30-Site Mechanical Utilities\G3060 - Fuel Distribution\Tank, Fuel Storage Day - DAT | 1021404
43-B5 | 43-B5 New Santa Clara Family Justice Center | 43-B5-D2023-100-BFP03 | Cooling Tower Backflow Preventor | ZURN | L99599 | 373 | OM00044545 |  | DNA | NA | NA | NA | NA | NA | NA | NA | NA | NA | NA | \Classifications\Building System Class\D20-Plumbing\D2020 - Domestic Water\Backflow Preventer - BFP | 1021406
43-B5 | 43-B5 New Santa Clara Family Justice Center | 43-B5-D3021-130-BLR02 | Boiler #2 | Aerco International, Inc. | Q-14-2728 | BMK3000 | OM00044562 |  | 9th Floor Penthouse | DNA | DNA | NA | DNA | 110 | DNA | Natural gas | 1 | 3,000,000 |  | \Classifications\Building System Class\D30-HVAC Systems\D3020 - Heat SYS\Boiler,Hot Water,Oil/Gas/Comb. - BLR | 1021407
43-B5 | 43-B5 New Santa Clara Family Justice Center | 43-B5-D1010-100-ELE03 | Elevator ELE03 | KONE | 20365200 | KCM831 | OM00044630 | State ID# 173073 | 9th Floor Machin Room Penthouse Pumps East Side | NA | NA | NA | NA | 480 | DNA | Electric | 3 | NA | NA | \Classifications\Building System Class\D10-Conveyance Systems\D1010 - Elevator\Elevator,Electric,Pass/Freight - ELE | 1021419
43-B5 | 43-B5 New Santa Clara Family Justice Center | 43-B5-D1010-100-ELE04 | Elevator ELE04 | KONE | 20365201 | KCM831 | OM00044631 | State ID# 173074 | 10th Floor Machine Room Penthouse Pumps East Side | NA | NA | NA | NA | 480 | DNA | Electric | 3 | NA | NA | \Classifications\Building System Class\D10-Conveyance Systems\D1010 - Elevator\Elevator,Electric,Pass/Freight - ELE | 1021420
43-B5 | 43-B5 New Santa Clara Family Justice Center | 43-B5-D1010-100-ELE05 | Elevator ELE05 | KONE | 20365202 | KCM831 | OM00044632 | State ID# 173075 | 11th Floor Machine Room Penthouse Pumps East Side | NA | NA | NA | NA | 480 | DNA | Electric | 3 | NA | NA | \Classifications\Building System Class\D10-Conveyance Systems\D1010 - Elevator\Elevator,Electric,Pass/Freight - ELE | 1021421
43-B5 | 43-B5 New Santa Clara Family Justice Center | 43-B5-D1010-100-ELE06 | Elevator ELE06 | KONE | 20365203 | KCM831 | OM00044633 | State ID# 173076 | 12th Floor Machine Room Penthouse Pumps East Side | NA | NA | NA | NA | 480 | DNA | Electric | 3 | NA | NA | \Classifications\Building System Class\D10-Conveyance Systems\D1010 - Elevator\Elevator,Electric,Pass/Freight - ELE | 1021422
43-B5 | 43-B5 New Santa Clara Family Justice Center | 43-B5-D1010-100-ELE07 | Elevator ELE07 | KONE | 20365204 | KCM831 | OM00044616 | State ID# 173077 | 9th Floor Machine Room Penthouse by Boiler Room | NA | NA | NA | NA | 480 | DNA | Electric | 3 | NA | NA | \Classifications\Building System Class\D10-Conveyance Systems\D1010 - Elevator\Elevator,Electric,Pass/Freight - ELE | 1021423
43-B5 | 43-B5 New Santa Clara Family Justice Center | 43-B5-D1010-100-ELE08 | Elevator ELE08 | KONE | 20365205 | KCM831 | OM00044615 | State ID# 173078 | 9th Floor Machine Room Penthouse Pumps East Side by Boiler Room | NA | NA | NA | NA | 480 | DNA | Electric | 3 | NA | NA | \Classifications\Building System Class\D10-Conveyance Systems\D1010 - Elevator\Elevator,Electric,Pass/Freight - ELE | 1021424
43-B5 | 43-B5 New Santa Clara Family Justice Center | 43-B5-D2023-100-BFP04 | Backflow Preventer BFP04 | Watts | 025701 | LF909 QT RPZ | OM00044717 |  | 1st Floor - 1-1 East Next to Fire Control Room | NA | NA | NA | NA | NA | NA | NA | NA | NA | NA | \Classifications\Building System Class\D20-Plumbing\D2020 - Domestic Water\Backflow Preventer - BFP | 1021425
43-B5 | 43-B5 New Santa Clara Family Justice Center | 43-B5-D2023-100-BFP05 | Backflow Preventer BFP05 | Watts | 025683 | LF909 QT RPZ | OM00044716 |  | 1st Floor - 1-2 West | NA | NA | NA | NA | NA | NA | NA | NA | NA | NA | \Classifications\Building System Class\D20-Plumbing\D2020 - Domestic Water\Backflow Preventer - BFP | 1021426
43-B5 | 43-B5 New Santa Clara Family Justice Center | 43-B5-D2023-100-BFP06 | Irrigation Backflow Preventer | Watts | 00460 | LF909Q1RP | OM00044664 |  | Landscaping Planter at St. James and Market Street | NA | NA | NA | NA | NA | NA | NA | NA | NA | NA | \Classifications\Building System Class\D20-Plumbing\D2020 - Domestic Water\Backflow Preventer - BFP | 1021427
43-B5 | 43-B5 New Santa Clara Family Justice Center | 43-B5-D5037-710-FAP01 | Fire Alarm Panel FAP01 | DNA | DNA | DNA | OM00044667 |  | DNA | NA | NA | NA | NA | DNA | DNA | DNA | DNA | NA | NA | \Classifications\Building System Class\D50-Electrical SYS\D5030 - Comm & Security\Fire Alarm Panel - FAP | 1021428
43-B5 | 43-B5 New Santa Clara Family Justice Center | 43-B5-D3068-100-BAS01 | Building Automation System BAS01 | DNA | DNA | DNA | OM00044656 |  | DNA | NA | NA | NA | NA | NA | NA | NA | NA | NA | NA | \Classifications\Building System Class\D30-HVAC Systems\D3060 - Control & Inst Air\Building Automation System - BAS | 1021429
43-B5 | 43-B5 New Santa Clara Family Justice Center | 43-B5-D2023-100-BFP07 | Fire System Backflow Preventer | Ames | PG-1687 | Colt 400 | OM00044663 | Acct#: 979219310 Meter#: /Tested by SJW | Sally Port | NA | NA | NA | NA | NA | NA | NA | NA | NA | NA | \Classifications\Building System Class\D20-Plumbing\D2020 - Domestic Water\Backflow Preventer - BFP | 1021431
43-B5 | 43-B5 New Santa Clara Family Justice Center | 43-B5-D2023-100-BFP08 | Backflow Preventer BFP08 | Watts | 025695 | LF909 QT RPZ | OM00044679 |  | 3rd Floor - 3C | NA | NA | NA | NA | NA | NA | NA | NA | NA | NA | \Classifications\Building System Class\D20-Plumbing\D2020 - Domestic Water\Backflow Preventer - BFP | 1021432
43-B5 | 43-B5 New Santa Clara Family Justice Center | 43-B5-D2023-100-BFP09 | Backflow Preventer BFP09 | Watts | 025689 | LF909 QT RPZ | OM00044681 |  | 4th Floor 4-1 | NA | NA | NA | NA | NA | NA | NA | NA | NA | NA | \Classifications\Building System Class\D20-Plumbing\D2020 - Domestic Water\Backflow Preventer - BFP | 1021433
43-B5 | 43-B5 New Santa Clara Family Justice Center | 43-B5-D2023-100-BFP12 | Backflow Preventer BFP12 | Watts | 025688 | LF909 QT RPZ | OM00044687 |  | 7th Floor - 7-1 | NA | NA | NA | NA | NA | NA | NA | NA | NA | NA | \Classifications\Building System Class\D20-Plumbing\D2020 - Domestic Water\Backflow Preventer - BFP | 1021436
43-B5 | 43-B5 New Santa Clara Family Justice Center | 43-B5-D3041-110-AHU02 | Air Handler Supply Fan Unit AHU02 | Temtrol | T017230-003-00 | ITF-DH46 | OM00044538 |  | 9th Floor Penthouse | NA | DNA | NA | 7.5 (4 Fans) | 480 | 38 | Electric | 3 | NA | NA | \Classifications\Building System Class\D30-HVAC Systems\D3040 - Distribution SYS\Air Handling Unit - AHU | 1021438
43-B5 | 43-B5 New Santa Clara Family Justice Center | 43-B5-D3041-110-AHU04 | Air Handler Supply Fan Unit AHU04 | Temtrol | T017560-007-00 | ITF-DH52 | OM00044592 |  | 9th Floor Penthouse | NA | 12) 24x24x2 4) 12x24x24x15 Bag - 12) 24x24x15 4) 12x24x15 | NA | 8 (4 Fans) | 440 - 480 | 40 | Electric | 3 | NA | NA | \Classifications\Building System Class\D30-HVAC Systems\D3040 - Distribution SYS\Air Handling Unit - AHU | 1021440
43-B5 | 43-B5 New Santa Clara Family Justice Center | 43-B5-D2023-100-BFP10 | Backflow Preventer BFP10 | Watts | 025690 | LF909 QT RPZ | OM00044683 |  | 5th Floor - 530 | NA | NA | NA | NA | NA | NA | NA | NA | NA | NA | \Classifications\Building System Class\D20-Plumbing\D2020 - Domestic Water\Backflow Preventer - BFP | 1021434
43-B5 | 43-B5 New Santa Clara Family Justice Center | 43-B5-D2023-100-BFP11 | Backflow Preventer BFP11 | Watts | 025686 | LF909 QT RPZ | OM00044685 |  | 6th Floor | NA | NA | NA | NA | NA | NA | NA | NA | NA | NA | \Classifications\Building System Class\D20-Plumbing\D2020 - Domestic Water\Backflow Preventer - BFP | 1021435
43-B5 | 43-B5 New Santa Clara Family Justice Center | 43-B5-D3041-110-AHU01 | Air Handler Supply Fan Unit AHU01 | Temtrol | T017560-001-00 | ITF-DH37 | OM00044540 |  | 9th Floor Penthouse | NA | NA | DNA | 7.5 (4 Fans) | 480 | 38 | Electric | 3 | NA | NA | \Classifications\Building System Class\D30-HVAC Systems\D3040 - Distribution SYS\Air Handling Unit - AHU | 1021437
43-B5 | 43-B5 New Santa Clara Family Justice Center | 43-B5-D3041-110-AHU03 | Air Handler Supply Fan Unit AHU03 | Temtrol | T017560-005-00 | ITF-DH49 | OM00044591 |  | 9th Floor Penthouse | NA | 12) 24x24x2 4) 12x24x24x15 Bag - 12) 24x24x15 4) 12x24x15 | NA | 8.5 (4 Fans) | 440 - 480 | 42 | Electric | 3 | NA | NA | \Classifications\Building System Class\D30-HVAC Systems\D3040 - Distribution SYS\Air Handling Unit - AHU | 1021439
43-B5 | 43-B5 New Santa Clara Family Justice Center | 43-B5-D5010-110-MCC01 | Chiller Motor Control Center MCC01 | Cubicle Bus | 4001350605043 | DW-8332 E231263 | OM00044669 |  | Penthouse | NA | NA | NA | NA | 600 VAC | 2000 | Electric | 3 | NA | NA | \Classifications\Building System Class\D50-Electrical SYS\D5010 - Elec Service & Dist\Chiller Room Electrical Panel - MCC | 1021443
43-B5 | 43-B5 New Santa Clara Family Justice Center | 43-B5-D3041-170-SPF01 | Fan Stairwell Pressurization SPF01 | Green Heck | 1396887 | QEI-20-I-30-X | OM00044623 |  | Roof Stairway Ceiling | 2) A-57 | NA | NA | 3 | 460 | 4.2 | Electric | 3 | NA | NA | \Classifications\Building System Class\D30-HVAC Systems\D3040 - Distribution SYS\Stairwell Pressurization Fan - SPF | 1021444
43-B5 | 43-B5 New Santa Clara Family Justice Center | 43-B5-D3041-170-SPF02 | Fan Stairwell Pressurization SPF02 | Green Heck | 13966886 | QEI-20-I-30-X | OM00044601 |  | DNA | NA | NA | NA | 3 | 460 | 4.2 | Electric | 3 | NA | NA | \Classifications\Building System Class\D30-HVAC Systems\D3040 - Distribution SYS\Stairwell Pressurization Fan - SPF | 1021445
43-B5 | 43-B5 New Santa Clara Family Justice Center | 43-B5-D3031-100-PCH11 | Chilled Water Pump PCH11 | Baldor | C1407020147 | 40K020W93C1 | OM00044557 |  | 9th Floor Penthouse | NA | NA | NA | 25 | 460 | 30 | Electric | 3 | NA | NA | \Classifications\Building System Class\D30-HVAC Systems\D3030 - Cooling SYS\Chilled Water Pump - PCH | 1021447
43-B5 | 43-B5 New Santa Clara Family Justice Center | 43-B5-D3031-240-CDR02 | Condenser, Water Cooled CDR02 | Daikin applied | A000591 | RWEYQ84PYDN | OM00044620 |  | Penthouse | NA | NA | R-410A | NA | 460 | 10.35 | Electric | 3 | NA | NA | \Classifications\Building System Class\D30-HVAC Systems\D3030 - Cooling SYS\Condensing Unit, Water Cooled - CDR | 1021448
43-B5 | 43-B5 New Santa Clara Family Justice Center | 43-B5-D3031-240-CDR03 | Condenser, Water Cooled CDR03 | Daikin applied | A000653 | RWEYQ84PYDN | OM00044621 |  | 9th Floor Penthouse - Server Room | NA | NA | R-410A | NA | 460 | 10.2 | Electric | 3 | NA | NA | \Classifications\Building System Class\D30-HVAC Systems\D3030 - Cooling SYS\Condensing Unit, Water Cooled - CDR | 1021449
43-B5 | 43-B5 New Santa Clara Family Justice Center | 43-B5-D3031-240-CDR04 | Condenser, Water Cooled CDR04 | Daikin applied | A000596 | DNA | OM00044622 |  | 9th Floor Penthouse - Server Room | NA | NA | R-410A | NA | 460 | 10.2 | Electric | 3 | NA | NA | \Classifications\Building System Class\D30-HVAC Systems\D3030 - Cooling SYS\Condensing Unit, Water Cooled - CDR | 1021450
43-B5 | 43-B5 New Santa Clara Family Justice Center | 43-B5-D3031-240-CDR05 | Condenser, Water Cooled CDR05 | Daikin applied | A000590 | RWEYQ84PYDN | OM00044617 |  | Penthouse | NA | NA | R-410A | NA | 460 | 10.2 | Electric | 3 | NA | NA | \Classifications\Building System Class\D30-HVAC Systems\D3030 - Cooling SYS\Condensing Unit, Water Cooled - CDR | 1021451
43-B5 | 43-B5 New Santa Clara Family Justice Center | 43-B5-D3031-240-CDR06 | Condenser, Water Cooled CDR06 | Daikin applied | A000602 | REWYQ84PYDN | OM00044618 |  | Penthouse | NA | NA | R-410A | NA | 460 | 10.2 | Electric | 3 | NA | NA | \Classifications\Building System Class\D30-HVAC Systems\D3030 - Cooling SYS\Condensing Unit, Water Cooled - CDR | 1021452
43-B5 | 43-B5 New Santa Clara Family Justice Center | 43-B5-D3031-240-CDR07 | Condenser, Water Cooled CDR07 | Daikin applied | A000545 | DNA | OM00044619 |  | Penthouse | NA | NA | R-410A | NA | 460 | 10.2 | Electric | 3 | NA | NA | \Classifications\Building System Class\D30-HVAC Systems\D3030 - Cooling SYS\Condensing Unit, Water Cooled - CDR | 1021453
43-B5 | 43-B5 New Santa Clara Family Justice Center | 43-B5-D3031-240-CDR09 | Condenser, Water Cooled CDR09 | Daikin applied | A000372 | RWEYQ72PPYDN | OM00044610 |  | 9th Floor Penthouse | NA | NA | R-410A | NA | 460 | 10.2 | Electric | 3 | NA | NA | \Classifications\Building System Class\D30-HVAC Systems\D3030 - Cooling SYS\Condensing Unit, Water Cooled - CDR | 1021455
43-B5 | 43-B5 New Santa Clara Family Justice Center | 43-B5-D3031-240-CDR10 | Condenser, Water Cooled CDR10 | Daikin applied | A000389 | RWEYQ72PYDN | OM00044608 |  | 9th Floor Penthouse | NA | NA | R-410A | NA | 460 | 10.2 | Electric | 3 | NA | NA | \Classifications\Building System Class\D30-HVAC Systems\D3030 - Cooling SYS\Condensing Unit, Water Cooled - CDR | 1021456
43-B5 | 43-B5 New Santa Clara Family Justice Center | 43-B5-D3031-240-CDR08 | Condenser, Water Cooled CDR08 | Daikin applied | A000394 | RWEYQ72PYDN | OM00044612 |  | 9th Floor Penthouse | NA | NA | R-410A | NA | 460 | 10.2 | Electric | 3 | NA | NA | \Classifications\Building System Class\D30-HVAC Systems\D3030 - Cooling SYS\Condensing Unit, Water Cooled - CDR | 1021454
43-B5 | 43-B5 New Santa Clara Family Justice Center | 43-B5-D3031-240-CDR11 | Condenser, Water Cooled CDR11 | Daikin applied | A00044611 | RWEYQ84PYDN | OM00044611 |  | 9th Floor Penthouse | NA | NA | R-410A | NA | 460 | 10.2 | Electric | 3 | NA | NA | \Classifications\Building System Class\D30-HVAC Systems\D3030 - Cooling SYS\Condensing Unit, Water Cooled - CDR | 1021457
43-B5 | 43-B5 New Santa Clara Family Justice Center | 43-B5-D3031-240-CDR12 | Condenser, Water Cooled CDR12 | Daikin applied | A000650 | RWEYQ84PYDN | OM00044609 |  | 9th Floor Penthouse | NA | NA | R-410A | NA | 460 | 10.2 | Electric | 3 | NA | NA | \Classifications\Building System Class\D30-HVAC Systems\D3030 - Cooling SYS\Condensing Unit, Water Cooled - CDR | 1021458
43-B5 | 43-B5 New Santa Clara Family Justice Center | 43-B5-D3031-240-CDR13 | Condenser, Water Cooled CDR13 | Daikin applied | A000589 | RWEYQ84PYDN | OM00044607 |  | 9th Floor Penthouse | NA | NA | R-410A | NA | 460 | 10.2 | Electric | 3 | NA | NA | \Classifications\Building System Class\D30-HVAC Systems\D3030 - Cooling SYS\Condensing Unit, Water Cooled - CDR | 1021459
43-B5 | 43-B5 New Santa Clara Family Justice Center | 43-B5-D3031-240-CDR14 | Condenser, Water Cooled CDR14 | Daikin applied | A000646 | RWEYQ84PYDN | OM00044606 |  | 9th Floor Penthouse | NA | NA | R-410A | NA | 460 | 10.2 | Electric | 3 | NA | NA | \Classifications\Building System Class\D30-HVAC Systems\D3030 - Cooling SYS\Condensing Unit, Water Cooled - CDR | 1021460
43-B5 | 43-B5 New Santa Clara Family Justice Center | 43-B5-D3031-240-CDR15 | Condenser, Water Cooled CDR15 | Daikin applied | A000595 | RWEYQ84PYDN | OM00044605 |  | 9th Floor Penthouse | NA | NA | R-410A | NA | 460 | 10.2 | Electric | 3 | NA | NA | \Classifications\Building System Class\D30-HVAC Systems\D3030 - Cooling SYS\Condensing Unit, Water Cooled - CDR | 1021461
43-B5 | 43-B5 New Santa Clara Family Justice Center | 43-B5-D3031-240-CDR16 | Condenser, Water Cooled CDR16 | Daikin applied | DNA | RWEYQ84PYDN | OM00044604 |  | 9th Floor Penthouse | NA | NA | R-410A | NA | 460 | 10.2 | Electric | 3 | NA | NA | \Classifications\Building System Class\D30-HVAC Systems\D3030 - Cooling SYS\Condensing Unit, Water Cooled - CDR | 1021462
43-B5 | 43-B5 New Santa Clara Family Justice Center | 43-B5-D3030-310-CTF01 | Cooling Tower Sand Filter CTF01 | PUROFLUX | PF64-040B-AP | DNA | OM00019081 |  | 9th Floor Cooling Tower | NA | NA | NA | 10 | 480 | DNA | Electric | 3 | NA | NA | \Classifications\Building System Class\D30-HVAC Systems\D3030 - Cooling SYS\Cooling Tower Filter - CTF | 1021463
43-B5 | 43-B5 New Santa Clara Family Justice Center | 43-B5-B2034-400-DOH02 | Sally Port Door DOH02 | DNA | DNA | DNA | OM00044496 |  | 1st Floor - Sally Port Enterance | NA | NA | NA | NA | NA | NA | NA | NA | NA | NA | \Classifications\Building System Class\B20-General Building Exterior\B2030 - Exterior Doors\Door,Overhead-Shutter,Manual,Elec,Roll-up - DOH | 1021464
43-B5 | 43-B5 New Santa Clara Family Justice Center | 43-B5-D5010-234-ATS01 | Automatic Transfer Switch ATS01 | DNA | DNA | DNA | OM00044674 |  | Basement - Elevator Room | NA | NA | NA | NA | NA | NA | NA | NA | NA | NA | \Classifications\Building System Class\D50-Electrical SYS\D5010 - Elec Service & Dist\Automatic Transfer Switch - ATS | 1021465
43-B5 | 43-B5 New Santa Clara Family Justice Center | 43-B5-D5010-234-ATS02 | Automatic Transfer Switch ATS02 | DNA | DNA | DNA | OM00044675 |  | Fire Pump Room | NA | NA | NA | NA | DNA | DNA | Electric | DNA | NA | NA | \Classifications\Building System Class\D50-Electrical SYS\D5010 - Elec Service & Dist\Automatic Transfer Switch - ATS | 1021466
43-B5 | 43-B5 New Santa Clara Family Justice Center | 43-B5-D5010-234-ATS03 | Automatic Transfer Switch ATS03 | KOHLER | DNA | DNA | OM00044671 |  | 9th Floor Penthouse - EM Electrical Room Penthouse | NA | NA | NA | NA | 460 | DNA | Electric | 3 | NA | NA | \Classifications\Building System Class\D50-Electrical SYS\D5010 - Elec Service & Dist\Automatic Transfer Switch - ATS | 1021467
43-B5 | 43-B5 New Santa Clara Family Justice Center | 43-B5-D5010-234-ATS04 | Automatic Transfer Switch ATS04 | KOHLER | DNA | MPAC 1200 | OM00044670 |  | 9th Floor Penthouse - EM Electrical Room | NA | NA | NA | NA | 460 | DNA | Electric | 3 | NA | NA | \Classifications\Building System Class\D50-Electrical SYS\D5010 - Elec Service & Dist\Automatic Transfer Switch - ATS | 1021468
43-B5 | 43-B5 New Santa Clara Family Justice Center | 43-B5-D3042-220-EFN01 | Exhaust Fan EFN01 | GREENHECK | 13960034 15A | CUBE-22011P - 30 F | OM00044688 |  | Roof - EAST | AP-27 | NA | NA | 3 | 480 | 4.2 | Electric | 3 | NA | NA | \Classifications\Building System Class\D30-HVAC Systems\D3040 - Distribution SYS\Supply/Exhaust/Return fans- FAN | 1021469
43-B5 | 43-B5 New Santa Clara Family Justice Center | 43-B5-D3042-220-EFN02 | Exhaust Fan EFN02 | GREENHECK | 13960032 15B | CUBE-180HP-20-X | OM00044690 |  | Roof - EAST | DNA | NA | NA | 2 | 480 | 2.6 | Electric | 3 | NA | NA | \Classifications\Building System Class\D30-HVAC Systems\D3040 - Distribution SYS\Supply/Exhaust/Return fans- FAN | 1021470
43-B5 | 43-B5 New Santa Clara Family Justice Center | 43-B5-D3042-220-EFN03 | Exhaust Fan EFN03 | GREEN NECK | 13960033 15A | CUBE-180-15-X | OM00044691 |  | Roof - WEST | DNA | NA | NA | DNA | DNA | DNA | Electric | DNA | NA | NA | \Classifications\Building System Class\D30-HVAC Systems\D3040 - Distribution SYS\Supply/Exhaust/Return fans- FAN | 1021471
43-B5 | 43-B5 New Santa Clara Family Justice Center | 43-B5-D3042-220-EFN04 | Exhaust Fan EFN04 | GREENHECK | 13960031 15A | CUBE-300-HP-30-X | OM00044689 |  | Roof - EAST | AP-45 | DNA | NA | DNA | DNA | DNA | Electric | 3 | NA | NA | \Classifications\Building System Class\D30-HVAC Systems\D3040 - Distribution SYS\Supply/Exhaust/Return fans- FAN | 1021472
43-B5 | 43-B5 New Santa Clara Family Justice Center | 43-B5-D3042-220-EFN05 | Exhaust Fan EFN05 | DNA | DNA | DNA | OM00044673 |  | DNA | DNA | DNA | NA | DNA | DNA | DNA | Electric | DNA | NA | NA | \Classifications\Building System Class\D30-HVAC Systems\D3040 - Distribution SYS\Supply/Exhaust/Return fans- FAN | 1021473
43-B5 | 43-B5 New Santa Clara Family Justice Center | 43-B5-D3042-220-EFN06 | Exhaust Fan EFN06 | Green Heck | 13966882 | DNA | OM00044665 |  | DNA | (1) 4L-490 | DNA | NA | 1/2 | 460 | 1 | Electric | 3 and 1 | NA | NA | \Classifications\Building System Class\D30-HVAC Systems\D3040 - Distribution SYS\Supply/Exhaust/Return fans- FAN | 1021474
43-B5 | 43-B5 New Santa Clara Family Justice Center | 43-B5-G2049-300-HSC01 | Hardscape HSC01 | DNA | DNA | DNA | OM00044651 |  | Exterior Hardscaping | NA | NA | NA | NA | NA | NA | NA | NA | NA | NA | \Classifications\Building System Class\G20-Other Systems\G2040 - Site Development\Hardscape - HSC | 1021475
43-B5 | 43-B5 New Santa Clara Family Justice Center | 43-B5-G2050-200-LSC01 | Landscaping LSC01 | DNA | DNA | DNA | OM00044658 |  | DNA | NA | NA | NA | NA | NA | NA | NA | NA | NA | NA | \Classifications\Building System Class\G20-Other Systems\G2050 - Landscaping\Landscaping - LSC | 1021476
43-B5 | 43-B5 New Santa Clara Family Justice Center | 43-B5-D5092-250-EML01 | Emergency Lighting - EML | NA | NA | NA | OM00044654 |  | Throughout Building | NA | NA | NA | NA | DNA | DNA | Electric | DNA | NA | NA | \Classifications\Building System Class\D50-Electrical SYS\D5090 - Elec SYS\Emergency And Exit Lighting - EML | 1021477
43-B5 | 43-B5 New Santa Clara Family Justice Center | 43-B5-D2030-150-MWL01 | Waste System MWL01 | DNA | DNA | DNA | OM00044661 |  | DNA | NA | NA | NA | NA | NA | NA | NA | NA | NA | NA | \Classifications\Building System Class\D20-Plumbing\D2030 - Sani Waste\Main/Branch Waste System - MWL | 1021478
43-B5 | 43-B5 New Santa Clara Family Justice Center | 43-B5-E1039-100-PLE01 | Portable, Scissor Lift - PLE01 | TLACTEL | 8C95 | DNA | OM00044634 |  | Roof | NA | NA | NA | NA | 208 | 30 | Electric | 3 | NA | NA | \Classifications\Building System Class\E10-Equipment\E1030 - Vehicular Equipment\Portable, Scissor Lift - PLE | 1021481
43-B5 | 43-B5 New Santa Clara Family Justice Center | 43-B5-D4024-100-FHS01 | Other Stand Pipe and Hose Systems-FHS01 | DNA | DNA | DNA | OM00044660 |  | DNA | NA | NA | NA | NA | NA | NA | NA | NA | NA | NA | \Classifications\Building System Class\D40-Fire Protection SYS\D4020 - Stand Pipe\Other Stand Pipe Hose Systems - FHS | 1021480
43-B5 | 43-B5 New Santa Clara Family Justice Center | 43-B5-B3010-100-RUF01 | Roof RUF01 | NA | NA | NA | OM00044652 |  | Roof | NA | NA | NA | NA | NA | NA | NA | NA | NA | NA | \Classifications\Building System Class\B30-Roofing\B3010 - Roof Types\Roof - RUF | 1021482
43-B5 | 43-B5 New Santa Clara Family Justice Center | 43-B5-D2017-100-SHW03 | Chiller Room SHW03 | DNA | DNA | DNA | OM00044693 |  | 9th Floor Penthouse - Chiller Room | NA | NA | NA | NA | NA | NA | NA | NA | NA | NA | \Classifications\Building System Class\D20-Plumbing\D2010 - Plumb Fix\Showers - SHW | 1021485
43-B5 | 43-B5 New Santa Clara Family Justice Center | 43-B5-D2017-100-SHW01 | Eyewash/ Shower Room SHW01 | DNA | DNA | DNA | OM00044692 |  | 9th Floor - Boiler Room | NA | NA | NA | NA | NA | NA | NA | NA | NA | NA | \Classifications\Building System Class\D20-Plumbing\D2010 - Plumb Fix\Showers - SHW | 1021483
43-B5 | 43-B5 New Santa Clara Family Justice Center | 43-B5-D2017-100-SHW02 | Eyewash/ Shower Room SHW02 | DNA | DNA | DNA | OM00044700 |  | 9th Floor - Pump Room | NA | NA | NA | NA | NA | NA | NA | NA | NA | NA | \Classifications\Building System Class\D20-Plumbing\D2010 - Plumb Fix\Showers - SHW | 1021484
43-B5 | 43-B5 New Santa Clara Family Justice Center | 43-B5-D2017-100-SHW04 | Eyewash/ Shower Room SHW04 | DNA | DNA | DNA | OM00044699 |  | 9th Floor Penthouse - Pump Room | NA | NA | NA | NA | NA | NA | NA | NA | NA | NA | \Classifications\Building System Class\D20-Plumbing\D2010 - Plumb Fix\Showers - SHW | 1021486
43-B5 | 43-B5 New Santa Clara Family Justice Center | 43-B5-D3041-160-FDP01 | Fire Damper FDP (215 Units) | DNA | DNA | DNA | OM00044659 |  | DNA | NA | NA | NA | NA | DNA | DNA | DNA | DNA | NA | NA | \Classifications\Building System Class\D30-HVAC Systems\D3040 - Distribution SYS\Fire Dampers - FDP | 1021487
43-B5 | 43-B5 New Santa Clara Family Justice Center | 43-B5-D4031-100-FEX144 | Fire Extinguisher FEX (144 Units) | Multiple | Multiple | Multiple | OM00044657 |  | Throughout Building | NA | NA | NA | NA | NA | NA | NA | NA | NA | NA | \Classifications\Building System Class\D40-Fire Protection SYS\D4030 - FIRE SPEC\Fire Extinguisher - FEX | 1021488
43-B5 | 43-B5 New Santa Clara Family Justice Center | 43-B5-D3020-100-HET01 | Domestic Hot Water HET01 | TACO | ENA-622/50024 | CBX 170-125B | OM00044697 |  |  | NA | NA | NA | NA | NA | NA | NA | NA | NA | NA | \Classifications\Building System Class\D30-HVAC Systems\D3020 - Heat SYS\Heater Water Expansion Tank - HET | 1021489
43-B5 | 43-B5 New Santa Clara Family Justice Center | 43-B5-D3020-100-HET02 | Domestic Hot Water HET02 | B&G | NA | 316529 | OM00044698 |  | Penthouse Boiler Room | NA | NA | NA | NA | NA | NA | NA | NA | NA | NA | \Classifications\Building System Class\D30-HVAC Systems\D3020 - Heat SYS\Heater Water Expansion Tank - HET | 1021490
43-B5 | 43-B5 New Santa Clara Family Justice Center | 43-B5-D3020-100-HET03 | Heater Water Expansion Tank - HET03 | TACO | 389735 | CBX15 - 125B | OM00044701 |  | Penthouse East | NA | NA | NA | NA | NA | NA | NA | NA | NA | NA | \Classifications\Building System Class\D30-HVAC Systems\D3020 - Heat SYS\Heater Water Expansion Tank - HET | 1021491
43-B5 | 43-B5 New Santa Clara Family Justice Center | 43-B5-D3020-100-HET04 | Heater Water Expansion Tank - HET04 | TACO | 389734 | CBX15 - 125B | OM00044702 |  | 9th Floor Penthouse East | NA | NA | NA | NA | DNA | DNA | DNA | DNA | NA | NA | \Classifications\Building System Class\D30-HVAC Systems\D3020 - Heat SYS\Heater Water Expansion Tank - HET | 1021493
43-B5 | 43-B5 New Santa Clara Family Justice Center | 43-B5-D3020-100-HET05 | Heater Water Expansion Tank - HET05 | TACO | 389748 | CBX15 - 125B | OM00044703 |  | 9th Floor Penthouse Pump Room | NA | NA | NA | NA | DNA | DNA | DNA | DNA | NA | NA | \Classifications\Building System Class\D30-HVAC Systems\D3020 - Heat SYS\Heater Water Expansion Tank - HET | 1021494
43-B5 | 43-B5 New Santa Clara Family Justice Center | 43-B5-D3020-100-HET06 | Heater Water Expansion Tank ET 7-1 HET06 | AMTROL | NA | EY15 | OM00044709 |  | 7th Floor | NA | NA | NA | NA | NA | NA | NA | NA | NA | NA | \Classifications\Building System Class\D30-HVAC Systems\D3020 - Heat SYS\Heater Water Expansion Tank - HET | 1021495
43-B5 | 43-B5 New Santa Clara Family Justice Center | 43-B5-D3020-100-HET07 | Heater Water Expansion Tank ET 6-1 HET07 | AMTROL | NA | EY15 | OM00044710 |  | 6th Floor | NA | NA | NA | NA | NA | NA | NA | NA | NA | NA | \Classifications\Building System Class\D30-HVAC Systems\D3020 - Heat SYS\Heater Water Expansion Tank - HET | 1021496
43-B5 | 43-B5 New Santa Clara Family Justice Center | 43-B5-D3020-100-HET11 | Heater Water Expansion Tank ET 2-1 HET11 | AMTROL | NA | EY15 | OM00044714 |  | 1st Floor | NA | NA | NA | NA | NA | NA | NA | NA | NA | NA | \Classifications\Building System Class\D30-HVAC Systems\D3020 - Heat SYS\Heater Water Expansion Tank - HET | 1021500
43-B5 | 43-B5 New Santa Clara Family Justice Center | 43-B5-D3020-100-HET12 | Heater Water Expansion Tank ET 1-1 HET12 | AMTROL | NA | EY15 | OM00044715 |  | 1st Floor | NA | NA | NA | NA | NA | NA | NA | NA | NA | NA | \Classifications\Building System Class\D30-HVAC Systems\D3020 - Heat SYS\Heater Water Expansion Tank - HET | 1021501
43-B5 | 43-B5 New Santa Clara Family Justice Center | 43-B5-D3020-100-HET08 | Heater Water Expansion Tank ET 5-1 HET08 | AMTROL | NA | EY15 | OM00044711 |  | 5th Floor | NA | NA | NA | NA | NA | NA | NA | NA | NA | NA | \Classifications\Building System Class\D30-HVAC Systems\D3020 - Heat SYS\Heater Water Expansion Tank - HET | 1021497
43-B5 | 43-B5 New Santa Clara Family Justice Center | 43-B5-D3020-100-HET09 | Heater Water Expansion Tank ET 4-1 HET09 | AMTROL | NA | EY15 | OM00044712 |  | 4th Floor | NA | NA | NA | NA | NA | NA | NA | NA | NA | NA | \Classifications\Building System Class\D30-HVAC Systems\D3020 - Heat SYS\Heater Water Expansion Tank - HET | 1021498
43-B5 | 43-B5 New Santa Clara Family Justice Center | 43-B5-D3020-100-HET10 | Heater Water Expansion Tank ET 3-1 HET10 | AMTROL | NA | EY15 | OM00044713 |  | 3rd Floor | NA | NA | NA | NA | NA | NA | NA | NA | NA | NA | \Classifications\Building System Class\D30-HVAC Systems\D3020 - Heat SYS\Heater Water Expansion Tank - HET | 1021499
43-B5 | 43-B5 New Santa Clara Family Justice Center | 43-B5-D3044-125-PHW03 | Hot Water Pump PHW03 | TACO | NA | ZYM101050A | OM00044676 |  | Fire Control Room - 1-1 East | NA | NA | NA | (1/2) | 115 | 4.5 | Electric | 1 | NA | NA | \Classifications\Building System Class\D30-HVAC Systems\D3040 - Distribution SYS\Hot Water Pump - PHW | 1021502
43-B5 | 43-B5 New Santa Clara Family Justice Center | 43-B5-D3044-125-PHW05 | Hot Water Pump PHW05 | TACO | 185-101-008907 | 185-101 | OM00044678 |  | 3rd Floor - 3C | NA | NA | NA | (1/6) | 115 | 1.9 | Electric | 1 | NA | NA | \Classifications\Building System Class\D30-HVAC Systems\D3040 - Distribution SYS\Hot Water Pump - PHW | 1021505
43-B5 | 43-B5 New Santa Clara Family Justice Center | 43-B5-D3044-125-PHW04 | Hot Water Pump PHW04 | TACO | 185-101-009336 | 185-101 | OM00044677 |  | 1st Floor - 1-2 West | NA | NA | NA | (1/6) | 115 | 1.9 | Electric | 1 | NA | NA | \Classifications\Building System Class\D30-HVAC Systems\D3040 - Distribution SYS\Hot Water Pump - PHW | 1021504
43-B5 | 43-B5 New Santa Clara Family Justice Center | 43-B5-D3044-125-PHW06 | Hot Water Pump PHW06 | TACO | NA | 2XM101050A | OM00044680 |  | 4th Floor - 4-1 | NA | NA | NA | (1/2) | 115 | 4.9 | Electric | 1 | NA | NA | \Classifications\Building System Class\D30-HVAC Systems\D3040 - Distribution SYS\Hot Water Pump - PHW | 1021506
43-B5 | 43-B5 New Santa Clara Family Justice Center | 43-B5-D3044-125-PHW07 | Hot Water Pump PHW07 | TACO | 185-101-004471 | 185-101 | OM00044682 |  | 5th Floor - 530 | NA | NA | NA | (1/6) | 115 | 1.9 | Electric | 1 | NA | NA | \Classifications\Building System Class\D30-HVAC Systems\D3040 - Distribution SYS\Hot Water Pump - PHW | 1021507
43-B5 | 43-B5 New Santa Clara Family Justice Center | 43-B5-D3044-125-PHW09 | Hot Water Pump PHW09 | TACO | 185-101-006084 | 185-101 | OM00044686 |  | 7th Floor - 7-1 | NA | NA | NA | (1/6) | 115 | 1.9 | Electric | 1 | NA | NA | \Classifications\Building System Class\D30-HVAC Systems\D3040 - Distribution SYS\Hot Water Pump - PHW | 1021509
43-B5 | 43-B5 New Santa Clara Family Justice Center | 43-B5-D3044-125-PHW08 | Hot Water Pump PHW08 | TACO | 185-101-003094 | 185-101 | OM00044684 |  | 6th Floor | NA | NA | NA | (1/6) | 115 | 1.9 | Electric | 1 | NA | NA | \Classifications\Building System Class\D30-HVAC Systems\D3040 - Distribution SYS\Hot Water Pump - PHW | 1021508
43-B5 | 43-B5 New Santa Clara Family Justice Center | 43-B5-C1020-110-FRD01 | 2nd Floor Stairway Lobby Fire Curtain | BLE | NA | Model MGCP-2 | OM00044950 |  | Public lobby stairs to 3rd floor | NA | NA | NA | NA | 110 | DNA | Electric | 1 | NA | NA | \Classifications\Building System Class\C10-General Building Interior\C1020 - Fire Doors\Fire Doors Sliding (Fire Curtain)- FRD | 1021732
43-B5 | 43-B5 New Santa Clara Family Justice Center | 43-B5-C1020-110-FRD02 | 2nd Floor Public Elevator Lobby Fire Curtain | Won Door Corporation | 78560601 | Model FG60CS | OM00044947 |  | Elevator Lobby | NA | NA | NA | NA | 110 | DNA | Electric | 1 | NA | NA | \Classifications\Building System Class\C10-General Building Interior\C1020 - Fire Doors\Fire Doors Sliding (Fire Curtain)- FRD | 1021733
43-B5 | 43-B5 New Santa Clara Family Justice Center | 43-B5-C1020-110-FRD03 | 3rd Floor Public Elevator Lobby Fire Curtain | Won Door Corporation | 78560501 | Model FG60CS | OM00044946 |  | Elevator Lobby | NA | NA | NA | NA | 110 | DNA | Electric | 1 | NA | NA | \Classifications\Building System Class\C10-General Building Interior\C1020 - Fire Doors\Fire Doors Sliding (Fire Curtain)- FRD | 1021734
43-B5 | 43-B5 New Santa Clara Family Justice Center | 43-B5-C1020-110-FRD04 | 4th Floor Public Elevator Lobby Fire Curtain | Won Door Corporation | 78560301 | Model FG60CS | OM00044945 |  | Elevator Lobby | NA | NA | NA | NA | 110 | DNA | Electric | 1 | NA | NA | \Classifications\Building System Class\C10-General Building Interior\C1020 - Fire Doors\Fire Doors Sliding (Fire Curtain)- FRD | 1021735
43-B5 | 43-B5 New Santa Clara Family Justice Center | 43-B5-C1020-110-FRD05 | 5th Floor Public Elevator Lobby Fire Curtain | Won Door Corporation | 78560201 | Model FG60CS | OM00044944 |  | Elevator Lobby | NA | NA | NA | NA | 110 | DNA | Electric | 1 | NA | NA | \Classifications\Building System Class\C10-General Building Interior\C1020 - Fire Doors\Fire Doors Sliding (Fire Curtain)- FRD | 1021736
43-B5 | 43-B5 New Santa Clara Family Justice Center | 43-B5-C1020-110-FRD06 | 6th Floor Public Elevator Lobby Fire Curtain | Won Door Corporation | 78560701 | Model FG60CS | OM00044943 |  | Elevator Lobby | NA | NA | NA | NA | 110 | DNA | Electric | 1 | NA | NA | \Classifications\Building System Class\C10-General Building Interior\C1020 - Fire Doors\Fire Doors Sliding (Fire Curtain)- FRD | 1021737
43-B5 | 43-B5 New Santa Clara Family Justice Center | 43-B5-C1020-110-FRD07 | 7th Floor Public Elevator Lobby Fire Curtain | Won Door Corporation | 78560401 | Model FG60CS | OM00044942 |  | Elevator Lobby | NA | NA | NA | NA | 110 | DNA | Electric | 1 | NA | NA | \Classifications\Building System Class\C10-General Building Interior\C1020 - Fire Doors\Fire Doors Sliding (Fire Curtain)- FRD | 1021738
43-B5 | 43-B5 New Santa Clara Family Justice Center | 43-B5-C1020-110-FRD08 | 8th Floor Public Elevator Lobby Fire Curtain | Won Door Corporation | NA | Mag lock | OM00044948 |  | Elevator Lobby | NA | NA | NA | NA | 110 | DNA | Electric | 1 | NA | NA | \Classifications\Building System Class\C10-General Building Interior\C1020 - Fire Doors\Fire Doors Sliding (Fire Curtain)- FRD | 1021739
43-B5 | 43-B5 New Santa Clara Family Justice Center | 43-B5-C1020-110-FRD09 | 8th Floor Public Elevator Lobby Fire Curtain | Won Door Corporation | NA | Mag lock | OM00044949 |  | Main conference room doors | NA | NA | NA | NA | 110 | DNA | Electric | 1 | NA | NA | \Classifications\Building System Class\C10-General Building Interior\C1020 - Fire Doors\Fire Doors Sliding (Fire Curtain)- FRD | 1021740
43-B5 | 43-B5 New Santa Clara Family Justice Center | 43-B5-G2023-150-PEG01 | Security Parking Gate PEG01 | HySecurity | 406511-1609-791 | Slid Driver 200 444 XS ST | OM00044636 |  | Market St. entrance | NA | NA | NA | NA | 480 | 7.1 | Electric | 3 | NA | NA | \Classifications\Building System Class\G20-Other Systems\G2020 - Parking Lots\Secured Parking Gate - PEG | 1021741
43-B5 | 43-B5 New Santa Clara Family Justice Center | 43-B5-G2023-150-PEG02 | Security Parking Gate | HySecurity | 406511-1609-792 | Slid Driver 200 444 XS ST | OM00044635 |  | Market St. Exit | NA | NA | NA | NA | 480 | 7.1 | Electric | 3 | NA | NA | \Classifications\Building System Class\G20-Other Systems\G2020 - Parking Lots\Secured Parking Gate - PEG | 1021742
43-B5 | 43-B5 New Santa Clara Family Justice Center | 43-B5-G2023-150-PEG03 | Security Parking Gate PEG03 | HySecurity | 024201-1617-336 | Slid Driver 40 222 E ST | OM00044639 |  | Devine St. entrance | NA | NA | NA | NA | 230 | 8.3 | Electric | 1 | NA | NA | \Classifications\Building System Class\G20-Other Systems\G2020 - Parking Lots\Secured Parking Gate - PEG | 1021743
43-B5 | 43-B5 New Santa Clara Family Justice Center | 43-B5-G2023-150-PEG04 | Security Parking Gate PEG04 | HySecurity | 024201-1617-335 | Slid Driver 40 222 E ST | OM00044638 |  | Devine St. exit | NA | NA | NA | NA | 230 | 8.3 | Electric | 1 | NA | NA | \Classifications\Building System Class\G20-Other Systems\G2020 - Parking Lots\Secured Parking Gate - PEG | 1021744
43-B5 | 43-B5 New Santa Clara Family Justice Center | 43-B5-C1020-110-FRD10 | Elevator #1 Basement Lobby Fire Curtain | Smoke guard Inc. | 4019803 | Model 400 | OM00044933 |  | Elevator Lobby | NA | NA | NA | NA | 110 | DNA | Electric | 1 | NA | NA | \Classifications\Building System Class\C10-General Building Interior\C1020 - Fire Doors\Fire Doors Sliding (Fire Curtain)- FRD | 1021745
43-B5 | 43-B5 New Santa Clara Family Justice Center | 43-B5-C1020-110-FRD11 | Elevator #1 1st Floor Lobby Fire Curtain | Smoke guard Inc. | 4019807 | Model 400 | OM00044932 |  | Elevator Lobby | NA | NA | NA | NA | 110 | DNA | Electric | 1 | NA | NA | \Classifications\Building System Class\C10-General Building Interior\C1020 - Fire Doors\Fire Doors Sliding (Fire Curtain)- FRD | 1021746
43-B5 | 43-B5 New Santa Clara Family Justice Center | 43-B5-C1020-110-FRD12 | Elevator #1 2nd Floor Lobby Fire Curtain | Smoke guard Inc. | 4019801 | Model 400 | OM00044931 |  | Elevator Lobby | NA | NA | NA | NA | 110 | DNA | Electric | 1 | NA | NA | \Classifications\Building System Class\C10-General Building Interior\C1020 - Fire Doors\Fire Doors Sliding (Fire Curtain)- FRD | 1021747
43-B5 | 43-B5 New Santa Clara Family Justice Center | 43-B5-C1020-110-FRD14 | Elevator #1 4th Floor Lobby Fire Curtain | Smoke guard Inc. | 4019808 | Model 400 | OM00044929 |  | Elevator Lobby | NA | NA | NA | NA | 110 | DNA | Electric | 1 | NA | NA | \Classifications\Building System Class\C10-General Building Interior\C1020 - Fire Doors\Fire Doors Sliding (Fire Curtain)- FRD | 1021749
43-B5 | 43-B5 New Santa Clara Family Justice Center | 43-B5-C1020-110-FRD13 | Elevator #1 3rd Floor Lobby Fire Curtain | Smoke guard Inc. | 4019806 | Model 400 | OM00044930 |  | Elevator Lobby | NA | NA | NA | NA | 110 | DNA | Electric | 1 | NA | NA | \Classifications\Building System Class\C10-General Building Interior\C1020 - Fire Doors\Fire Doors Sliding (Fire Curtain)- FRD | 1021748
43-B5 | 43-B5 New Santa Clara Family Justice Center | 43-B5-C1020-110-FRD15 | Elevator #1 5th Floor Lobby Fire Curtain | Smoke guard Inc. | 4019802 | Model 400 | OM00044928 |  | Elevator Lobby | NA | NA | NA | NA | 110 | DNA | Electric | 1 | NA | NA | \Classifications\Building System Class\C10-General Building Interior\C1020 - Fire Doors\Fire Doors Sliding (Fire Curtain)- FRD | 1021750
43-B5 | 43-B5 New Santa Clara Family Justice Center | 43-B5-C1020-110-FRD16 | Elevator #1 6th Floor Lobby Fire Curtain | Smoke guard Inc. | 4019809 | Model 400 | OM00044927 |  | Elevator Lobby | NA | NA | NA | NA | 110 | DNA | Electric | 1 | NA | NA | \Classifications\Building System Class\C10-General Building Interior\C1020 - Fire Doors\Fire Doors Sliding (Fire Curtain)- FRD | 1021751
43-B5 | 43-B5 New Santa Clara Family Justice Center | 43-B5-C1020-110-FRD17 | Elevator #1 7th Floor Lobby Fire Curtain | Smoke guard Inc. | 4019805 | Model 400 | OM00044926 |  | Elevator Lobby | NA | NA | NA | NA | 110 | DNA | Electric | 1 | NA | NA | \Classifications\Building System Class\C10-General Building Interior\C1020 - Fire Doors\Fire Doors Sliding (Fire Curtain)- FRD | 1021752
43-B5 | 43-B5 New Santa Clara Family Justice Center | 43-B5-C1020-110-FRD18 | Elevator #1 8th Floor Lobby Fire Curtain | Smoke guard Inc. | 4019804 | Model 400 | OM00044925 |  | Elevator Lobby | NA | NA | NA | NA | 110 | DNA | Electric | 1 | NA | NA | \Classifications\Building System Class\C10-General Building Interior\C1020 - Fire Doors\Fire Doors Sliding (Fire Curtain)- FRD | 1021754
43-B5 | 43-B5 New Santa Clara Family Justice Center | 43-B5-C1020-110-FRD19 | Elevator #2 Basement Lobby Fire Curtain | Smoke guard Inc. | 4019824 | Model 400 | OM00020827 |  | Elevator Lobby | NA | NA | NA | NA | 110 | DNA | Electric | 1 | NA | NA | \Classifications\Building System Class\C10-General Building Interior\C1020 - Fire Doors\Fire Doors Sliding (Fire Curtain)- FRD | 1021755
43-B5 | 43-B5 New Santa Clara Family Justice Center | 43-B5-C1020-110-FRD21 | Elevator #2 2nd Floor Lobby Fire Curtain | Smoke guard Inc. | 4019820 | Model 400 | OM00020825 |  | Elevator Lobby | NA | NA | NA | NA | 110 | DNA | Electric | 1 | NA | NA | \Classifications\Building System Class\C10-General Building Interior\C1020 - Fire Doors\Fire Doors Sliding (Fire Curtain)- FRD | 1021757
43-B5 | 43-B5 New Santa Clara Family Justice Center | 43-B5-C1020-110-FRD20 | Elevator #2 1st Floor Lobby Fire Curtain | Smoke guard Inc. | 4019823 | Model 400 | OM00020826 |  | Elevator Lobby | NA | NA | NA | NA | 110 | DNA | Electric | 1 | NA | NA | \Classifications\Building System Class\C10-General Building Interior\C1020 - Fire Doors\Fire Doors Sliding (Fire Curtain)- FRD | 1021756
43-B5 | 43-B5 New Santa Clara Family Justice Center | 43-B5-C1020-110-FRD22 | Elevator #2 3rd Floor Lobby Fire Curtain | Smoke guard Inc. | 4019818 | Model 400 | OM00020824 |  | Elevator Lobby | NA | NA | NA | NA | 110 | DNA | Electric | 1 | NA | NA | \Classifications\Building System Class\C10-General Building Interior\C1020 - Fire Doors\Fire Doors Sliding (Fire Curtain)- FRD | 1021758
43-B5 | 43-B5 New Santa Clara Family Justice Center | 43-B5-C1020-110-FRD23 | Elevator #2 4th Floor Lobby Fire Curtain | Smoke guard Inc. | 4019825 | Model 400 | OM00020823 |  | Elevator Lobby | NA | NA | NA | NA | 110 | DNA | Electric | 1 | NA | NA | \Classifications\Building System Class\C10-General Building Interior\C1020 - Fire Doors\Fire Doors Sliding (Fire Curtain)- FRD | 1021759
43-B5 | 43-B5 New Santa Clara Family Justice Center | 43-B5-C1020-110-FRD24 | Elevator #2 5th Floor Lobby Fire Curtain | Smoke guard Inc. | 4019797 | Model 400 | OM00020822 |  | Elevator Lobby | NA | NA | NA | NA | 110 | DNA | Electric | 1 | NA | NA | \Classifications\Building System Class\C10-General Building Interior\C1020 - Fire Doors\Fire Doors Sliding (Fire Curtain)- FRD | 1021760
43-B5 | 43-B5 New Santa Clara Family Justice Center | 43-B5-C1020-110-FRD25 | Elevator #2 6th Floor Lobby Fire Curtain | Smoke guard Inc. | 4019826 | Model 400 | OM00020821 |  | Elevator Lobby | NA | NA | NA | NA | 110 | DNA | Electric | 1 | NA | NA | \Classifications\Building System Class\C10-General Building Interior\C1020 - Fire Doors\Fire Doors Sliding (Fire Curtain)- FRD | 1021761
43-B5 | 43-B5 New Santa Clara Family Justice Center | 43-B5-C1020-110-FRD26 | Elevator #2 7th Floor Lobby Fire Curtain | Smoke guard Inc. | 4019827 | Model 400 | OM00019260 |  | Elevator Lobby | NA | NA | NA | NA | 110 | DNA | Electric | 1 | NA | NA | \Classifications\Building System Class\C10-General Building Interior\C1020 - Fire Doors\Fire Doors Sliding (Fire Curtain)- FRD | 1021762
43-B5 | 43-B5 New Santa Clara Family Justice Center | 43-B5-C1020-110-FRD27 | Elevator #7 Basement Floor Lobby Fire Curtain | Smoke guard Inc. | 4019817 | Model 400 | OM00020828 |  | Elevator Lobby | NA | NA | NA | NA | 110 | DNA | Electric | 1 | NA | NA | \Classifications\Building System Class\C10-General Building Interior\C1020 - Fire Doors\Fire Doors Sliding (Fire Curtain)- FRD | 1021763
43-B5 | 43-B5 New Santa Clara Family Justice Center | 43-B5-C1020-110-FRD28 | Elevator #7 3rd Floor Lobby Fire Curtain | Smoke guard Inc. | 4019821 | Model 400 | OM00020829 |  | Elevator Lobby | NA | NA | NA | NA | 110 | DNA | Electric | 1 | NA | NA | \Classifications\Building System Class\C10-General Building Interior\C1020 - Fire Doors\Fire Doors Sliding (Fire Curtain)- FRD | 1021764
43-B5 | 43-B5 New Santa Clara Family Justice Center | 43-B5-C1020-110-FRD29 | Elevator #7 4th Floor Lobby Fire Curtain | Smoke guard Inc. | 4019819 | Model 400 | OM00020830 |  | Elevator Lobby | NA | NA | NA | NA | 110 | DNA | Electric | 1 | NA | NA | \Classifications\Building System Class\C10-General Building Interior\C1020 - Fire Doors\Fire Doors Sliding (Fire Curtain)- FRD | 1021765
43-B5 | 43-B5 New Santa Clara Family Justice Center | 43-B5-G3010-210-FWT01 | Fire water storage tank -FWT01 | None- Concrete, cast in place | NA | NA | OM00044955 |  | Fire Pump Room | NA | NA | NA | NA | NA | NA | NA | NA | NA | NA | \Classifications\Building System Class\G30-Site Mechanical Utilities\G3010 - Water Supply\Fire Water Tank - FWT | 1021767
43-B5 | 43-B5 New Santa Clara Family Justice Center | 43-B5-C1020-110-FRD32 | Elevator #8 Basement Floor Lobby Fire Curtain | Smoke guard Inc. | 4019813 | Model 400 | OM00044934 |  | Elevator Lobby | NA | NA | NA | NA | DNA | 110 | Electric | 1 | NA | NA | \Classifications\Building System Class\C10-General Building Interior\C1020 - Fire Doors\Fire Doors Sliding (Fire Curtain)- FRD | 1021774
43-B5 | 43-B5 New Santa Clara Family Justice Center | 43-B5-C1020-110-FRD30 | Elevator #7 6th Floor Lobby Fire Curtain | Smoke guard Inc. | 4019815 | Model 400 | OM00020831 |  | Elevator Lobby | NA | NA | NA | NA | DNA | 110 | Electric | 1 | NA | NA | \Classifications\Building System Class\C10-General Building Interior\C1020 - Fire Doors\Fire Doors Sliding (Fire Curtain)- FRD | 1021772
43-B5 | 43-B5 New Santa Clara Family Justice Center | 43-B5-C1020-110-FRD31 | Elevator #7 7th Floor Lobby Fire Curtain | Smoke guard Inc. | 4019816 | Model 400 | OM00020832 |  | Elevator Lobby | NA | NA | NA | NA | DNA | 110 | Electric | 1 | NA | NA | \Classifications\Building System Class\C10-General Building Interior\C1020 - Fire Doors\Fire Doors Sliding (Fire Curtain)- FRD | 1021773
43-B5 | 43-B5 New Santa Clara Family Justice Center | 43-B5-C1020-110-FRD33 | Elevator #8 2nd Floor Lobby Fire Curtain | Smoke guard Inc. | 4019812 | Model 400 | OM00044935 |  | Elevator Lobby | NA | NA | NA | NA | DNA | 110 | Electric | 1 | NA | NA | \Classifications\Building System Class\C10-General Building Interior\C1020 - Fire Doors\Fire Doors Sliding (Fire Curtain)- FRD | 1021775
43-B5 | 43-B5 New Santa Clara Family Justice Center | 43-B5-C1020-110-FRD34 | Elevator #8 3rd Floor Lobby Fire Curtain | Smoke guard Inc. | 4019822 | Model 400 | OM00044936 |  | Elevator Lobby | NA | NA | NA | NA | DNA | 110 | Electric | 1 | NA | NA | \Classifications\Building System Class\C10-General Building Interior\C1020 - Fire Doors\Fire Doors Sliding (Fire Curtain)- FRD | 1021776
43-B5 | 43-B5 New Santa Clara Family Justice Center | 43-B5-C1020-110-FRD35 | Elevator #8 4th Floor Lobby Fire Curtain | Smoke guard Inc. | 4019810 | Model 400 | OM00044937 |  | Elevator Lobby | NA | NA | NA | NA | DNA | 110 | Electric | 1 | NA | NA | \Classifications\Building System Class\C10-General Building Interior\C1020 - Fire Doors\Fire Doors Sliding (Fire Curtain)- FRD | 1021777
43-B5 | 43-B5 New Santa Clara Family Justice Center | 43-B5-C1020-110-FRD36 | Elevator #8 5th Floor Lobby Fire Curtain | Smoke guard Inc. | 4019799 | Model 400 | OM00044938 |  | Elevator Lobby | NA | NA | NA | NA | DNA | 110 | Electric | 1 | NA | NA | \Classifications\Building System Class\C10-General Building Interior\C1020 - Fire Doors\Fire Doors Sliding (Fire Curtain)- FRD | 1021778
43-B5 | 43-B5 New Santa Clara Family Justice Center | 43-B5-C1020-110-FRD37 | Elevator #8 6th Floor Lobby Fire Curtain | Smoke guard Inc. | 4019798 | Model 400 | OM00044939 |  | Elevator Lobby | NA | NA | NA | NA | DNA | 110 | Electric | 1 | NA | NA | \Classifications\Building System Class\C10-General Building Interior\C1020 - Fire Doors\Fire Doors Sliding (Fire Curtain)- FRD | 1021779
43-B5 | 43-B5 New Santa Clara Family Justice Center | 43-B5-C1020-110-FRD38 | Elevator #8 7th Floor Lobby Fire Curtain | Smoke guard Inc. | 4019800 | Model 400 | OM00044940 |  | Elevator Lobby | NA | NA | NA | NA | DNA | 110 | Electric | 1 | NA | NA | \Classifications\Building System Class\C10-General Building Interior\C1020 - Fire Doors\Fire Doors Sliding (Fire Curtain)- FRD | 1021780
43-B5 | 43-B5 New Santa Clara Family Justice Center | 43-B5-C1020-110-FRD39 | Elevator #8 8th Floor Lobby Fire Curtain | Smoke guard Inc. | 4019811 | Model 400 | OM00044941 |  | Elevator Lobby Elevator Lobby | NA | NA | NA | NA | DNA | 110 | Electric | 1 | NA | NA | \Classifications\Building System Class\C10-General Building Interior\C1020 - Fire Doors\Fire Doors Sliding (Fire Curtain)- FRD | 1021781
43-B5 | 43-B5 New Santa Clara Family Justice Center | 43-B5-D4010-150-FMS01 | Fire Sprinkler System | DNA | DNA | DNA | OM00044961 |  | Fire Pump Room | NA | NA | NA | NA | DNA | NA | NA | NA | NA | NA | \Classifications\Building System Class\D40-Fire Protection SYS\D4010 - Sprinkler SYS\Fire Systems, stand pipes - FMS | 1021782
43-B5 | 43-B5 New Santa Clara Family Justice Center | 43-B5-G3063-100-AST01 | Above Ground Diesel Storage Tank - AST01 | Convault | S 958278 | WRM 1000 3S | OM000044640 |  | Fuel Room | NA | NA | NA | NA |  | NA | Diesel | NA | NA | NA | \Classifications\Building System Class\G30-Site Mechanical Utilities\G3060 - Fuel Distribution\Tank, Fuel Storage, Above Ground - AST | 1021786
43-B5 | 43-B5 New Santa Clara Family Justice Center | 43-B5-E1097-100-WDO01 | Portable Window Washing Equipment - WWE01 | DNA | DNA | DNA | DNA | [12 empty] | \Classifications\Building System Class\E10-Equipment\E1090 - Other Equipment\Window Washing Unit - WDO | 1021787
43-B5 | 43-B5 New Santa Clara Family Justice Center | 43-B5-G3060-320-DFP03 | Diesel fuel pump - Filter | RCI industries | NA | FRS 660 | OM00044641 |  | Fuel Tank Room | NA | NA | NA | 2 | 460 | 5 | Electric | 3 | NA | NA | \Classifications\Building System Class\G30-Site Mechanical Utilities\G3060 - Fuel Distribution\Pump, Fuel, Diesel Fuel Transfer Pump - DFP | 1021789
43-B5 | 43-B5 New Santa Clara Family Justice Center | 43-B5-G3060-320-DFP02 | Diesel fuel pump - Main | Pryco | 11447838 | PYPS1215 | OM00044642 |  | Fuel Tank Room | NA | NA | NA | 2 | 460 | 25 | Electric | 3 | NA |  | \Classifications\Building System Class\G30-Site Mechanical Utilities\G3060 - Fuel Distribution\Pump, Fuel, Diesel Fuel Transfer Pump - DFP | 1021788
43-B5 | 43-B5 New Santa Clara Family Justice Center | 43-B5-G3060-320-DFP04 | Diesel fuel pump - return | Pryco | 72569/397-18A/1 | 397-18A | DNA |  | Generator Room | NA | NA | NA | 1 | 220 | 6.8 | Electric | 1 | NA | NA | \Classifications\Building System Class\G30-Site Mechanical Utilities\G3060 - Fuel Distribution\Pump, Fuel, Diesel Fuel Transfer Pump - DFP | 1021790
43-B5 | 43-B5 New Santa Clara Family Justice Center | 43-B5-D2030-410-PMS01 | Pump ejector sewage -PMS01 | Grundfos | NA | SL1 30 A30 55 461J | OM00044493 |  | Judges Parking Lot | NA | NA | NA | 3 | 460 | DNA | Electric | 3 | NA | NA | \Classifications\Building System Class\D20-Plumbing\D2030 - Sani Waste\Sewage Ejector Pump - PMS | 1022888
43-B5 | 43-B5 New Santa Clara Family Justice Center | 43-B5-D2030-410-PMS02 | Pump ejector sewage -PMS02 | Grundfos | NA | SL1 30 A30 55 461J | OM00044494 |  | Judges Parking Lot | NA | NA | NA | 3 | 460 | DNA | Electric | 3 | NA | NA | \Classifications\Building System Class\D20-Plumbing\D2030 - Sani Waste\Sewage Ejector Pump - PMS | 1022889
43-D1 | 43-D1 Palo Alto Courthouse | 43-D1-D1010-100-ELE01 | Elevator,Electric,Pass/Freight - ELE01 | Thyssen Krupp | 04APR06DS1094 | 217EAS050C010 | OM00004916 | State ID# 036144¦ Passenger Elevator | Mechanical Room | NA | NA | NA | 50 | 230/460 | 123/61.5 | ELECTRICAL | 3 | NA | NA | \Classifications\Building System Class\D10-Conveyance Systems\D1010 - Elevator\Elevator,Electric,Pass/Freight - ELE | EQ-1004667
43-D1 | 43-D1 Palo Alto Courthouse | 43-D1-D1010-100-ELE02 | Elevator,Electric,Pass/Freight - ELE02 | Thyssen Krupp | 048PR06DS1095 | 217EAS050C010 | OM00004915 | State ID# 036145 ¦ Passenger Elevator | Mechanical Room | NA | NA | NA | 50 | 230/460 | 123/61.5 | ELECTRICAL | 3 | NA | NA | \Classifications\Building System Class\D10-Conveyance Systems\D1010 - Elevator\Elevator,Electric,Pass/Freight - ELE | EQ-1004835
43-D1 | 43-D1 Palo Alto Courthouse | 43-D1-D2022-260-HWG01 | Domestic Water Heater, Gas - HWG01 | Teledyne Laars | A97CK0152 | VW0325CM12CBAC | OM00004911 |  | Basement, Mechanical Room 1 | NA | NA | NA | NA | NA | NA | Gas | NA | DNA | NA | \Classifications\Building System Class\D20-Plumbing\D2020 - Domestic Water\Domestic Water Heater, Gas - HWG | EQ-1004837
43-D1 | 43-D1 Palo Alto Courthouse | 43-D1-D3044-125-PHW01 | Hot Water Pump - PHW01 | Baldor | 37027x54 | VJMM3311T | OM00004925 | 2006-0B00-PMP03 | Basement -Mechanical Room - In HW Supply line near Fire pump | NA | NA | NA | 7.5 | 208-230/460 | DNA | ELECTRICAL | 3 | NA | NA | \Classifications\Building System Class\D30-HVAC Systems\D3040 - Distribution SYS\Hot Water Pump - PHW | EQ-1004838
43-D1 | 43-D1 Palo Alto Courthouse | 43-D1-D3021-130-BLR01 | Boiler,Hot Water,Oil/Gas/Comb. - BLR01 | RBI | 100954572 | MB4000 | OM00019886 |  | Mechanical Room | NA | NA | NA | NA | 208-240 | 17 | Gas | NA | 4,000,000 | 3480000 | \Classifications\Building System Class\D30-HVAC Systems\D3020 - Heat SYS\Boiler,Hot Water,Oil/Gas/Comb. - BLR | EQ-1004839
43-D1 | 43-D1 Palo Alto Courthouse | 43-D1-D3021-130-BLR02 | Boiler,Hot Water,Oil/Gas/Comb. - BLR02 | RBI | 100954533 | MB4000 | OM00019885 |  | Basement Mechanical Room | NA | NA | NA | NA | 208-240 | 17 | Gas | NA | 4,000,000 | 3480000 | \Classifications\Building System Class\D30-HVAC Systems\D3020 - Heat SYS\Boiler,Hot Water,Oil/Gas/Comb. - BLR | EQ-1004840
43-D1 | 43-D1 Palo Alto Courthouse | 43-D1-D3030-110-CTW03 | Cooling Tower - CTW03 | Baltimore Aircoil Co. | V014082301MAD | VTO24GL | OM00005066 |  | Floor 3 | B73 | NA | NA | 16 | 400 | 30 | Electric | DNA | NA | NA | \Classifications\Building System Class\D30-HVAC Systems\D3030 - Cooling SYS\Cooling Tower - CTW | EQ-1004844
43-D1 | 43-D1 Palo Alto Courthouse | 43-D1-D3030-110-CTW01 | Cooling Tower - CTW01 | Baltimore Aircoil Co. | 88-201411 | VTX-95CR | OM00005071 |  | Floor 3 | 3- B66 | NA | NA | 7.5 | 240 | 30 | Electric | DNA | NA | NA | \Classifications\Building System Class\D30-HVAC Systems\D3030 - Cooling SYS\Cooling Tower - CTW | EQ-1004845
43-D1 | 43-D1 Palo Alto Courthouse | 43-D1-D3030-110-CTW02 | Cooling Tower - CTW02 | Baltimore Aircoil Co. | 88-201410 | VXT-95CR | OM00005072 |  | Floor 3 | 3-B66 | NA | NA | 7.5 | DNA | DNA | Electric | DNA | NA | NA | \Classifications\Building System Class\D30-HVAC Systems\D3030 - Cooling SYS\Cooling Tower - CTW | EQ-1004846
43-D1 | 43-D1 Palo Alto Courthouse | 43-D1-D2023-310-HWP02 | Circulation Pump HWP02 | Grunfos | PC0338 | 59896125 | OM00004919 |  | Basement Mechanical Room | NA | NA | NA | 1 | 120 | 0.5 | ELECTRICAL | 1 | NA | NA | \Classifications\Building System Class\D20-Plumbing\D2020 - Domestic Water\Domestic Hot Water Circulating Pump - HWP | EQ-1004847
43-D1 | 43-D1 Palo Alto Courthouse | 43-D1-D3031-130-CLR01 | Chiller,Water Cooled - CLR01 | York | HGAM-92-933739 | YS BB SO-KFA | OM00004914 |  | Basement Mechanical Room | NA | NA | R-22 | NA | 460 | 225 | ELECTRICAL | 3 | NA | NA | \Classifications\Building System Class\D30-HVAC Systems\D3030 - Cooling SYS\Chiller, Water Cooled - CLR | EQ-1004848
43-D1 | 43-D1 Palo Alto Courthouse | 43-D1-D3041-110-AHU01 | Air Handling Unit - AHU01 | Wagner | 215-67675-01 | 21567501 | OM00004931 |  | Generator Enclosure | Bx-78 | 16x20x2C (10 Filters total) | NA | 5 | 208/220/440 | 16-15.6/7.8 | ELECTRICAL | 3 | NA | NA | \Classifications\Building System Class\D30-HVAC Systems\D3040 - Distribution SYS\Air Handling Unit - AHU | EQ-1004850
43-D1 | 43-D1 Palo Alto Courthouse | 43-D1-D3041-110-AHU02 | Air Handling Unit - AHU02 | Temtrol | 32083 | DH24MWP | OM00004910 |  | Basement, Exterior Mechanical Area | (2) BX-70 | 24x24x2 (6 filters total) | R-22 | 15 | 480 | 30 | ELECTRICAL | 3 | NA | NA | \Classifications\Building System Class\D30-HVAC Systems\D3040 - Distribution SYS\Air Handling Unit - AHU | EQ-1004851
43-D1 | 43-D1 Palo Alto Courthouse | 43-D1-D3042-210-FAN02 | Motor Fan Assembly #1 - FAN02 | Breidert | NA | BWS-211 | OM00005073 |  | Roof | NA | NA | NA | 1/6 hp | 115 | 4 | ELECTRICAL | 1 | NA | NA | \Classifications\Building System Class\D30-HVAC Systems\D3040 - Distribution SYS\Fan,Axial - FAN | EQ-1004853
43-D1 | 43-D1 Palo Alto Courthouse | 43-D1-D3042-210-FAN03 | Motor Fan Assembly #2 - FAN03 | Breidert | NA | BWS-211 | OM00005074 |  | Upper Roof | NA | NA | NA | 1/6 hp | 115 | 4 | ELECTRICAL | 1 | NA | NA | \Classifications\Building System Class\D30-HVAC Systems\D3040 - Distribution SYS\Fan,Axial - FAN | EQ-1004854
43-D1 | 43-D1 Palo Alto Courthouse | 43-D1-D3042-220-EFN05 | Exhaust Fan (over 5hp)- EFN05 (labeled as E5) | Baldor | F793 | AEM3787-4 | OM00004922 |  | Basement, Mechanical Room 1 | QTY 2- type DNA | NA | NA | 5 | 460 | 6.4 | ELECTRICAL | 3 | NA | NA | \Classifications\Building System Class\D30-HVAC Systems\D3040 - Distribution SYS\Supply/Exhaust/Return fans- FAN | EQ-1004856
43-D1 | 43-D1 Palo Alto Courthouse | 43-D1-D3042-210-FAN06 | Kitchen Exhaust Fan - FAN06 | Trane | 160520 | 18N5-B1 | OM00005067 |  | Floor 3 | BX-38 | NA | NA | 1.5 | 220/440 | 4.4/2.2 | ELECTRICAL | DNA | NA | NA | \Classifications\Building System Class\D30-HVAC Systems\D3040 - Distribution SYS\Fan,Axial - FAN | EQ-1004857
43-D1 | 43-D1 Palo Alto Courthouse | 43-D1-D3041-110-AHU03 | Air Handling Unit - AHU03 | Trane | 160259 | 21 | OM00005070 |  | Roof Supply Fan Room | (5) C-105 | (40 )24x24x2/ (20) 12x24x2 | NA | 75 | 440 | 90 | ELECTRICAL | 3 | NA | NA | \Classifications\Building System Class\D30-HVAC Systems\D3040 - Distribution SYS\Air Handling Unit - AHU | EQ-1004858
43-D1 | 43-D1 Palo Alto Courthouse | 43-D1-D3090-114-CMP01 | Control Air Compressor -CMP01 | Quincy Climate Control | 5147803 | QC02008D00226 | OM00004920 |  | Basement Mechanical Room | AX51 | NA | R-134A | 2 | 230/460 | 5.6/2.8 | ELECTRICAL | 3 | NA | NA | \Classifications\Building System Class\D30-HVAC Systems\D3090 - Other HVAC Systems and Equipment\Air Compressor - CMP | EQ-1004859
43-D1 | 43-D1 Palo Alto Courthouse | 43-D1-D5010-110-MCC02 | Motor Control Center - MCC02 | Westinghouse | 8U16491949 | SF53715SUX | OM00004929 |  | Mechanical Room | NA | NA | NA | NA | DNA | DNA | ELECTRICAL | 3 | NA | NA | \Classifications\Building System Class\D50-Electrical SYS\D5010 - Elec Service & Dist\Chiller Room Electrical Panel - MCC | EQ-1004862
43-D1 | 43-D1 Palo Alto Courthouse | 43-D1-D5010-110-MCC03 | Motor Control Center - MCC03 | Westinghouse | 8U16481960 | SF53715SUX | OM00004909 |  | Mechanical Room | NA | NA | NA | NA | DNA | DNA | ELECTRICAL | 3 | NA | NA | \Classifications\Building System Class\D50-Electrical SYS\D5010 - Elec Service & Dist\Chiller Room Electrical Panel - MCC | EQ-1004863
43-D1 | 43-D1 Palo Alto Courthouse | 43-D1-D5010-110-MCC04 | Motor Control Center - MCC04 | Westinghouse | 5A11003H02 | HSF10441-001/POL | OM00005068 |  | Roof | NA | NA | NA | NA | 480 | 400 | ELECTRICAL | 3 | NA | NA | \Classifications\Building System Class\D50-Electrical SYS\D5010 - Elec Service & Dist\Chiller Room Electrical Panel - MCC | EQ-1004864
43-D1 | 43-D1 Palo Alto Courthouse | 43-D1-D5092-210-GEN01 | Emergency Standby Generator - GEN01 | Caterpillar | 45BH4351 | SR-4 | OM00005076 | Permit #B4447 | south side of building in enclosure | NA | NA | NA | 231 | 240/480 | 460/233 | Diesel | DNA | NA | NA | \Classifications\Building System Class\D50-Electrical SYS\D5090 - Elec SYS\Emergency Generator - GEN | EQ-1004865
43-D1 | 43-D1 Palo Alto Courthouse | 43-D1-D2030-410-PMS01 | Pump Ejector Sewage - PMS01 | Crane Deming | SP-810231 | 7565-4056 | OM00004927 |  | Basement Mechanical Room | NA | NA | NA | 5 | 208-240 | 14.4/7.2 | ELECTRICAL | 3 | NA | NA | \Classifications\Building System Class\D20-Plumbing\D2030 - Sani Waste\Sewage Ejector Pump - PMS | EQ-1004867
43-D1 | 43-D1 Palo Alto Courthouse | 43-D1-D2030-410-PMS02 | Pump Ejector Sewage - PMS02 | Crane Deming | SP-810230 | 7565-4056 | OM00004928 |  | Basement Mechanical Room | NA | NA | NA | 5 | 208-240 | 14.4/7.2 | ELECTRICAL | 3 | NA | NA | \Classifications\Building System Class\D20-Plumbing\D2030 - Sani Waste\Sewage Ejector Pump - PMS | EQ-1004868
43-D1 | 43-D1 Palo Alto Courthouse | 43-D1-D4031-100-FEX36 | Fire Extinguisher - FEX36 | Badger | various | B5M | OM00020061 |  | 1st Floor, various | NA | NA | NA | NA | NA | NA | NA | NA | NA | NA | \Classifications\Building System Class\D40-Fire Protection SYS\D4030 - FIRE SPEC\Fire Extinguisher - FEX | EQ-1005025
43-D1 | 43-D1 Palo Alto Courthouse | 43-D1-D1013-310-WCL01 | Wheelchair Lift - WCL01 | Graventa | B44-1/45ME-A175 | Xpress II | OM00019226 | State ID# 127180¦ Strlft | South Side Stairwell | NA | NA | NA | DNA | 230 | 5 | electric | DNA | NA | NA | \Classifications\Building System Class\D10-Conveyance Systems\D1010 - Elevator\Wheelchair Lift - WCL | EQ-1007087
43-D1 | 43-D1 Palo Alto Courthouse | 43-D1-B2010-100-BLD01 | Building Structure BLD01 | NA | NA | NA | OM00032423 |  | NA | NA | NA | NA | NA | NA | NA | NA | NA | NA | NA | \Classifications\Building System Class\B20-General Building Exterior\B2010 - Exterior Walls\Building - BLD | EQ-1007375
43-D1 | 43-D1 Palo Alto Courthouse | 43-D1-B3010-100-RUF01 | Roofing Systems RUF01 | NA | NA | NA | OM00032424 |  | NA | NA | NA | NA | NA | NA | NA | NA | NA | NA | NA | \Classifications\Building System Class\B30-Roofing\B3010 - Roof Types\Roof - RUF | EQ-1007552
43-D1 | 43-D1 Palo Alto Courthouse | 43-D1-D3031-130-CLR02 | Chiller,Water Cooled - CLR02 | Trane | 187E02150 | RWVBC304MENRD22CQRBDPT3 | OM00019129 |  | Outside Mechanical Room - Basement | NA | DNA | R-22 | DNA | 460 | DNA | Electric | 3 | NA | NA | \Classifications\Building System Class\D30-HVAC Systems\D3030 - Cooling SYS\Chiller, Water Cooled - CLR | 1009822
43-D1 | 43-D1 Palo Alto Courthouse | 43-D1-B2033-120-DOR01 | Door,Swinging Electric-DOR01 | Ingersol Rand | DNA | DNA | OM00019132 |  | stairwell | NA | NA | NA | DNA | DNA | DNA | Electric | 1 | NA | NA | \Classifications\Building System Class\B20-General Building Exterior\B2030 - Exterior Doors\Door,Automatic-Sliding,Revolving - DOR | 1009846
43-D1 | 43-D1 Palo Alto Courthouse | 43-D1-B2033-120-DOR02 | Door,Swinging Electric-DOR02 | Ingersol Rand | DNA | DNA | OM00019136 |  | east wing | NA | NA | NA | DNA | DNA | DNA | Electric | 1 | NA | NA | \Classifications\Building System Class\B20-General Building Exterior\B2030 - Exterior Doors\Door,Automatic-Sliding,Revolving - DOR | 1009847
43-D1 | 43-D1 Palo Alto Courthouse | 43-D1-B2034-400-DOH01 | Door,Overhead,Roll-up,Electric - DOH01 | Chamberlain | DNA | Liftmaster | OM00001216 |  | sally port | NA | NA | NA | DNA | DNA | DNA | Electric | DNA | NA | NA | \Classifications\Building System Class\B20-General Building Exterior\B2030 - Exterior Doors\Door,Overhead-Shutter,Manual,Elec,Roll-up - DOH | 1009848
43-D1 | 43-D1 Palo Alto Courthouse | 43-D1-B2034-400-DOH02 | Door,Overhead,Roll-up,Electric - DOH02 | DNA | DNA | DNA | OM00001217 |  | sally port | NA | NA | NA | DNA | DNA | DNA | Electric | DNA | NA | NA | \Classifications\Building System Class\B20-General Building Exterior\B2030 - Exterior Doors\Door,Overhead-Shutter,Manual,Elec,Roll-up - DOH | 1009849
43-D1 | 43-D1 Palo Alto Courthouse | 43-D1-D2017-100-SHW01 | Eye Washes & Emergency Showers - SHW01 | Haws | DNA | DNA | OM00019057 |  | Mechanical Room 1 | NA | NA | NA | NA | NA | NA | NA | NA | NA | NA | \Classifications\Building System Class\D20-Plumbing\D2010 - Plumb Fix\Showers - SHW | 1009850
43-D1 | 43-D1 Palo Alto Courthouse | 43-D1-D2017-100-SHW02 | Eye Washes & Emergency Showers - SHW02 | Haws | DNA | DNA | OM00019165 |  | Mechanical Room 1 | NA | NA | NA | NA | NA | NA | NA | NA | NA | NA | \Classifications\Building System Class\D20-Plumbing\D2010 - Plumb Fix\Showers - SHW | 1009851
43-D1 | 43-D1 Palo Alto Courthouse | 43-D1-D2023-310-HWP01 | Domestic Hot Water Circulating Pump - HWP01 | Bell And Gossett | M10711 | 2" BNF1 H30 | OM00018977 |  | Basement Mechanical Room 1 | NA | NA | NA | 1/6 | DNA | 1.9 | Electric | 1 | NA | NA | \Classifications\Building System Class\D20-Plumbing\D2020 - Domestic Water\Domestic Hot Water Circulating Pump - HWP | 1009852
43-D1 | 43-D1 Palo Alto Courthouse | 43-D1-D3020-100-HET01 | Deaerator Tank - DTK01 | Wessels Company | 153992 | PVG01200VT | OM00019119 |  | Mechanical Room 1 | NA | NA | NA | NA | NA | NA | NA | NA | NA | NA | \Classifications\Building System Class\D30-HVAC Systems\D3020 - Heat SYS\Heater Water Expansion Tank - HET | 1009853
43-D1 | 43-D1 Palo Alto Courthouse | 43-D1-D2023-310-HWP03 | Domestic Hot Water Circulating Pump - HWP03 | U. S. motor | 3038033 | ISA-1130-BF | OM00018980 |  | Mechanical Room 1 | NA | NA | NA | 2 | 208 | 6.4 | Electric | 3 | NA | NA | \Classifications\Building System Class\D20-Plumbing\D2020 - Domestic Water\Domestic Hot Water Circulating Pump - HWP | 1009862
43-D1 | 43-D1 Palo Alto Courthouse | 43-D1-D3031-100-PCH04 | Chilled Water Pump - PCH04 | Bell And Gossett | 7-00379-02-1 | 150 | OM00019125 |  | Mechanical Room 1 | NA | NA | NA | 20 | 230/460 | 53/26.5 | Electric | 3 | NA | NA | \Classifications\Building System Class\D30-HVAC Systems\D3030 - Cooling SYS\Chilled Water Pump - PCH | 1009863
43-D1 | 43-D1 Palo Alto Courthouse | 43-D1-D3031-100-PCH05 | Condenser Water Pump - PCH05 | Bell And Gossett | 7-00379-01-1 | 150 | OM00019126 |  | Mechanical Room 1 | NA | NA | NA | 20 | 230/460 | 53/26.5 | Electric | 3 | NA | NA | \Classifications\Building System Class\D30-HVAC Systems\D3030 - Cooling SYS\Chilled Water Pump - PCH | 1009864
43-D1 | 43-D1 Palo Alto Courthouse | 43-D1-D3042-220-EFN04 | Exhaust Fan (over 5hp)- EFN04 | DNA | NA | NA | OM00004921 |  | Mechanical Room 1 | (2) B66 | DNA | NA | DNA | DNA | DNA | Electric | 3 | NA | NA | \Classifications\Building System Class\D30-HVAC Systems\D3040 - Distribution SYS\Supply/Exhaust/Return fans- FAN | 1009866
43-D1 | 43-D1 Palo Alto Courthouse | 43-D1-D3050-250-ACU01 | Air Conditioning,Split System - ACU01 | Fujitsu | DCN015206 | A0U18CL | OM00005075 |  | outside | DNA | DNA | R-410A | DNA | 208/230 | 7.7 | Electric | 1 | NA | NA | \Classifications\Building System Class\D30-HVAC Systems\D3050 - Package SYS\Air Conditioning,Split System - ACU | 1009867
43-D1 | 43-D1 Palo Alto Courthouse | 43-D1-D3068-100-BAS01 | Building Automation System - BAS01 | Schneider Electric | DNA | Andover Continuum | OM00018978 |  | Mechanical Room 1 | NA | NA | NA | NA | 120 | 4 | Electric | 1 | NA | NA | \Classifications\Building System Class\D30-HVAC Systems\D3060 - Control & Inst Air\Building Automation System - BAS | 1009868
43-D1 | 43-D1 Palo Alto Courthouse | 43-D1-D2023-100-BFP01 | Backflow Preventer - BFP01 Boiler make-up water | Wilkins Zurn | 3218339 | 975XCP 1 inch RP | OM00018979 |  | Mechanical Room 1 | NA | NA | NA | NA | NA | NA | NA | NA | NA | NA | \Classifications\Building System Class\D20-Plumbing\D2020 - Domestic Water\Backflow Preventer - BFP | 1009869
43-D1 | 43-D1 Palo Alto Courthouse | 43-D1-D2023-100-BFP02 | Backflow Preventer - BFP02 | Febco | A229614 | 825Y 2 inch RP | OM00018981 |  | Mechanical Room 1 SCW Loop | NA | NA | NA | NA | NA | NA | NA | NA | NA | NA | \Classifications\Building System Class\D20-Plumbing\D2020 - Domestic Water\Backflow Preventer - BFP | 1009870
43-D1 | 43-D1 Palo Alto Courthouse | 43-D1-D2023-100-BFP03 | Backflow Preventer - BFP03 main domestic feed | Zurn Wilkins | 205282 | 475 3 inch | OM00019168 | 100292-42872-Q05282 | west side of building by sidewalk Painted blue | NA | NA | NA | NA | NA | NA | NA | NA | NA | NA | \Classifications\Building System Class\D20-Plumbing\D2020 - Domestic Water\Backflow Preventer - BFP | 1009871
43-D1 | 43-D1 Palo Alto Courthouse | 43-D1-D2023-100-BFP04 | Backflow Preventer - BFP04 Irrigation | Febco | A051006 | 825YA 1-1/2 inch RP | OM00019169 | 100292-40494-A051006 | west side of building by sidewalk | NA | NA | NA | NA | NA | NA | NA | NA | NA | NA | \Classifications\Building System Class\D20-Plumbing\D2020 - Domestic Water\Backflow Preventer - BFP | 1009872
43-D1 | 43-D1 Palo Alto Courthouse | 43-D1-D4010-150-FMS01 | System Extinguishing,Wet Pipe - FMS01 | Central Automatic Sprinkler | DNA | DNA | OM00019115 |  | Basement, Mechanical Room 2 | NA | NA | NA | NA | NA | NA | NA | NA | NA | NA | \Classifications\Building System Class\D40-Fire Protection SYS\D4010 - Sprinkler SYS\Fire Systems, stand pipes - FMS | 1009873
43-D1 | 43-D1 Palo Alto Courthouse | 43-D1-D4022-210-FSG01 | Pump,Fire,Electric Motor Driven - FSG01 | Peerless Pumps | 138286 | 4AF-12B | OM00004926 |  | Basement, Mechanical Room 1 | NA | NA | NA | 20 | 240/480 | 50/25 | Electric | 3 | NA | NA | \Classifications\Building System Class\D40-Fire Protection SYS\D4020 - Stand Pipe\Pump,Fire,Electric Motor Driven - FSG | 1009874
43-D1 | 43-D1 Palo Alto Courthouse | 43-D1-D4024-100-FHS17 | Other Stand Pipe and Hose Systems-FHS17 | Standard Fire Hose Co. | various | 85U | OM00001220 |  | various | NA | NA | NA | NA | NA | NA | NA | NA | NA | NA | \Classifications\Building System Class\D40-Fire Protection SYS\D4020 - Stand Pipe\Other Stand Pipe Hose Systems - FHS | 1009875
43-D1 | 43-D1 Palo Alto Courthouse | 43-D1-D5010-234-ATS01 | Automatic Transfer Switch - ATS01 | Williams + Lane | 60041-2 | DNA | OM00019113 |  | Basement Mechanical Room 1 | NA | NA | NA | NA | 480 | DNA | Electric | 3 | NA | NA | \Classifications\Building System Class\D50-Electrical SYS\D5010 - Elec Service & Dist\Automatic Transfer Switch - ATS | 1009877
43-D1 | 43-D1 Palo Alto Courthouse | 43-D1-D5010-200-ESD01 | Switchboard,Electrical - SBR01 | Westinghouse | 27V1204 | DNA | OM00004930 |  | Basement, Mechanical Room 1 | NA | NA | NA | NA | 277/480 | 1600 | Electric | DNA | NA | NA | \Classifications\Building System Class\D50-Electrical SYS\D5010 - Elec Service & Dist\Electical Service and Distribution - ESD | 1009878
43-D1 | 43-D1 Palo Alto Courthouse | 43-D1-D5036-200-CSY01 | Clock Systems - CSY01 | Honeywell | DNA | Clockmaster | OM00019111 |  | Basement, Mechanical Room 1 | NA | NA | NA | NA | DNA | DNA | Electric | 1 | NA | NA | \Classifications\Building System Class\D50-Electrical SYS\D5030 - Comm & Security\Clock Systems - CSY | 1009879
43-D1 | 43-D1 Palo Alto Courthouse | 43-D1-D5038-810-ITA01 | Intrusion Alarm - ITA01 | Radionics | DNA | D9412G | OM00019134 |  | Main unit is in gen enclosure | NA | NA | NA | NA | 12 | DNA | Electric | 1 | NA | NA | \Classifications\Building System Class\D50-Electrical SYS\D5030 - Comm & Security\Intrusion Alarm - ITA | 1009880
43-D1 | 43-D1 Palo Alto Courthouse | 43-D1-D5092-250-EML19 | Emergency And Exit Lighting - EML19 | NA | NA | NA | OM00020060 |  | various | NA | NA | NA | NA | 110 | DNA | Electric | 1 | NA | NA | \Classifications\Building System Class\D50-Electrical SYS\D5090 - Elec SYS\Emergency And Exit Lighting - EML | 1009881
43-D1 | 43-D1 Palo Alto Courthouse | 43-D1-G3010-210-PWT02 | Potable Water Storage Tank- PWT02 | State Industries | G04133254 | PVG01200VT | OM00018976 |  | Mechanical Room 1 | NA | NA | NA | NA | 110 | DNA | Electric | NA | NA | NA | \Classifications\Building System Class\G30-Site Mechanical Utilities\G3010 - Water Supply\Potable Water Storage Tank - PWT | 1009882
43-D1 | 43-D1 Palo Alto Courthouse | 43-D1-D3044-125-PHW03 | Boiler Primary Pump - PHW03 | Taco Pumps | 2033428 | KV007-6102J | OM00019116 |  | Mechanical Room 1 - Boiler #1 -Pump | NA | NA | NA | 30 | 208-230/460 | 9.31-8.4/4.2 | DNA | NA | NA | NA | \Classifications\Building System Class\D30-HVAC Systems\D3040 - Distribution SYS\Hot Water Pump - PHW | 1009884
43-D1 | 43-D1 Palo Alto Courthouse | 43-D1-D3044-125-PHW05 | Boiler Primary Pump - PHW05 | Taco Pumps | 2033428 | KV4007-6.10E2J | OM00019117 |  | Mechanical Room 1 | NA | NA | NA | 3 | 208-230/460 | 9.31-8.4/4.2 | DNA | NA | NA | NA | \Classifications\Building System Class\D30-HVAC Systems\D3040 - Distribution SYS\Hot Water Pump - PHW | 1009886
43-D1 | 43-D1 Palo Alto Courthouse | 43-D1-D3044-125-PHW06 | Hot Water Pump - PHW06 | Bell And Gossett | BW8-035 | PD1-121 | OM00019131 |  | outside mechanical area | NA | NA | NA | 1/2 | 115/208-230 | 7.2/3.5-3.6 | Electric | NA | NA | NA | \Classifications\Building System Class\D30-HVAC Systems\D3040 - Distribution SYS\Hot Water Pump - PHW | 1009887
43-D1 | 43-D1 Palo Alto Courthouse | 43-D1-D3044-125-PHW07 | Hot Water Pump - PHW07 | Bell And Gossett | F10K258055 | JQF56N7D58F K | OM00019130 |  | outside mechanical area | NA | NA | NA | DNA | DNA | DNA | NA | NA | NA | NA | \Classifications\Building System Class\D30-HVAC Systems\D3040 - Distribution SYS\Hot Water Pump - PHW | 1009888
43-D1 | 43-D1 Palo Alto Courthouse | 43-D1-D2030-410-PMS03 | Pump Ejector Sewage - PMS03 | Chicago Pump Company | PG5939 | DNA | OM00032425 |  | BASEMENT, outside mechanical area | NA | NA | NA | DNA | DNA | DNA | Electric | 3 | NA | NA | \Classifications\Building System Class\D20-Plumbing\D2030 - Sani Waste\Sewage Ejector Pump - PMS | 1009889
43-D1 | 43-D1 Palo Alto Courthouse | 43-D1-G3063-100-AST01 | Fuel Storage, above ground - FSA01 | Pryco Inc. | 418819 | DNA | OM00001219 |  | Outside south side of building | NA | NA | NA | DNA | DNA | DNA | Diesel | DNA | NA | NA | \Classifications\Building System Class\G30-Site Mechanical Utilities\G3060 - Fuel Distribution\Tank, Fuel Storage, Above Ground - AST | 1009890
43-D1 | 43-D1 Palo Alto Courthouse | 43-D1-D5010-110-EMT01 | Electric Meter Readings - EMT01 | Power Measuremen | P2-0207A061-3 | 8506 | OM00020055 |  | Mechanical Room 1 | NA | NA | NA | NA | 277/480 | DNA | Electric | 3 | NA | NA | \Classifications\Building System Class\D50-Electrical SYS\D5010 - Elec Service & Dist\Electric Meter Readings - EMT | 1009891
43-D1 | 43-D1 Palo Alto Courthouse | 43-D1-D3012-120-GMR01 | Gas Meter Readings - GMR01 | DNA | DNA | DNA | OM00020056 |  | DNA | NA | NA | NA | NA | NA | NA | Gas | NA | NA | NA | \Classifications\Building System Class\D30-HVAC Systems\D3010 - Energy Supply\Gas Meter Readings - GMR | 1009892
43-D1 | 43-D1 Palo Alto Courthouse | 43-D1-D2020-130-WMR01 | Water Meter Readings - WMR01 | DNA | DNA | DNA | OM00020917 |  | west side of building near sidewalk | NA | NA | NA | NA | NA | NA | NA | NA | NA | NA | \Classifications\Building System Class\D20-Plumbing\D2020 - Domestic Water\Water Meter Readings - WMR | 1009893
43-D1 | 43-D1 Palo Alto Courthouse | 43-D1-D2020-130-WMR02 | Water Meter Readings - WMR02 | DNA | DNA | DNA | OM00020918 |  | west side of building near sidewalk | NA | NA | NA | NA | NA | NA | NA | NA | NA | NA | \Classifications\Building System Class\D20-Plumbing\D2020 - Domestic Water\Water Meter Readings - WMR | 1009894
43-D1 | 43-D1 Palo Alto Courthouse | 43-D1-G2050-200-LSC01 | Landscaping - LSC01 | DNA | DNA | DNA | OM00020057 |  | DNA | NA | NA | NA | DNA | DNA | NA | Electric | 1 | NA | NA | \Classifications\Building System Class\G20-Other Systems\G2050 - Landscaping\Landscaping - LSC | 1009895
43-D1 | 43-D1 Palo Alto Courthouse | 43-D1-D5092-250-ELT42 | Exterior Lighting - ELT42 | DNA | DNA | DNA | OM00020058 |  | parking lot, building perimeter | NA | NA | NA | NA | DNA | DNA | Electric | DNA | NA | NA | \Classifications\Building System Class\D50-Electrical SYS\D5090 - Elec SYS\Exterior Lighting - ELT | 1009896
43-D1 | 43-D1 Palo Alto Courthouse | 43-D1-G2049-300-HSC01 | Hardscape - HSC01 | DNA | DNA | DNA | OM00020059 |  | parking lot, green areas | NA | NA | NA | NA | NA | NA | NA | NA | NA | NA | \Classifications\Building System Class\G20-Other Systems\G2040 - Site Development\Hardscape - HSC | 1009897
43-D1 | 43-D1 Palo Alto Courthouse | 43-D1-D3031-100-PCH06 | Condenser Water/tower water Pump - CWP01 | Baldor | F599 | JMN3611T | OM00020354 |  | Roof | NA | NA | NA | 3 | 208-230/460 | 8.25-8.2/4.1 | Electric | 3 | NA | NA | \Classifications\Building System Class\D30-HVAC Systems\D3030 - Cooling SYS\Chilled Water Pump - PCH | 1010066
43-D1 | 43-D1 Palo Alto Courthouse | 43-D1-D3031-100-PCH07 | Condenser Water/tower water Pump - PCH07 | Baldor | F400 | JMN3611T | OM00020355 |  | Roof | NA | NA | NA | 3 | 208-230/460 | 8.25-8.2/4.1 | Electric | 3 | NA | NA | \Classifications\Building System Class\D30-HVAC Systems\D3030 - Cooling SYS\Chilled Water Pump - PCH | 1010067
43-D1 | 43-D1 Palo Alto Courthouse | 43-D1-D5037-710-FAP01 | Fire Alarm Panel - FAP01 | FCI - Fire Controls Instruments | None | FCID-A | OM00019190 |  | Basement - Mechanical Room | NA | NA | NA | NA | 110 | DNA | Electric | DNA | NA | NA | \Classifications\Building System Class\D50-Electrical SYS\D5030 - Comm & Security\Fire Alarm Panel - FAP | 1011643
43-D1 | 43-D1 Palo Alto Courthouse | 43-D1-D2023-310-WBS01 | Domestic Water Booster Pump - WBS01 | Chicago Pump Co. | DNA | PG594 1 | OM00004918 |  | Mechanical Room | NA | NA | NA | 7.5 | 240/480 | 19/9.5 | ELECTRICAL | 3 | NA | NA | \Classifications\Building System Class\D20-Plumbing\D2020 - Domestic Water\Domestic Water Booster System - WBS | 1014875
43-D1 | 43-D1 Palo Alto Courthouse | 43-D1-D2023-310-WBS02 | Domestic Water Booster Pump - WBS02 | Chicago Pump Co. | DNA | PG594 1 | OM00004917 |  | Mechanical Room | NA | NA | NA | 7.5 | 240/480 | 19/9.5 | ELECTRICAL | 3 | NA | NA | \Classifications\Building System Class\D20-Plumbing\D2020 - Domestic Water\Domestic Water Booster System - WBS | 1014876
43-F1 | 43-F1 Sunnyvale Courthouse | 43-F1-D3041-110-AHU07 | Air Handling Unit - New #7 | Mc Intyre Coil Company | 4249-5 RH | AHU07 | OM00019894 |  | Roof | NA | (6) 12x24x4 | NA | DNA | 230 | 5/2 | ELECTRIC | 3 | DNA | DNA | \Classifications\Building System Class\D30-HVAC Systems\D3040 - Distribution SYS\Air Handling Unit - AHU | EQ-1005032
43-F1 | 43-F1 Sunnyvale Courthouse | 43-F1-D4031-100-FEX15 | Fire Extinguisher FEX15 | NA | NA | NA | OM00019940 |  | Floor 1 | NA | NA | NA | NA | NA | NA | NA | NA | NA | NA | \Classifications\Building System Class\D40-Fire Protection SYS\D4030 - FIRE SPEC\Fire Extinguisher - FEX | EQ-1005033
43-F1 | 43-F1 Sunnyvale Courthouse | 43-F1-B2010-100-BLD01 | Building Structure | NA | NA | NA | OM00032426 |  | NA | NA | NA | NA | NA | NA | NA | NA | NA | NA | NA | \Classifications\Building System Class\B20-General Building Exterior\B2010 - Exterior Walls\Building - BLD | EQ-1007376
43-F1 | 43-F1 Sunnyvale Courthouse | 43-F1-B3010-100-RUF01 | Roofing Systems | NA | NA | NA | OM00019931 |  | Roof | NA | NA | NA | NA | NA | NA | NA | NA | NA | NA | \Classifications\Building System Class\B30-Roofing\B3010 - Roof Types\Roof - RUF | EQ-1007553
43-F1 | 43-F1 Sunnyvale Courthouse | 43-F1-D3050-210-PKU01 | Bard Unit HVAC | Bard | 100M900666 | 18WH6-A04C 221001-A04CX | OM00004850 |  | NA | NA | DNA | R-22 | DNA | 208 | 27.2 | Electric | 1 | NA | NA | \Classifications\Building System Class\D30-HVAC Systems\D3050 - Package SYS\Package Unit - PKU | 1008245
43-F1 | 43-F1 Sunnyvale Courthouse | 43-F1-D3050-210-PKU02 | Bard Unit HVAC | Bard | 100L900664128 | 18WH6-A04C 221001-A04CX | OM00004851 |  | NA | NA | DNA | R-22 | DNA | 208 | 27.2 | Electric | 1 | NA | NA | \Classifications\Building System Class\D30-HVAC Systems\D3050 - Package SYS\Package Unit - PKU | 1008246
43-F1 | 43-F1 Sunnyvale Courthouse | 43-F1-D3050-210-PKU03 | Bard Unit HVAC | Bard | 100C910676401 | 18WH6-A04C 221001-A04CX | OM00004852 |  | NA | NA | DNA | R-22 | DNA | 208 | 27.2 | Electric | 1 | NA | NA | \Classifications\Building System Class\D30-HVAC Systems\D3050 - Package SYS\Package Unit - PKU | 1008247
43-F1 | 43-F1 Sunnyvale Courthouse | 43-F1-D3050-210-PKU04 | Bard Unit HVAC | Bard | 100C410676402 | 18WH6-A04C 221001-A04CX | OM00004853 |  | NA | NA | DNA | R-22 | DNA | 208 | 27.2 | Electric | 1 | NA | NA | \Classifications\Building System Class\D30-HVAC Systems\D3050 - Package SYS\Package Unit - PKU | 1008248
43-F1 | 43-F1 Sunnyvale Courthouse | 43-F1-D3068-100-BAS01 | Building Automation System - BAS | Andover Controls | 8540001073 | CX9200 | OM00032427 |  | Boiler Room | NA | NA | NA | NA | 110 | DNA | NA | 1 | NA | NA | \Classifications\Building System Class\D30-HVAC Systems\D3060 - Control & Inst Air\Building Automation System - BAS | 1008249
43-F1 | 43-F1 Sunnyvale Courthouse | 43-F1-D3021-130-BLR01 | Boiler,Hot Water,Oil/Gas/Comb. - BLR01 | American Standard | 2B-J3 | G-607 | OM00004856 |  | Boiler Room | NA | NA | NA | NA | 240 | DNA | Natural gas | 1 | 870000 | 696000 | \Classifications\Building System Class\D30-HVAC Systems\D3020 - Heat SYS\Boiler,Hot Water,Oil/Gas/Comb. - BLR | 1008250
43-F1 | 43-F1 Sunnyvale Courthouse | 43-F1-D5010-200-ESD01 | Main Electrical Panel - SBR01 | GE | DNA | DNA | OM00004828 |  | Boiler Room | NA | NA | NA | NA | 120/208 | 1000 | Electric | 3 | NA | NA | \Classifications\Building System Class\D50-Electrical SYS\D5010 - Elec Service & Dist\Electical Service and Distribution - ESD | 1008251
43-F1 | 43-F1 Sunnyvale Courthouse | 43-F1-D3031-100-PCH02 | Condenser Water Pump - PCH02 | Bell and Gossett | 992388 | 1531BC 8 3/4 BF | OM00004824 |  | Chiller Room | DNA | DNA | DNA | 5 | 208/230/460 | 14.8 | NA | 3 | NA | NA | \Classifications\Building System Class\D30-HVAC Systems\D3030 - Cooling SYS\Chilled Water Pump - PCH | 1008252
43-F1 | 43-F1 Sunnyvale Courthouse | 43-F1-D3031-100-PCH01 | Chilled Water Pump - PCH01 | Bell and Gossett | 992387 | 15312C 3/4 BF | OM00004846 |  | Chiller Room | DNA | DNA | DNA | 5 | 208/230/460 | 14.8 | NA | 3 | NA | NA | \Classifications\Building System Class\D30-HVAC Systems\D3030 - Cooling SYS\Chilled Water Pump - PCH | 1008253
43-F1 | 43-F1 Sunnyvale Courthouse | 43-F1-D3050-310-HPU01 | Heat Pump, Air Cooled - HPU01 | Trane | 408102079L | YHC048A1ELA1BD0C000000000 | OM00004821 |  | Roof - South Side | DNA | DNA | R-22 | DNA | 208 | 19 | NATURAL GAS | 1 | 60000 | 48000 | \Classifications\Building System Class\D30-HVAC Systems\D3050 - Package SYS\Heat Pump,Air Cooled - HPU | 1008256
43-F1 | 43-F1 Sunnyvale Courthouse | 43-F1-D2022-260-HWG01 | Domestic Water Heater - HWG | State Select | K05J024379 | GS650YOCTG | OM00004826 |  | Boiler Room | NA | NA | NA | NA | NA | NA | N-Gas | NA | 40000 | NA | \Classifications\Building System Class\D20-Plumbing\D2020 - Domestic Water\Domestic Water Heater, Gas - HWG | 1008257
43-F1 | 43-F1 Sunnyvale Courthouse | 43-F1-D2023-310-HWP01 | Domestic Hot Water Circulating Pump - HWP | ITT Bell Gossett | 106189 | Series 100 G10 | OM00004827 |  | Boiler Room | NA | NA | NA | 0.5 | 115 | 1.75 | Electric | 1 | NA | NA | \Classifications\Building System Class\D20-Plumbing\D2020 - Domestic Water\Domestic Hot Water Circulating Pump - HWP | 1008258
43-F1 | 43-F1 Sunnyvale Courthouse | 43-F1-D3031-140-CLR01 | Chiller,Screw,Water Cooled - CLR | Trane | U99L03198 | CGWDO60GCJOHAD1R1FFOUHG | OM00004847 |  | Chiller Room | NA | NA | R-22 | NA | 208/230 60H 3PH | 221 | NA | 3 | NA | NA | \Classifications\Building System Class\D30-HVAC Systems\D3030 - Cooling SYS\Chiller, Air Cooled - CLR | 1008259
43-F1 | 43-F1 Sunnyvale Courthouse | 43-F1-D2023-100-BFP04 | Backflow Preventer - BFP04 | Febco | 248912 | 825 Y 3/4" | OM00019599 | Acct#: 151759-43472 Hazard#: 13305 A058799 | Boiler Room | NA | NA | NA | NA | NA | NA | NA | NA | NA | NA | \Classifications\Building System Class\D20-Plumbing\D2020 - Domestic Water\Backflow Preventer - BFP | 1008260
43-F1 | 43-F1 Sunnyvale Courthouse | 43-F1-D2023-100-BFP03 | Backflow Preventer - BFP03 Irrigation | Febco | BA5564 | 825Y Type RP 2" | OM00019604 | Acct:# 15179-43472 Hazard#: 12632 | Along the sidewalk near employee entrance, on All America Way, landscape backflow | NA | NA | NA | NA | NA | NA | NA | NA | NA | NA | \Classifications\Building System Class\D20-Plumbing\D2020 - Domestic Water\Backflow Preventer - BFP | 1008261
43-F1 | 43-F1 Sunnyvale Courthouse | 43-F1-D2023-100-BFP02 | Backflow Preventer - BFP02 Domestic | ZURN/Wilkins | A3006652 | 375 XL | OM00020809 | Acct:# 15179-43472 Hazard#: 13306¦ 03836 Assembly with H04909 | Along the sidewalk near employee entrance, on All America Way, bypass BFP. | NA | NA | NA | NA | NA | NA | NA | NA | NA | NA | \Classifications\Building System Class\D20-Plumbing\D2020 - Domestic Water\Backflow Preventer - BFP | 1008263
43-F1 | 43-F1 Sunnyvale Courthouse | 43-F1-D4010-150-FMS01 | System Extinguishing,Wet Pipe - FMS01 | DNA | DNA | DNA | OM00019600 |  | Boiler Room | NA | NA | NA | NA | NA | NA | NA | NA | NA | NA | \Classifications\Building System Class\D40-Fire Protection SYS\D4010 - Sprinkler SYS\Fire Systems, stand pipes - FMS | 1008264
43-F1 | 43-F1 Sunnyvale Courthouse | 43-F1-D2017-100-SHW01 | Eye Washes & Emergency Showers - SHW | Haws | DNA | DNA | OM00019059 |  | Outside by cooling tower | NA | NA | NA | NA | NA | NA | NA | NA | NA | NA | \Classifications\Building System Class\D20-Plumbing\D2010 - Plumb Fix\Showers - SHW | 1008265
43-F1 | 43-F1 Sunnyvale Courthouse | 43-F1-D2040-100-PSU01 | Duplex Sump - PSU01 | DNA | DNA | DNA | OM00019601 |  | Outside by cooling tower | NA | NA | NA | DNA | DNA | DNA | Electric | DNA | NA | NA | \Classifications\Building System Class\D20-Plumbing\D2040 - Rain Drain\Sump Pump - PSU | 1008266
43-F1 | 43-F1 Sunnyvale Courthouse | 43-F1-D3030-110-CTW01 | Cooling Tower - CTW | Baltimore Air Coil Company | U275601 | BXT-65-OR | OM00019602 |  | Outside next to chiller room | (2) B74 | NA | NA | DNA | DNA | DNA | Electric | DNA | NA | NA | \Classifications\Building System Class\D30-HVAC Systems\D3030 - Cooling SYS\Cooling Tower - CTW | 1008267
43-F1 | 43-F1 Sunnyvale Courthouse | 43-F1-D3041-110-AHU08 | Air Handling Unit - New #1 | Mc Intyre Coil Company | 4249-2 LH | AHU01 | OM00019891 |  | Roof | DNA | (6) 12x24x4 | NA | DNA | 230 | 5/2 | Electric | 3 | DNA | DNA | \Classifications\Building System Class\D30-HVAC Systems\D3040 - Distribution SYS\Air Handling Unit - AHU | 1008268
43-F1 | 43-F1 Sunnyvale Courthouse | 43-F1-D3041-110-AHU09 | Air Handling Unit - New #2 | Mc Intyre Coil Company | 4249-4 RH | AHU02 | OM00019892 |  | Roof | DNA | (6) 12x24x4 | NA | DNA | 230 | 5/2 | Electric | 3 | DNA | DNA | \Classifications\Building System Class\D30-HVAC Systems\D3040 - Distribution SYS\Air Handling Unit - AHU | 1008269
43-F1 | 43-F1 Sunnyvale Courthouse | 43-F1-D3041-110-AHU10 | Air Handling Unit - New #3 | Mc Intyre Coil Company | 4249-6 LH | AHU03 | OM00019893 |  | Roof | DNA | (6) 12x24x4 | NA | DNA | 230 | 5/2 | Electric | 3 | DNA | DNA | \Classifications\Building System Class\D30-HVAC Systems\D3040 - Distribution SYS\Air Handling Unit - AHU | 1008270
43-F1 | 43-F1 Sunnyvale Courthouse | 43-F1-D3041-110-AHU11 | Air Handler #4 - AHU4 | Trane | U80476 | Climate Changer Type 14 | OM00004854 |  | Chiller Room | (2) DNA | (4) 16X25X2 | NA | 5 | 208 | 14.5 | Electric | 3 | NA | NA | \Classifications\Building System Class\D30-HVAC Systems\D3040 - Distribution SYS\Air Handling Unit - AHU | 1008271
43-F1 | 43-F1 Sunnyvale Courthouse | 43-F1-D3041-110-AHU12 | Air Handling Unit - New #5 | Mc Intyre Coil Company | 4249-3 RH | AHU05 | OM00019895 |  | Roof | DNA | (6) 12x24x4 | NA | DNA | 230 | 5/2 | Electric | 3 | DNA | DNA | \Classifications\Building System Class\D30-HVAC Systems\D3040 - Distribution SYS\Air Handling Unit - AHU | 1008272
43-F1 | 43-F1 Sunnyvale Courthouse | 43-F1-D3041-110-AHU13 | Air Handling Unit - New #6 | Mc Intyre Coil Company | 4249-1 LH | AHU06 | OM00019896 |  | Roof | DNA | (6) 12x24x4 | NA | DNA | 230 | 5/2 | Electric | 3 | DNA | DNA | \Classifications\Building System Class\D30-HVAC Systems\D3040 - Distribution SYS\Air Handling Unit - AHU | 1008273
43-F1 | 43-F1 Sunnyvale Courthouse | 43-F1-D1091-100-DMW01 | Dumbwaiter,Electric - DMW01 | D. A. Matiot, Inc. | 5576 | DNA | OM00019597 | State ID# 046758¦ Dumbwaiter | clerks office | DNA | NA | NA | NA | NA | NA | Other | NA | NA | NA | \Classifications\Building System Class\D10-Conveyance Systems\D1090 - Other Conveyance Systems\Dumbwaiter - DMW | 1008274
43-F1 | 43-F1 Sunnyvale Courthouse | 43-F1-D5038-810-ITA01 | Intrusion Alarm - ITA | Radionics | 07412G 108C | D7412G | OM00019607 |  | IT Room | NA | NA | NA | NA | 110 | DNA | Electric | 1 | NA | NA | \Classifications\Building System Class\D50-Electrical SYS\D5030 - Comm & Security\Intrusion Alarm - ITA | 1008281
43-F1 | 43-F1 Sunnyvale Courthouse | 43-F1-G2050-200-LSC01 | Landscaping - LSC | Rain Master | EV0005049 | DX18WM | OM00019603 |  | Exterior of building | NA | NA | NA | NA | 110 | DNA | Electric | 1 | NA | NA | \Classifications\Building System Class\G20-Other Systems\G2050 - Landscaping\Landscaping - LSC | 1008282
43-F1 | 43-F1 Sunnyvale Courthouse | 43-F1-D5010-110-EMT01 | Electric Meter Readings - EMT01 | DNA | DNA | DNA | OM00032349 |  | Boiler Room | NA | NA | NA | NA | DNA | DNA | Electric | DNA | NA | NA | \Classifications\Building System Class\D50-Electrical SYS\D5010 - Elec Service & Dist\Electric Meter Readings - EMT | 1008283
43-F1 | 43-F1 Sunnyvale Courthouse | 43-F1-D3012-120-GMR01 | Gas Meter - GMR | American Meter Co. | 385 44825 | Al-1000 MAOP250PSI | OM00019933 |  | West of front entrance | NA | NA | NA | NA | NA | NA | Gas | NA | NA | NA | \Classifications\Building System Class\D30-HVAC Systems\D3010 - Energy Supply\Gas Meter Readings - GMR | 1008284
43-F1 | 43-F1 Sunnyvale Courthouse | 43-F1-D2020-130-WMR01 | Water Meter Readings - WMR01 | Ester | MQV40F3 | T3000 | OM00019930 |  | Along the sidewalk near employee entrance | NA | NA | NA | NA | NA | NA | NA | NA | NA | NA | \Classifications\Building System Class\D20-Plumbing\D2020 - Domestic Water\Water Meter Readings - WMR | 1008285
43-F1 | 43-F1 Sunnyvale Courthouse | 43-F1-D2020-130-WMR02 | Water Meter Readings - WMR02 | Amco | 9362522 | C700 | OM00019932 |  | Along the sidewalk near employee entrance | NA | NA | NA | NA | NA | NA | NA | NA | NA | NA | \Classifications\Building System Class\D20-Plumbing\D2020 - Domestic Water\Water Meter Readings - WMR | 1008286
43-F1 | 43-F1 Sunnyvale Courthouse | 43-F1-D5092-250-ELT04 | Exterior Lighting - ELT04 | DNA | DNA | DNA | OM00019934 |  | various- perimeter of building | NA | NA | NA | NA | DNA | DNA | Electric | DNA | NA | NA | \Classifications\Building System Class\D50-Electrical SYS\D5090 - Elec SYS\Exterior Lighting - ELT | 1008287
43-F1 | 43-F1 Sunnyvale Courthouse | 43-F1-G2049-300-HSC03 | Hardscape - HSC | DNA | DNA | DNA | OM00019935 |  | south side front parking area | NA | NA | NA | NA | NA | NA | NA | NA | NA | NA | \Classifications\Building System Class\G20-Other Systems\G2040 - Site Development\Hardscape - HSC | 1008288
43-F1 | 43-F1 Sunnyvale Courthouse | 43-F1-D5092-250-EML08 | Emergency And Exit Lighting - EML08 | Lithonia | NA | ELM2513 | OM00019928 |  | basemen t and 1st floor | NA | NA | NA | NA | 110 | DNA | Electric | 1 | NA | NA | \Classifications\Building System Class\D50-Electrical SYS\D5090 - Elec SYS\Emergency And Exit Lighting - EML | 1008289
43-F1 | 43-F1 Sunnyvale Courthouse | 43-F1-D3020-100-HET01 | Deaerator Tank - HET01 Chilled water | California Hydronics Corp. | DNA | DNA | OM00019598 |  | Chiller Room | NA | NA | NA | NA | NA | NA | NA | NA | NA | Na | \Classifications\Building System Class\D30-HVAC Systems\D3020 - Heat SYS\Heater Water Expansion Tank - HET | 1008290
43-F1 | 43-F1 Sunnyvale Courthouse | 43-F1-D3020-100-HET02 | Deaerator Tank - HET02 Boiler hot water excpansion tank | DNA | DNA | DNA | OM00004825 |  | boiler room | NA | NA | NA | NA | NA | NA | NA | NA | NA | Na | \Classifications\Building System Class\D30-HVAC Systems\D3020 - Heat SYS\Heater Water Expansion Tank - HET | 1008291
43-F1 | 43-F1 Sunnyvale Courthouse | 43-F1-D3044-125-PHW01 | Pump Hot Water - PHW01 | Bell & Gossett | DNA | DNA | OM00004844 |  | Boiler Room | NA | NA | NA | DNA | Other | DNA | Electric | 3 | NA | NA | \Classifications\Building System Class\D30-HVAC Systems\D3040 - Distribution SYS\Hot Water Pump - PHW | 1010266
43-F1 | 43-F1 Sunnyvale Courthouse | 43-F1-D3050-250-ACU01 | Air Conditioning,Split System - ACU01 | Mitsubishi Electric | 01900670C | MX2-3B24NA | OM00032351 |  | Near Cooling Tower Grate | NA | NA | R-410A | DNA | 208/230 | 12 | electric | 1 | NA | NA | \Classifications\Building System Class\D30-HVAC Systems\D3050 - Package SYS\Air Conditioning,Split System - ACU | 1013614
43-F1 | 43-F1 Sunnyvale Courthouse | 43-F1-D2023-100-BFP05 | Backflow Preventer - BFP05 Domestic | Wilkins Zurn | H04909 | 375RP 2" | OM00032350 | Acct:# 15179-43472 Hazard#: 13306 ¦ Assembly with 03836/A3006652 | Along the sidewalk near employee entrance | NA | NA | NA | NA | NA | NA | NA | NA | NA | NA | \Classifications\Building System Class\D20-Plumbing\D2020 - Domestic Water\Backflow Preventer - BFP | 1013615
43-F2 | 43-F2 Sunnyvale Parking Facility | 43-F2-G2050-200-LSC01 | Landscaping - LSC | NA | NA | NA | OM00019936 | NA | parking lot | NA | NA | NA | NA | NA | NA | NA | NA | NA | NA | \Classifications\Building System Class\G20-Other Systems\G2050 - Landscaping\Landscaping - LSC | 1008364
43-F2 | 43-F2 Sunnyvale Parking Facility | 43-F2-D5010-110-EMT01 | Electric Meter Readings - EMT | PG+E | 1006758388 | Smartmeter | OM00019937 |  | parking lot | NA | NA | NA | NA | 240 | DNA | Electric | DNA | NA | NA | \Classifications\Building System Class\D50-Electrical SYS\D5010 - Elec Service & Dist\Electric Meter Readings - EMT | 1008365
43-F2 | 43-F2 Sunnyvale Parking Facility | 43-F2-D5092-250-ELT03 | Exterior Lighting - ELT | DNA | DNA | DNA | OM00019938 |  | parking lot | NA | NA | NA | NA | DNA | DNA | Electric | DNA | NA | NA | \Classifications\Building System Class\D50-Electrical SYS\D5090 - Elec SYS\Exterior Lighting - ELT | 1008366
43-F2 | 43-F2 Sunnyvale Parking Facility | 43-F2-G2049-300-HSC01 | Hardscape - HSC | DNA | DNA | DNA | OM00019939 | NA | parking lot | NA | NA | NA | NA | NA | NA | NA | NA | NA | NA | \Classifications\Building System Class\G20-Other Systems\G2040 - Site Development\Hardscape - HSC | 1008367
43-G1 | 43-G1 Santa Clara Courthouse | 43-G1-D3041-110-AHU01 | Air Handling Unit - AHU01 | Carrier | 753493005 | CU1216TA1066 | OM00004862 |  | Lower Roof | (2) B39 | NA | R-22 | DNA | DNA | DNA | ELECTRIC | 3-phase | NA | NA | \Classifications\Building System Class\D30-HVAC Systems\D3040 - Distribution SYS\Air Handling Unit - AHU | EQ-1005035
43-G1 | 43-G1 Santa Clara Courthouse | 43-G1-D3041-110-AHU02 | Air Handling Unit - AHU02 | Carrier | 753693006 | 39ED26 | OM00004863 |  | Lower Roof | (3) B60 | 16 x 25 x 2 (24) | R-22 | DNA | DNA | DNA | ELECTRIC | 3-phase | NA | NA | \Classifications\Building System Class\D30-HVAC Systems\D3040 - Distribution SYS\Air Handling Unit - AHU | EQ-1005036
43-G1 | 43-G1 Santa Clara Courthouse | 43-G1-D4031-100-FEX18 | Fire Extinguisher - FEX18 | Badger | NA | 10MB-8H 2007 | OM00020977 |  | Various | NA | NA | NA | NA | NA | NA | NA | NA | NA | NA | \Classifications\Building System Class\D40-Fire Protection SYS\D4030 - FIRE SPEC\Fire Extinguisher - FEX | EQ-1005037
43-G1 | 43-G1 Santa Clara Courthouse | 43-G1-D1010-100-ELE01 | Elevator 1 - Hydraulic | DNA | DNA | DNA | OM00018875 | State ID# 061709¦ Passenger Elevator | BLDG | NA | NA | NA | DNA | DNA | DNA | ELECTRIC | DNA | NA | NA | \Classifications\Building System Class\D10-Conveyance Systems\D1010 - Elevator\Elevator,Hydraulic,Pass/Freight - ELE | EQ-1005038
43-G1 | 43-G1 Santa Clara Courthouse | 43-G1-B2010-100-BLD01 | Building Structure BLD01 | NA | NA | NA | OM00032428 |  | NA | NA | NA | NA | NA | NA | NA | NA | NA | NA | NA | \Classifications\Building System Class\B20-General Building Exterior\B2010 - Exterior Walls\Building - BLD | EQ-1007377
43-G1 | 43-G1 Santa Clara Courthouse | 43-G1-B3010-100-RUF01 | Roofing Systems - RUF01 | NA | NA | NA | OM00019047 |  | NA | NA | NA | NA | NA | NA | NA | NA | NA | NA | NA | \Classifications\Building System Class\B30-Roofing\B3010 - Roof Types\Roof - RUF | EQ-1007554
43-G1 | 43-G1 Santa Clara Courthouse | 43-G1-D2017-100-SHW01 | Eye Washes & Emergency Showers - SHW01 | Haws | DNA | DNA | OM00019060 |  | Chiller Room | NA | NA | NA | NA | NA | NA | NA | NA | NA | NA | \Classifications\Building System Class\D20-Plumbing\D2010 - Plumb Fix\Showers - SHW | 1008292
43-G1 | 43-G1 Santa Clara Courthouse | 43-G1-D2022-260-HWG01 | Domestic Water Heater, Gas - HWG01 | State Industries | J04M002578 | SBS7576NE | OM00004864 |  | Chiller Room | NA | NA | NA | NA | NA | NA | Gas | NA | 75100 | DNA | \Classifications\Building System Class\D20-Plumbing\D2020 - Domestic Water\Domestic Water Heater, Gas - HWG | 1008936
43-G1 | 43-G1 Santa Clara Courthouse | 43-G1-D3021-130-BLR01 | Boiler,Hot Water,Oil/Gas/Comb. - BLR01 | Teledyne Laars | Burnt Tag - SN illegible | HH0850 IN09KLAC EL | OM00004870 |  | Chiller Room | NA | NA | NA | NA | 115 | 12 | Natural gas | NA | 850,000 | 688,500 | \Classifications\Building System Class\D30-HVAC Systems\D3020 - Heat SYS\Boiler,Hot Water,Oil/Gas/Comb. - BLR | 1008937
43-G1 | 43-G1 Santa Clara Courthouse | 43-G1-D3020-100-HET01 | Deaerator Tank - HET01 | Bell and Gossett | 116016 | 40 | OM00001201 |  | Chiller Room | NA | NA | NA | NA | NA | NA | NA | NA | NA | NA | \Classifications\Building System Class\D30-HVAC Systems\D3020 - Heat SYS\Heater Water Expansion Tank - HET | 1008938
43-G1 | 43-G1 Santa Clara Courthouse | 43-G1-D3020-100-HET02 | Deaerator Tank - HET02 | Bell and Gossett | DNA | DNA | OM00001202 |  | Chiller Room | NA | NA | NA | NA | NA | NA | NA | NA | NA | NA | \Classifications\Building System Class\D30-HVAC Systems\D3020 - Heat SYS\Heater Water Expansion Tank - HET | 1008939
43-G1 | 43-G1 Santa Clara Courthouse | 43-G1-D3031-130-CLR01 | 86-Ton Chiller - CLR01 | Carrier | 3007Q07676 | 30HXC086RYE561KA | OM00004869 |  | Chiller Room | NA | NA | R-134a | DNA | 480 | 600 | Electric | 3 | NA | DNA | \Classifications\Building System Class\D30-HVAC Systems\D3030 - Cooling SYS\Chiller, Water Cooled - CLR | 1008945
43-G1 | 43-G1 Santa Clara Courthouse | 43-G1-D2023-310-HWP01 | Domestic Circulating Pump - HWP01 | Bell and Gossett | 106190 | 100-B1 FG | OM00019944 |  | Chiller Room | NA | NA | NA | 1/2 | 115 | 1.75 | Electric | 1 | NA | NA | \Classifications\Building System Class\D20-Plumbing\D2020 - Domestic Water\Domestic Hot Water Circulating Pump - HWP | 1008946
43-G1 | 43-G1 Santa Clara Courthouse | 43-G1-D3031-100-PCH02 | Chilled Water Pump - PCH02 | Bell and Gossett | 990454 | DNA | OM00001208 |  | Chiller Room | NA | NA | NA | 5 | 208/230-460 | 14.8-14/7 | Electric | 3 | NA | NA | \Classifications\Building System Class\D30-HVAC Systems\D3030 - Cooling SYS\Chilled Water Pump - PCH | 1008947
43-G1 | 43-G1 Santa Clara Courthouse | 43-G1-D3050-250-ACU02 | Air Conditioning,Split System - ACU02 | Mitsubishi Electric | 47U01799A | PU12EK | OM00032342 |  | Lower Roof | NA | NA | R-22 | DNA | 208/230 | DNA | Electric | DNA | NA | NA | \Classifications\Building System Class\D30-HVAC Systems\D3050 - Package SYS\Air Conditioning,Split System - ACU | 1008948
43-G1 | 43-G1 Santa Clara Courthouse | 43-G1-D3050-250-ACU03 | Air Conditioning,Split System - ACU03 | Fujitsu | BCN006419 | AOU9CQ | OM00032348 |  | west building wall | NA | NA | R-22 | DNA | 208/230 | 7.6 | Electric | 1 | NA | 9700 | \Classifications\Building System Class\D30-HVAC Systems\D3050 - Package SYS\Air Conditioning,Split System - ACU | 1008949
43-G1 | 43-G1 Santa Clara Courthouse | 43-G1-D2023-100-BFP01 | Backflow Preventer - BFP01 boiler make-up water | Febco | 4610 | 825Y 3/4 inch RP | OM00019942 |  | Chiller Room | NA | NA | NA | NA | NA | NA | NA | NA | NA | NA | \Classifications\Building System Class\D20-Plumbing\D2020 - Domestic Water\Backflow Preventer - BFP | 1008950
43-G1 | 43-G1 Santa Clara Courthouse | 43-G1-D2023-100-BFP02 | Backflow Preventer - BFP02 expansion tank on chiller cold loop | Febco | 4649 | 825Y 3/4 inch RP | OM00019943 |  | Chiller Room | NA | NA | NA | NA | NA | NA | NA | NA | NA | NA | \Classifications\Building System Class\D20-Plumbing\D2020 - Domestic Water\Backflow Preventer - BFP | 1008951
43-G1 | 43-G1 Santa Clara Courthouse | 43-G1-D2023-100-BFP03 | Backflow Preventer - BFP03 | Serge mechanical Research |  | P-711 | OM00004873 |  | near sprinkler controller SE corner of building | NA | NA | NA | NA | NA | NA | NA | NA | NA | NA | \Classifications\Building System Class\D20-Plumbing\D2020 - Domestic Water\Backflow Preventer - BFP | 1008952
43-G1 | 43-G1 Santa Clara Courthouse | 43-G1-D5010-200-ESD01 | Switchboard,Electrical - SBR01 | ITE Imperial Corp. | 12-70215-1 | DNA | OM00020966 |  | mechanical room | NA | NA | NA | NA | 120/208 | 1600 | Electric | 3 | NA | NA | \Classifications\Building System Class\D50-Electrical SYS\D5010 - Elec Service & Dist\Electical Service and Distribution - ESD | 1008953
43-G1 | 43-G1 Santa Clara Courthouse | 43-G1-D5037-710-FAP01 | Fire Alarm Panel - FAP01 | Bosch | DNA | D7412GVL | OM00020965 |  | mechanical room | NA | NA | NA | NA | DNA | DNA | Electric | DNA | NA | NA | \Classifications\Building System Class\D50-Electrical SYS\D5030 - Comm & Security\Fire Alarm Panel - FAP | 1008955
43-G1 | 43-G1 Santa Clara Courthouse | 43-G1-D3044-125-PHW01 | Hot Water Pump - PHW01 | Bell and Gossett | 189165 | G-40 | OM00004867 |  | Chiller Room | NA | NA | NA | 1/6 | 115 | 8 | Electric | 1 | NA | NA | \Classifications\Building System Class\D30-HVAC Systems\D3040 - Distribution SYS\Hot Water Pump - PHW | 1008956
43-G1 | 43-G1 Santa Clara Courthouse | 43-G1-D3044-125-PHW02 | Hot Water Pump - PHW02 | Bell and Gossett | PH002171 | 1581 2AC 7Bf | OM00019941 |  | Chiller Room | NA | NA | NA | 3 | 208/230-460 | 8.4-8.2/4.1 | Electric | 3 | NA | NA | \Classifications\Building System Class\D30-HVAC Systems\D3040 - Distribution SYS\Hot Water Pump - PHW | 1008957
43-G1 | 43-G1 Santa Clara Courthouse | 43-G1-D2030-410-PMS01 | Pump Ejector Sewage - PMS01 | Crane Deming | SP810194/SP810193 | 7565 4056 | OM00004865 |  | Near Calendar Support | NA | NA | NA | 1/2/08 | 208 | 8 | Electric | 3 | NA | NA | \Classifications\Building System Class\D20-Plumbing\D2030 - Sani Waste\Sewage Ejector Pump - PMS | 1008958
43-G1 | 43-G1 Santa Clara Courthouse | 43-G1-D5010-110-EMT01 | Electric Meter Readings - EMT01 | Asea Brown Boveri | 01 308 554 | DNA | OM00032347 |  | mechanical room | NA | NA | NA | NA | DNA | DNA | Electric | 3 | NA | NA | \Classifications\Building System Class\D50-Electrical SYS\D5010 - Elec Service & Dist\Electric Meter Readings - EMT | 1008959
43-G1 | 43-G1 Santa Clara Courthouse | 43-G1-D3012-120-GMR01 | Gas Meter Readings - GMR01 | Sprague | DNA | DNA | OM00020104 |  | SW building corner | NA | NA | NA | NA | NA | NA | Gas | NA | NA | NA | \Classifications\Building System Class\D30-HVAC Systems\D3010 - Energy Supply\Gas Meter Readings - GMR | 1008960
43-G1 | 43-G1 Santa Clara Courthouse | 43-G1-D2020-130-WMR01 | Water Meter Readings - WMR01 | DNA | DNA | DNA | OM00020101 |  | by sidewalk on Homestead Road | NA | NA | NA | NA | NA | NA | NA | NA | NA | NA | \Classifications\Building System Class\D20-Plumbing\D2020 - Domestic Water\Water Meter Readings - WMR | 1008961
43-G1 | 43-G1 Santa Clara Courthouse | 43-G1-G2050-200-LSC01 | Landscaping - LSC01 | Enhanced Technological Services | DNA | DNA | OM00020103 |  | East side of building on wall | NA | NA | NA | NA | DNA | DNA | Electric | 1 | NA | NA | \Classifications\Building System Class\G20-Other Systems\G2050 - Landscaping\Landscaping - LSC | 1008962
43-G1 | 43-G1 Santa Clara Courthouse | 43-G1-D5092-250-ELT22 | Exterior Lighting - ELT22 | DNA | DNA | DNA | OM00020106 |  | parking lot, building perimeter | NA | NA | NA | NA | DNA | DNA | Electric | DNA | NA | NA | \Classifications\Building System Class\D50-Electrical SYS\D5090 - Elec SYS\Exterior Lighting - ELT | 1008963
43-G1 | 43-G1 Santa Clara Courthouse | 43-G1-G2049-300-HSC05 | Hardscape - HSC05 | DNA | DNA | DNA | OM00020107 |  | parking lot | NA | NA | NA | NA | NA | NA | NA | NA | NA | NA | \Classifications\Building System Class\G20-Other Systems\G2040 - Site Development\Hardscape - HSC | 1008964
43-G1 | 43-G1 Santa Clara Courthouse | 43-G1-D3050-250-ACU01 | Air Conditioning,Split System - ACU01 | Mitsubishi Electric | 43U00874B | PUH18EK | OM00004861 |  | Lower Roof | NA | NA | R-22 | DNA | 208/230 | 15 | Electric | DNA | NA | NA | \Classifications\Building System Class\D30-HVAC Systems\D3050 - Package SYS\Air Conditioning,Split System - ACU | 1010267
43-G1 | 43-G1 Santa Clara Courthouse | 43-G1-D5092-250-EML18 | Emergency And Exit Lighting - EML18 | Lithonia | 388066 | LQMJW3R120/277ELN | OM00019048 |  | various | NA | NA | NA | NA | 120 | DNA | Electric | 1 | NA | NA | \Classifications\Building System Class\D50-Electrical SYS\D5090 - Elec SYS\Emergency And Exit Lighting - EML | 1010268
43-G1 | 43-G1 Santa Clara Courthouse | 43-G1-D3031-100-PCH03 | Chilled Water Pump - PCH03 | Bell & Gossett | PH004798 | 1531 2.5AC 7.0BF | OM00004868 |  | Chiller Room | NA | NA | NA | 5 | 208/230-460 | 14.8-14/7 | electric | 3 | NA | NA | \Classifications\Building System Class\D30-HVAC Systems\D3030 - Cooling SYS\Chilled Water Pump - PCH | 1013616
43-G1 | 43-G1 Santa Clara Courthouse | 43-G1-D3041-110-AHU03 | Air Handling Unit - AHU03 | Trane | DNA | DNA | OM00019020 |  | AC access D55 for AH3 | A46 | 16 x 25 x 2 (4) | R-22 | DNA | DNA | DNA | electric | 3 | NA | NA | \Classifications\Building System Class\D30-HVAC Systems\D3040 - Distribution SYS\Air Handling Unit - AHU | 1013617
43-G1 | 43-G1 Santa Clara Courthouse | 43-G1-D3040-120-FCU01 | Fan Coil Unit - FCU01 | DNA | DNA | DNA | OM00032345 | 2507-0100-COL01 | Chiller Room | A36 | NA | NA | DNA | DNA | DNA | electric | 3 | NA | NA | \Classifications\Building System Class\D30-HVAC Systems\D3040 - Distribution SYS\Fan Coil Unit - FCU | 1013618
43-G1 | 43-G1 Santa Clara Courthouse | 43-G1-D3042-220-EFN01 | Exhaust Fan - EFN01 | DNA | DNA | DNA | OM00032343 | 2507-00R2-EXF01 | Lower Roof | AP59 | NA | NA | DNA | DNA | DNA | electric | 3 | NA | NA | \Classifications\Building System Class\D30-HVAC Systems\D3040 - Distribution SYS\Supply/Exhaust/Return fans- FAN | 1013619
43-G1 | 43-G1 Santa Clara Courthouse | 43-G1-D3042-220-EFN03 | Exhaust Fan - EFN03 | DNA | DNA | DNA | OM00032344 | 2507-00R2-EXF03 | Lower Roof | AP42 | NA | NA | DNA | DNA | DNA | electric | 3 | NA | NA | \Classifications\Building System Class\D30-HVAC Systems\D3040 - Distribution SYS\Supply/Exhaust/Return fans- FAN | 1013620
43-G1 | 43-G1 Santa Clara Courthouse | 43-G1-D3040-120-FCU02 | Fan Coil Unit FCU02 | Carrier | DNA | DNA | OM00019417 |  | In ceiling |  |  | NA |  |  |  | Electric | 3 | NA | NA | \Classifications\Building System Class\D30-HVAC Systems\D3040 - Distribution SYS\Fan Coil Unit - FCU | 1014730
43-G1 | 43-G1 Santa Clara Courthouse | 43-G1-D3040-120-FCU03 | Fan Coil Unit FCU03 | Carrier | DNA | DNA | OM00019418 |  | In ceiling |  |  | NA |  |  |  | Electric | 3 | NA | NA | \Classifications\Building System Class\D30-HVAC Systems\D3040 - Distribution SYS\Fan Coil Unit - FCU | 1014731
43-G1 | 43-G1 Santa Clara Courthouse | 43-G1-D3040-120-FCU04 | Fan Coil Unit FCU04 | Carrier | DNA | DNA | OM00019419 |  | In ceiling |  |  | NA |  |  |  | Electric | 3 | NA | NA | \Classifications\Building System Class\D30-HVAC Systems\D3040 - Distribution SYS\Fan Coil Unit - FCU | 1014732
43-G1 | 43-G1 Santa Clara Courthouse | 43-G1-D3068-100-BAS01 | Building Automation System - BAS01 | Johnson Controls | MQTWQ-B2V44-Q9GT8-23BYC-RVJMW | Metasys v5.0.0.8300 | OM00019249 |  | DNA | NA | NA | NA | NA | 110 | DNA | Electric | 1 | NA | NA | \Classifications\Building System Class\D30-HVAC Systems\D3060 - Control & Inst Air\Building Automation System - BAS | 1015324
43-G1 | 43-G1 Santa Clara Courthouse | 43-G1-D2040-100-PSU01 | Pump, Sump - PSU01 | Paco | DNA | 85-340031-07 | OM00020857 |  | Basement Mechanical Room | NA | NA | NA | NA | 208 | 8 | Electric | 3 | NA | NA | \Classifications\Building System Class\D20-Plumbing\D2040 - Rain Drain\Sump Pump - PSU | 1020486
43-G1 | 43-G1 Santa Clara Courthouse | 43-G1-D2040-100-PSU02 | Pump, Sump - PSU02 | Paco | DNA | 85-340031-07 | OM00020858 |  | Basement Mechanical Room | NA | NA | NA | NA | 208 | 8 | Electric | 3 | NA | NA | \Classifications\Building System Class\D20-Plumbing\D2040 - Rain Drain\Sump Pump - PSU | 1020487
43-G1 | 43-G1 Santa Clara Courthouse | 43-G1-D3030-110-CTW02 | Cooling Tower - CTW02 | Baltimore Air Coil | U163218801-01-01 | Baltimore Air Coil | OM00020642 |  | Upper Roof | (2) B 75 | DNA | DNA | 7.5 | 200 | DNA | Electric | 3 | NA | NA | \Classifications\Building System Class\D30-HVAC Systems\D3030 - Cooling SYS\Cooling Tower - CTW | 1021418
43-N1 | 43-N1 Morgan Hill Courthouse | 43-N1-D1010-100-ELE01 | Elevator, Hydraulic ELE01 | National Elevator | 3524322 | HMC1000 | OM00020893 | State ID# 151771 | 1st | NA | NA | NA | NA | DNA | DNA | NA | DNA | NA | NA | \Classifications\Building System Class\D10-Conveyance Systems\D1010 - Elevator\Elevator,Hydraulic,Pass/Freight - ELE | EQ-1005871
43-N1 | 43-N1 Morgan Hill Courthouse | 43-N1-D3021-130-BLR01 | Boiler #1 | Laars Heating Systems Company | C06168327 | PNCH1500NACL2CXN | OM00018904 |  | North End Gated Area | NA | NA | NA | NA | Other | NA | gas | 1 | 1,499,940 | 1,260,000 | \Classifications\Building System Class\D30-HVAC Systems\D3020 - Heat SYS\Boiler,Hot Water,Oil/Gas/Comb. - BLR | EQ-1005872
43-N1 | 43-N1 Morgan Hill Courthouse | 43-N1-D3021-130-BLR02 | Boiler #2 | Laars Heating Systems Company | C06168325 | PNCH1500NACL2CXN | OM00018905 |  | North End Gated Area | NA | NA | NA | NA | Other | NA | gas | 1 | 1,499,940 | 1,260,000 | \Classifications\Building System Class\D30-HVAC Systems\D3020 - Heat SYS\Boiler,Hot Water,Oil/Gas/Comb. - BLR | EQ-1005873
43-N1 | 43-N1 Morgan Hill Courthouse | 43-N1-D3021-130-BLR03 | Boiler #3 | Laars Heating Systems Company | C06168326 | PNCH1500NACL2CXN | OM00018906 |  | North End Gated Area | NA | NA | NA | NA | Other | NA | gas | 1 | 1,499,940 | 1,260,000 | \Classifications\Building System Class\D30-HVAC Systems\D3020 - Heat SYS\Boiler,Hot Water,Oil/Gas/Comb. - BLR | EQ-1005874
43-N1 | 43-N1 Morgan Hill Courthouse | 43-N1-D3030-110-CTW01 | Cooling Tower CTW01 | Evapco | 5-129724 | LSCB-170 | OM00019228 |  | Ground Floor - NW Corner of Building | B-79 | NA | NA | NA | 240 | 4.8 | electric | 3 | DNA | DNA | \Classifications\Building System Class\D30-HVAC Systems\D3030 - Cooling SYS\Cooling Tower - CTW | EQ-1005875
43-N1 | 43-N1 Morgan Hill Courthouse | 43-N1-D3030-110-CTW02 | Cooling Tower CTW02 | Evapco | 5-129725 | LSCB-170 | OM00043845 |  | Ground Floor - NW Corner of Building | B-79 | NA | NA | NA | 240 | 4.8 | electric | 3 | DNA | DNA | \Classifications\Building System Class\D30-HVAC Systems\D3030 - Cooling SYS\Cooling Tower - CTW | EQ-1005876
43-N1 | 43-N1 Morgan Hill Courthouse | 43-N1-D3031-140-CLR01 | Chiller CLR01 | Carrier | 1206Q06101 | 30HXA171RZ-661AA | OM00018907 |  | North End Gated Area | NA | NA | R-134a | 109KW | 460 | 189.2 | electric | 3 | DNA | DNA | \Classifications\Building System Class\D30-HVAC Systems\D3030 - Cooling SYS\Chiller, Air Cooled - CLR | EQ-1005877
43-N1 | 43-N1 Morgan Hill Courthouse | 43-N1-D3031-140-CLR02 | Chiller CLR02 | Carrier | 1306Q06127 | 30HXA171RZ-661AA | OM00018899 |  | North End Gated Area | NA | NA | R-134a | 109KW | 460 | 189.2 | electric | 3 | DNA | DNA | \Classifications\Building System Class\D30-HVAC Systems\D3030 - Cooling SYS\Chiller, Air Cooled - CLR | EQ-1005878
43-N1 | 43-N1 Morgan Hill Courthouse | 43-N1-D3041-110-AHU01 | Air Handler Unit#1 (AHU01) | Haakon Industries | DNA | Airpak | OM00018911 |  | Floor 2 North Fan Room | 2-B95 | 15 24 X 24 X 2 Pleat 3 12 X 24 X 2 Pleat | NA | 20 | 460 | 23.5 | Electric | 3 | DNA | DNA | \Classifications\Building System Class\D30-HVAC Systems\D3040 - Distribution SYS\Air Handling Unit - AHU | EQ-1005879
43-N1 | 43-N1 Morgan Hill Courthouse | 43-N1-D3041-110-AHU02 | Air Handler Unit - AHU02 | Haakon Industries | 06-8594-05-C | DNA | OM00018889 |  | Floor 2, South End 2nd Floor | 4 - B103 | 15 - 24.24.2 pleat ¦ 5 - 12.24.2 pleat | NA | 30 | 460 | 35 | Electric | 3 | DNA | DNA | \Classifications\Building System Class\D30-HVAC Systems\D3040 - Distribution SYS\Air Handling Unit - AHU | EQ-1005880
43-N1 | 43-N1 Morgan Hill Courthouse | 43-N1-D3041-110-AHU03 | Air Handler Unit - AHU03 | Haakon Industries | 06-8594-06-C | DNA | OM00018912 |  | Floor 2 - South Fan Room | 2 - BX-71 | 8 - 24.24.2 pleat ¦ 4 - 12.24.2 pleat | NA | 15 | 460 | 17.7 | Electric | 3 | DNA | DNA | \Classifications\Building System Class\D30-HVAC Systems\D3040 - Distribution SYS\Air Handling Unit - AHU | EQ-1005881
43-N1 | 43-N1 Morgan Hill Courthouse | 43-N1-D3041-110-AHU04 | Air Handling Unit For Basement - AHU-3 | HAAKON INDUSTRIES | 06-8594-03-C | AIRPAK | OM00018909 |  | 2nd Flr. North Mech Room | NA | 24x24x2-(12) 24x12x2-(3) | NA | 20hp | 208/460 | 23.5a | electric | 3 | DNA | DNA | \Classifications\Building System Class\D30-HVAC Systems\D3040 - Distribution SYS\Air Handling Unit - AHU | EQ-1005882
43-N1 | 43-N1 Morgan Hill Courthouse | 43-N1-D3041-110-AHU05 | Air Handling Unit AHU-2 | HAAKON INDUSTRIES | 06-8994-02-C | AIRPAK | OM00018910 |  | Floor 2 North Fan Room | NA | 24x24x2-(12) 24x12x2-(3) | NA | 20hp | 208/460 | 23.5A | electric | 3 | DNA | DNA | \Classifications\Building System Class\D30-HVAC Systems\D3040 - Distribution SYS\Air Handling Unit - AHU | EQ-1005883
43-N1 | 43-N1 Morgan Hill Courthouse | 43-N1-D3041-110-AHU06 | Airhandling Unit AHU-4 | HAAKON INDUSTRIES | 068594-04-C | AIRPAK | OM00018890 |  | Floor 2 South Fan Room | NA | 24x24x2-(16) | NA | 30hp | 208/460 | 35a | electric | 3 | DNA | 20,3000 CFM | \Classifications\Building System Class\D30-HVAC Systems\D3040 - Distribution SYS\Air Handling Unit - AHU | EQ-1005884
43-N1 | 43-N1 Morgan Hill Courthouse | 43-N1-D3031-100-PCH01 | Chilled Water Pump # 4 CHP-4 (Secondary Pump) | Bell & Gossett | C021160-02 E60 | 1510 10.25 BF | OM00043779 |  | North End Gated Area | NA | NA | NA | 30hp | 230/460 | 34.4 | Electric | 3 | DNA | DNA | \Classifications\Building System Class\D30-HVAC Systems\D3030 - Cooling SYS\Chilled Water Pump - PCH | EQ-1005895
43-N1 | 43-N1 Morgan Hill Courthouse | 43-N1-D3031-100-PCH02 | Chilled Water Pump # 3 CHP-3 (Secondary Pump) | Bell & Gossett | C021160-01 E60 | 1510 10.25 BF | OM00043780 |  | North End Chiller Area | NA | NA | NA | 30hp | 230/460 | 34.4 | Electric | 3 | DNA | DNA | \Classifications\Building System Class\D30-HVAC Systems\D3030 - Cooling SYS\Chilled Water Pump - PCH | EQ-1005896
43-N1 | 43-N1 Morgan Hill Courthouse | 43-N1-D3044-125-PHW01 | Hot Water Pump - PHW01 | California Hydronics | C021161-02E60 | 1510 BF 10.25 | OM00018893 |  | North End Gated Area | NA | NA | NA | 5hp | Other | 18.5a | electric | 3 | DNA | DNA | \Classifications\Building System Class\D30-HVAC Systems\D3040 - Distribution SYS\Hot Water Pump - PHW | EQ-1005899
43-N1 | 43-N1 Morgan Hill Courthouse | 43-N1-D3044-125-PHW02 | Hot Water Pump - PHW02 | California Hydronics | C021161-01 E60 | 1510 BF 10.25 | OM00018892 |  | North End Gated Area | NA | NA | NA | 5hp | Other | 17.9 | electric | 3 | DNA | DNA | \Classifications\Building System Class\D30-HVAC Systems\D3040 - Distribution SYS\Hot Water Pump - PHW | EQ-1005901
43-N1 | 43-N1 Morgan Hill Courthouse | 43-N1-D3050-250-ACU02 | Air Conditioning,Split System - ACU02 | Compu-Aire | SY06-002-3280 (C) | ACC-3034 | OM00018901 |  | North End Chiller Area Combined unit includes PKU02 | NA | NA | R-22 | 4hp Motors | Other | 2.2 Each Motor | electric | 3 | DNA | DNA | \Classifications\Building System Class\D30-HVAC Systems\D3050 - Package SYS\Air Conditioning,Split System - ACU | EQ-1005903
43-N1 | 43-N1 Morgan Hill Courthouse | 43-N1-D2023-100-BFP03 | Fire Sprinkler Back Flow Preventor | Febco | F0609010948 | 806YD Size 8 DCDA 8" | OM00019234 | Acct #: 91420 Meter #: 4999967 | E side on Butterfield 806YD Size 8 DCDA 8" SN F06090104948 | NA | NA | NA | NA | NA | NA | NA | NA | NA | NA | \Classifications\Building System Class\D20-Plumbing\D2020 - Domestic Water\Backflow Preventer - BFP | EQ-1005905
43-N1 | 43-N1 Morgan Hill Courthouse | 43-N1-D2023-100-BFP02 | Backflow Preventor, Domestic, Main Bypass | Wilkins | X05792 | 375A | OM00043846 | Acct #: 91420 Meter #: | E side on Butterfield | NA | NA | NA | NA | NA | NA | NA | NA | NA | NA | \Classifications\Building System Class\D20-Plumbing\D2020 - Domestic Water\Backflow Preventer - BFP | EQ-1005906
43-N1 | 43-N1 Morgan Hill Courthouse | 43-N1-D4031-100-FEX15 | Fire Extinguishers Qty. 15 | Amerex | NA | NA | OM00043752 |  | Throughout Building | NA | NA | NA | NA | NA | NA | NA | NA | NA | NA | \Classifications\Building System Class\D40-Fire Protection SYS\D4030 - FIRE SPEC\Fire Extinguisher - FEX | EQ-1005907
43-N1 | 43-N1 Morgan Hill Courthouse | 43-N1-D5092-210-GEN01 | Emergency Standby Generator - GEN01 | Kohler | 216261 | 350RE02VG | OM00019227 | Permit Plant# 20861 | NORTH END | NA | NA | NA | 539 | 480 | 71 | Diesel | 3 | DNA | DNA | \Classifications\Building System Class\D50-Electrical SYS\D5090 - Elec SYS\Emergency Generator - GEN | EQ-1005908
43-N1 | 43-N1 Morgan Hill Courthouse | 43-N1-D5092-250-EML52 | Illuminated Exit Signs Qty. 52 | NA | NA | NA | OM00043753 |  | Throughout Building | NA | NA | NA | NA | DNA | DNA | electric | DNA | NA | NA | \Classifications\Building System Class\D50-Electrical SYS\D5090 - Elec SYS\Emergency And Exit Lighting - EML | EQ-1005909
43-N1 | 43-N1 Morgan Hill Courthouse | 43-N1-D2030-410-PMS01 | Sewage Ejector Pump #1 | Vaughn | 82328B | V3FGT | OM00019236 |  | Holding Area | NA | NA | NA | DNA | DNA | DNA | electric | DNA | NA | NA | \Classifications\Building System Class\D20-Plumbing\D2030 - Sani Waste\Sewage Ejector Pump - PMS | EQ-1005911
43-N1 | 43-N1 Morgan Hill Courthouse | 43-N1-D2030-410-PMS02 | Sewage Ejector Pump #2 | Vaughn | 82328A | V3FGT | OM00019093 |  | Holding Area | NA | NA | NA | DNA | DNA | DNA | electric | DNA | NA | NA | \Classifications\Building System Class\D20-Plumbing\D2030 - Sani Waste\Sewage Ejector Pump - PMS | EQ-1005912
43-N1 | 43-N1 Morgan Hill Courthouse | 43-N1-B2010-100-BLD01 | Building Structure | NA | NA | NA | OM00043758 | CUPA PT0478815 | NA | NA | NA | NA | NA | NA | NA | NA | NA | NA | NA | \Classifications\Building System Class\B20-General Building Exterior\B2010 - Exterior Walls\Building - BLD | EQ-1007378
43-N1 | 43-N1 Morgan Hill Courthouse | 43-N1-B3010-100-RUF01 | Roofing Systems | NA | NA | NA | OM00043757 |  | Roof | NA | NA | NA | NA | NA | NA | NA | NA | NA | NA | \Classifications\Building System Class\B30-Roofing\B3010 - Roof Types\Roof - RUF | EQ-1007555
43-N1 | 43-N1 Morgan Hill Courthouse | 43-N1-B2033-120-DOR01 | Door,Swinging Electric-DOR01 | DNA | DNA | DNA | OM00020916 | DNA | Main entrance | NA | NA | NA | DNA | DNA | DNA | Electric | 1 | NA | NA | \Classifications\Building System Class\B20-General Building Exterior\B2030 - Exterior Doors\Door,Automatic-Sliding,Revolving - DOR | 1008965
43-N1 | 43-N1 Morgan Hill Courthouse | 43-N1-B2033-120-DOR02 | Door,Swinging Electric-DOR02 | DNA | DNA | DNA | OM00043773 | DNA | Main exit | NA | NA | NA | DNA | DNA | DNA | Electric | 1 | NA | NA | \Classifications\Building System Class\B20-General Building Exterior\B2030 - Exterior Doors\Door,Automatic-Sliding,Revolving - DOR | 1008966
43-N1 | 43-N1 Morgan Hill Courthouse | 43-N1-B2034-400-DOH01 | Door,Overhead,Roll-up,Electric - DOH01 | Overhead Door | 2546038 1 | DNA | OM00019235 |  | parking lot. | NA | NA | NA | DNA | DNA | DNA | Electric | DNA | NA | NA | \Classifications\Building System Class\B20-General Building Exterior\B2030 - Exterior Doors\Door,Overhead-Shutter,Manual,Elec,Roll-up - DOH | 1008967
43-N1 | 43-N1 Morgan Hill Courthouse | 43-N1-B2034-400-DOH02 | Door,Overhead,Roll-up, Electric - DOH02 | Overhead Door | 2546036 3 | DNA | OM00043749 |  | 1st Floor - Northeast Corner of Building, Facing Diana St. | NA | NA | NA | DNA | DNA | DNA | Electric | DNA | NA | NA | \Classifications\Building System Class\B20-General Building Exterior\B2030 - Exterior Doors\Door,Overhead-Shutter,Manual,Elec,Roll-up - DOH | 1008968
43-N1 | 43-N1 Morgan Hill Courthouse | 43-N1-B2034-400-DOH03 | Shutter,Roll-up,Electric -DOH03 | DNA | DNA | DNA | OM00020904 |  | department 107 | NA | NA | NA | DNA | DNA | DNA | Electric | 1 | NA | NA | \Classifications\Building System Class\B20-General Building Exterior\B2030 - Exterior Doors\Door,Overhead-Shutter,Manual,Elec,Roll-up - DOH | 1008969
43-N1 | 43-N1 Morgan Hill Courthouse | 43-N1-C1020-110-FRD01 | Fire Doors Sliding (Fire Curtain) FRD01 | DNA | DNA | DNA | OM00020897 | DNA | Basement - In Ceiling Above Elevator 4 | NA | NA | NA | DNA | DNA | DNA | Electric | 3 | NA | NA | \Classifications\Building System Class\C10-General Building Interior\C1020 - Fire Doors\Fire Doors - FRD | 1008970
43-N1 | 43-N1 Morgan Hill Courthouse | 43-N1-C1020-110-FRD02 | Fire Doors Sliding (Fire Curtain) FRD02 | DNA | DNA | DNA | OM00020898 | DNA | Basement - In Ceiling above Elevator 3 | NA | NA | NA | DNA | DNA | DNA | Electric | DNA | NA | NA | \Classifications\Building System Class\C10-General Building Interior\C1020 - Fire Doors\Fire Doors - FRD | 1008971
43-N1 | 43-N1 Morgan Hill Courthouse | 43-N1-C1020-110-FRD03 | Fire Doors Sliding (Fire Curtain) FRD03 | DNA | DNA | DNA | OM00020899 | DNA | Basement - In Ceiling above Elevator 2 | NA | NA | NA | DNA | DNA | DNA | Electric | DNA | NA | NA | \Classifications\Building System Class\C10-General Building Interior\C1020 - Fire Doors\Fire Doors - FRD | 1008972
43-N1 | 43-N1 Morgan Hill Courthouse | 43-N1-D1010-100-ELE02 | Elevator,Hydraulic,Pass/Freight - ELE02 | National Elevator | 6962Y21 65534-15 | SUB 210R40 | OM00020894 | State ID# 151772 | NA | NA | NA | NA | 25 | 460 | 21 | Other | 3 | NA | NA | \Classifications\Building System Class\D10-Conveyance Systems\D1010 - Elevator\Elevator,Hydraulic,Pass/Freight - ELE | 1008973
43-N1 | 43-N1 Morgan Hill Courthouse | 43-N1-D1010-100-ELE03 | Elevator,Hydraulic,Pass/Freight - ELE03 | National Elevator | 6962Y21 66752-35 | SUB 210R40 | OM00020892 | State ID# 151773 | NA | NA | NA | NA | 25 | 460 | 21 | Other | 3 | NA | NA | \Classifications\Building System Class\D10-Conveyance Systems\D1010 - Elevator\Elevator,Hydraulic,Pass/Freight - ELE | 1008974
43-N1 | 43-N1 Morgan Hill Courthouse | 43-N1-D1010-100-ELE04 | Elevator,Hydraulic,Pass/Freight - ELE04 | National Elevator | 6962Y24 55957-16 | SUB 280R46 | OM00019012 | State ID# 151774 | NA | NA | NA | NA | 40 | 460 | 51 | Other | 3 | NA | NA | \Classifications\Building System Class\D10-Conveyance Systems\D1010 - Elevator\Elevator,Hydraulic,Pass/Freight - ELE | 1008975
43-N1 | 43-N1 Morgan Hill Courthouse | 43-N1-D2017-100-SHW03 | Eye Washes & Emergency Shower - SHW03 | Speakman | DNA | DNA | OM00001229 | DNA | First Floor, Mechanical Yard, 1st & 2nd Floor Janator closets | NA | NA | NA | NA | NA | NA | NA | NA | NA | NA | \Classifications\Building System Class\D20-Plumbing\D2010 - Plumb Fix\Showers - SHW | 1008976
43-N1 | 43-N1 Morgan Hill Courthouse | 43-N1-D2023-310-HWP01 | Domestic Hot Water Circulating Pump - HWP01 | Bell and Gossett | 1BL013 | PL-30B | OM00001231 | DNA | north end | NA | NA | NA | DNA | DNA | 1.4 | NA | NA | NA | NA | \Classifications\Building System Class\D20-Plumbing\D2020 - Domestic Water\Domestic Hot Water Circulating Pump - HWP | 1008977
43-N1 | 43-N1 Morgan Hill Courthouse | 43-N1-D2023-310-HWP02 | Domestic Hot Water Circulating Pump - HWP02 | Bell and Gossett | DNA | DNA | OM00001232 | DNA | north end | NA | NA | NA | DNA | DNA | DNA | NA | NA | NA | NA | \Classifications\Building System Class\D20-Plumbing\D2020 - Domestic Water\Domestic Hot Water Circulating Pump - HWP | 1008978
43-N1 | 43-N1 Morgan Hill Courthouse | 43-N1-D2023-310-HWP03 | Domestic Hot Water Circulating Pump - HWP03 | Bell and Gossett | DNA | DNA | OM00001233 | DNA | north end | NA | NA | NA | DNA | DNA | DNA | NA | NA | NA | NA | \Classifications\Building System Class\D20-Plumbing\D2020 - Domestic Water\Domestic Hot Water Circulating Pump - HWP | 1008979
43-N1 | 43-N1 Morgan Hill Courthouse | 43-N1-D2022-260-HWG01 | Domestic Water Heater, Gas - HWG01 | Laars Heating Systems | C06167950 | DNA | OM00018902 | DNA | north end | NA | NA | NA | NA | DNA | DNA | Gas | NA | NA | NA | \Classifications\Building System Class\D20-Plumbing\D2020 - Domestic Water\Domestic Water Heater, Gas - HWG | 1008980
43-N1 | 43-N1 Morgan Hill Courthouse | 43-N1-D2022-260-HWG02 | Domestic Water Heater, Gas - HWG02 | Laars Heating Systems | C06168195 | DNA | OM00018903 | DNA | north end | NA | NA | NA | NA | DNA | DNA | Gas | NA | NA | NA | \Classifications\Building System Class\D20-Plumbing\D2020 - Domestic Water\Domestic Water Heater, Gas - HWG | 1008981
43-N1 | 43-N1 Morgan Hill Courthouse | 43-N1-D3020-100-HET01 | Deaerator Tank - HET01 | Bell and Gossett | 24320706 | PT25V | OM00001234 | DNA | north end | NA | NA | NA | NA | NA | NA | NA | NA | NA | NA | \Classifications\Building System Class\D30-HVAC Systems\D3020 - Heat SYS\Heater Water Expansion Tank - HET | 1008983
43-N1 | 43-N1 Morgan Hill Courthouse | 43-N1-D3068-100-BAS01 | Building Automation System - BAS01 | Andover Controls | DNA | B-Link | OM00020905 | DNA | storage room for west fan room | NA | NA | NA | NA | 115/230 | 2.5 | Electric | 1 | NA | NA | \Classifications\Building System Class\D30-HVAC Systems\D3060 - Control & Inst Air\Building Automation System - BAS | 1008994
43-N1 | 43-N1 Morgan Hill Courthouse | 43-N1-D4010-150-FMS01 | System Extinguishing,Wet Pipe - FMS01 | Grinnell | DNA | DNA | OM00020896 | DNA | Fire riser room | NA | NA | NA | NA | NA | NA | NA | NA | NA | NA | \Classifications\Building System Class\D40-Fire Protection SYS\D4010 - Sprinkler SYS\Fire Systems, stand pipes - FMS | 1008995
43-N1 | 43-N1 Morgan Hill Courthouse | 43-N1-D4094-450-SFM01 | System,Extinguishing,FM200 - SFM01 | Fike Corp. | 070 2081 | 70-156-DW | OM00019225 | DNA | IT room | NA | NA | NA | DNA | DNA | DNA | Electric | DNA | NA | NA | \Classifications\Building System Class\D40-Fire Protection SYS\D4090 - Other Fire Protection Systems\Fire Suppression, Gaseous - SFM | 1008996
43-N1 | 43-N1 Morgan Hill Courthouse | 43-N1-D5010-200-ESD01 | Main Electrical Switchgear - SBR01 | Cutler Hammer | DNA | RD65K | OM00020888 |  | electrical room 1 | NA | NA | NA | NA | DNA | DNA | Electric | 3 | NA | NA | \Classifications\Building System Class\D50-Electrical SYS\D5010 - Elec Service & Dist\Electical Service and Distribution - ESD | 1008997
43-N1 | 43-N1 Morgan Hill Courthouse | 43-N1-D5010-234-ATS01 | Automatic Transfer Switch - ATS01 | Kohler | DNA | DNA | OM00020887 |  | electrical room 1 | NA | NA | NA | NA | DNA | DNA | Electric | 3 | NA | NA | \Classifications\Building System Class\D50-Electrical SYS\D5010 - Elec Service & Dist\Automatic Transfer Switch - ATS | 1008999
43-N1 | 43-N1 Morgan Hill Courthouse | 43-N1-D5037-710-FAP01 | Fire Alarm Panel - FAP01 | Notifier | DNA | FS-3030D w/ Radionics Dialer D7412V2N | OM00020890 | DNA | electrical room in holding cell area | NA | NA | NA | NA | DNA | DNA | Electric | 1 | NA | NA | \Classifications\Building System Class\D50-Electrical SYS\D5030 - Comm & Security\Fire Alarm Panel - FAP | 1009000
43-N1 | 43-N1 Morgan Hill Courthouse | 43-N1-D5038-810-ITA01 | Intrusion Alarm - ITA01 | Bosch | DNA | AJ9MUL-40532-AL-E | OM00020895 | DNA | electrical room in holding cell area | NA | NA | NA | NA | DNA | DNA | Electric | 1 | NA | NA | \Classifications\Building System Class\D50-Electrical SYS\D5030 - Comm & Security\Intrusion Alarm - ITA | 1009001
43-N1 | 43-N1 Morgan Hill Courthouse | 43-N1-D5092-100-CTY01 | Uninterruptible Power System - UPS01 | Eaton | EA261KXX05 | Powerware 9355 / Model 30 | OM00020900 | DNA | IT room | NA | NA | NA | NA | 208 | NA | Electric | DNA | NA | NA | \Classifications\Building System Class\D50-Electrical SYS\D5090 - Elec SYS\Uninterruptible Power System - UPS | 1009002
43-N1 | 43-N1 Morgan Hill Courthouse | 43-N1-G3010-210-PWT01 | Potable Water Storage Tank- PWT01 | California Hydronics | DNA | DNA | OM00001230 | DNA | north end | NA | NA | NA | NA | NA | NA | NA | NA | NA | NA | \Classifications\Building System Class\G30-Site Mechanical Utilities\G3010 - Water Supply\Potable Water Storage Tank - PWT | 1009003
43-N1 | 43-N1 Morgan Hill Courthouse | 43-N1-D5010-110-EMT01 | Electric Meter - EMT01 | Power Measurement | DNA | Ion 8500 | OM00020914 |  | electrical room 1 | NA | NA | NA | NA | DNA | DNA | Electric | 3 | NA | NA | \Classifications\Building System Class\D50-Electrical SYS\D5010 - Elec Service & Dist\Electric Meter Readings - EMT | 1009004
43-N1 | 43-N1 Morgan Hill Courthouse | 43-N1-D3012-120-GMR01 | Gas Meter - GMR01 | Roots Meters | 732171 | 2M175 | OM00043781 | DNA | north end | NA | NA | NA | NA | NA | NA | Gas | NA | NA | NA | \Classifications\Building System Class\D30-HVAC Systems\D3010 - Energy Supply\Gas Meter Readings - GMR | 1009005
43-N1 | 43-N1 Morgan Hill Courthouse | 43-N1-D2020-130-WMR01 | Water Meter - WMR01 | DNA | DNA | DNA | OM00020910 |  | East/North by street | NA | NA | NA | NA | NA | NA | NA | NA | NA | NA | \Classifications\Building System Class\D20-Plumbing\D2020 - Domestic Water\Water Meter Readings - WMR | 1009006
43-N1 | 43-N1 Morgan Hill Courthouse | 43-N1-G2050-200-LSC01 | Landscaping - LSC01 | John Deere | DNA | DNA | OM00043755 | DNA | north end | NA | NA | NA | NA | DNA | DNA | Electric | 1 | NA | NA | \Classifications\Building System Class\G20-Other Systems\G2050 - Landscaping\Landscaping - LSC | 1009007
43-N1 | 43-N1 Morgan Hill Courthouse | 43-N1-D5092-250-ELT47 | Exterior Lighting - ELT47 | DNA | DNA | DNA | OM00043754 | DNA | parking lot, sidewalk areas | NA | NA | NA | NA | DNA | DNA | Electric | DNA | NA | NA | \Classifications\Building System Class\D50-Electrical SYS\D5090 - Elec SYS\Exterior Lighting - ELT | 1009008
43-N1 | 43-N1 Morgan Hill Courthouse | 43-N1-G2049-300-HSC07 | Hardscape - HSC07 | DNA | DNA | DNA | OM00043756 | DNA | parking lot, green areas | NA | NA | NA | NA | NA | NA | NA | NA | NA | NA | \Classifications\Building System Class\G20-Other Systems\G2040 - Site Development\Hardscape - HSC | 1009009
43-N1 | 43-N1 Morgan Hill Courthouse | 43-N1-C1020-110-FRD04 | Fire Doors, Won - FRD04 | Stiles | WHI 078317 S | DNA | OM00032430 | NA | Floor 1 Between Records and Clerks | NA | NA | NA | NA | NA | NA | NA | NA | NA | Na | \Classifications\Building System Class\C10-General Building Interior\C1020 - Fire Doors\Fire Doors - FRD | 1010251
43-N1 | 43-N1 Morgan Hill Courthouse | 43-N1-D2023-100-BFP04 | Fire Sprinkler Back Flow Preventor bypass BFP04 ﾠ | Febco | H000168 | 805YD 3/4" | OM00019233 | Acct #: 91420 Meter #: 4000067 | East Side of Building on Butterfield | NA | NA | NA | NA | NA | NA | NA | NA | NA | NA | \Classifications\Building System Class\D20-Plumbing\D2020 - Domestic Water\Backflow Preventer - BFP | 1011663
43-N1 | 43-N1 Morgan Hill Courthouse | 43-N1-D2023-100-BFP05 | Mechanical Flow Preventor BFP05 2" | Watts | A14320 | 007M2OT 1 1/2" | OM00020618 | Acct #: 91420 Meter #: | Mechanical Pad North Side Mechanical Yard | [10 empty] | \Classifications\Building System Class\D20-Plumbing\D2020 - Domestic Water\Backflow Preventer - BFP | 1011664
43-N1 | 43-N1 Morgan Hill Courthouse | 43-N1-B2033-120-DOR03 | Door,Swinging Electric-DOR03 | DNA | DNA | DNA | OM00020901 |  | West staff entrance | NA | NA | NA | DNA | DNA | DNA | electric | 1 | NA | NA | \Classifications\Building System Class\B20-General Building Exterior\B2030 - Exterior Doors\Door,Automatic-Sliding,Revolving - DOR | 1013621
43-N1 | 43-N1 Morgan Hill Courthouse | 43-N1-B2033-120-DOR04 | Door,Swinging Electric-DOR04 | DNA | DNA | DNA | OM00032448 |  | North staff entrance | NA | NA | NA | DNA | DNA | DNA | electric | 1 | NA | NA | \Classifications\Building System Class\B20-General Building Exterior\B2030 - Exterior Doors\Door,Automatic-Sliding,Revolving - DOR | 1013622
43-N1 | 43-N1 Morgan Hill Courthouse | 43-N1-C1020-110-FRD05 | Fire Doors, Won - FRD05 | Stiles | WHI 077563 S | DNA | OM00032447 |  | Between Records and Clerks | NA | NA | NA | DNA | DNA | DNA | DNA | DNA | NA | Na | \Classifications\Building System Class\C10-General Building Interior\C1020 - Fire Doors\Fire Doors - FRD | 1013623
43-N1 | 43-N1 Morgan Hill Courthouse | 43-N1-C1020-110-FRD06 | Fire Doors Sliding (Fire Curtain)- FRD06 | DNA | DNA | DNA | OM00032370 |  | Across clerks | NA | NA | NA | DNA | DNA | DNA | electric | DNA | NA | NA | \Classifications\Building System Class\C10-General Building Interior\C1020 - Fire Doors\Fire Doors - FRD | 1013624
43-N1 | 43-N1 Morgan Hill Courthouse | 43-N1-D3031-100-PCH07 | Chilled Water Pump - PCH07 | Bell & Gossett | 187080 L50 -2 | 1531 7.625 BF | OM00020881 |  | Gated Area Outside | NA | NA | NA | 7.5 | DNA | NA | electric | DNA | NA | NA | \Classifications\Building System Class\D30-HVAC Systems\D3030 - Cooling SYS\Chilled Water Pump - PCH | 1013625
43-N1 | 43-N1 Morgan Hill Courthouse | 43-N1-D3042-220-EFN01 | Fan, Exhaust EF-3 | Twin City Fan & Blower | 06202356-5-1 | Size 270 | OM00018908 |  | Fan Room | NA | NA | NA | 7.5hp | 208/460 | 18.2/9.1A | electric | 3 | NA | NA | \Classifications\Building System Class\D30-HVAC Systems\D3040 - Distribution SYS\Supply/Exhaust/Return fans- FAN | 1013626
43-N1 | 43-N1 Morgan Hill Courthouse | 43-N1-D3042-220-EFN02 | Fan, Exhaust EF-4 | Twin City Fan & Blower | 06202356-6-1 | Size 270 | OM00018894 |  | Fan Room | NA | NA | NA | 7.5hp | 208/460 | 18.2/9.1A | electric | 3 | NA | NA | \Classifications\Building System Class\D30-HVAC Systems\D3040 - Distribution SYS\Supply/Exhaust/Return fans- FAN | 1013627
43-N1 | 43-N1 Morgan Hill Courthouse | 43-N1-D3041-230-RFN01 | Fan, Return -RF-1 | Twin City Fan & Blower | 06202356-1-1 | Size 270 | OM00018878 |  | North Fan Room | NA | NA | NA | 7.5hp | 208/460 | 18.2/9.1A | electric | 3 | DNA | DNA | \Classifications\Building System Class\D30-HVAC Systems\D3040 - Distribution SYS\Supply/Exhaust/Return fans- FAN | 1013628
43-N1 | 43-N1 Morgan Hill Courthouse | 43-N1-D3041-230-RFN02 | Fan, Return -RF-2 | Twin City Fan & Blower | 06202356-2-1 | Size 270 | OM00018879 |  | Fan Room | NA | NA | NA | 7.5hp | 208/460 | 18.2/9.1A | electric | 3 | DNA | DNA | \Classifications\Building System Class\D30-HVAC Systems\D3040 - Distribution SYS\Supply/Exhaust/Return fans- FAN | 1013629
43-N1 | 43-N1 Morgan Hill Courthouse | 43-N1-D3041-230-RFN03 | Fan, Return -RF-4 | Twin City Fan & Blower | 06202356-3-1 | Size 330 | OM00018882 |  | Fan Room | NA | NA | NA | 7.5hp | 208/460 | 18.2/9.1A | electric | 3 | DNA | DNA | \Classifications\Building System Class\D30-HVAC Systems\D3040 - Distribution SYS\Supply/Exhaust/Return fans- FAN | 1013630
43-N1 | 43-N1 Morgan Hill Courthouse | 43-N1-D3041-230-RFN04 | Fan, Return -RF-6 | Twin City Fan & Blower | 06202356-4-1 | Size 245 | OM00018881 |  | Fan Room | NA | NA | NA | 5hp | 208/460 | 12.3/6.2A | electric | 3 | DNA | DNA | \Classifications\Building System Class\D30-HVAC Systems\D3040 - Distribution SYS\Supply/Exhaust/Return fans- FAN | 1013631
43-N1 | 43-N1 Morgan Hill Courthouse | 43-N1-D2023-100-CTY06 | Backflow Prevention Device, Irrigation BFP06 | Wilkins | 2642537 | 975XLSM 2.000 | DNA - Dummy Asset Created Based on Notice | Acct #:91420 Meter #: 6369154 | Irrigation on Butterfield Next to Street | [10 empty] | \Classifications\Building System Class\D20-Plumbing\D2020 - Domestic Water\Backflow Preventer - BFP | 1015365
43-N1 | 43-N1 Morgan Hill Courthouse | 43-N1-D5011-240-TRN01 | Electrical, Transformer - TRN01 | Cutler-Hammer | J06D00041 | N48M28B75CO | OM00043751 |  | S Elec Room | NA | NA | NA | NA | 480 | 75kVA | Electric | 3 | NA | NA | \Classifications\Building System Class\D50-Electrical SYS\D5010 - Elec Service & Dist\Transformer - TRN | 1019526
43-N1 | 43-N1 Morgan Hill Courthouse | 43-N1-D3031-100-PCH05 | Pump, Chilled Water - PCH01 | PACO | 00C11128 | VM40-3 | OM00042115 |  | Basement, Fire Pump Room |  |  |  |  | 480 | 5.7 | Electric | 3 |  |  | \Classifications\Building System Class\D30-HVAC Systems\D3030 - Cooling SYS\Chilled Water Pump - PCH | 1019534
43-N1 | 43-N1 Morgan Hill Courthouse | 43-N1-D5011-240-TRN02 | Electrical, Transformer - TRN02 | Cutler-Hammer | J06F05024 | N48M28B12CU | OM00043776 |  | Elec Room |  |  |  |  | 480 | 112.5kVA | Electric | 3 |  |  | \Classifications\Building System Class\D50-Electrical SYS\D5010 - Elec Service & Dist\Transformer - TRN | 1019535
43-N1 | 43-N1 Morgan Hill Courthouse | 43-N1-D5011-240-TRN03 | Electrical, Transformer - TRN03 | Cutler-Hammer | J06c01869 | N48M28B30CU | OM00043775 |  | Elec Room |  |  |  |  | 480 | 30kVA | Electric | 3 |  |  | \Classifications\Building System Class\D50-Electrical SYS\D5010 - Elec Service & Dist\Transformer - TRN | 1019536
43-N1 | 43-N1 Morgan Hill Courthouse | 43-N1-D5011-240-TRN04 | Electrical, Transformer - TRN04 | Cutler-Hammer | J06F01551 | N48M28B30CU | OM00043750 |  | Clerk Area Elec Room |  |  |  |  | 480 | 30kVA | Electric | 3 |  |  | \Classifications\Building System Class\D50-Electrical SYS\D5010 - Elec Service & Dist\Transformer - TRN | 1019537
43-N1 | 43-N1 Morgan Hill Courthouse | 43-N1-D3040-120-FCU01 | Fan Coil Unit FCU01 | Williams | 320449 | W2D401R00 0 | OM00019098 |  | Elevator 1 & 2 machine room | NA | 2-12x24x1 pleat | DNA | DNA | 115 | 30 | Electric | 1 | NA | NA | \Classifications\Building System Class\D30-HVAC Systems\D3040 - Distribution SYS\Fan Coil Unit - FCU | 1021343
43-N1 | 43-N1 Morgan Hill Courthouse | 43-N1-D2040-100-PSU01 | Sump pump | PACO Pumps | PIP500B | PIP 500 Series | OM00043594 |  | Judges Parking Lot | NA | NA | NA | .5 | 115 | 11.6 | Electric | 1 | NA | NA | \Classifications\Building System Class\D20-Plumbing\D2040 - Rain Drain\Sump Pump - PSU | 1021730
43-N1 | 43-N1 Morgan Hill Courthouse | 43-N1-D2023-100-BFP06 | Landscape Backflow Preventor | Wilkins | 4531718 | 975XL2 | DNA | Acct #: 91420 Meter#: 66369154 | E side on Butterfield | NA | NA | NA | NA | NA | NA | NA | NA | NA | NA | \Classifications\Building System Class\D20-Plumbing\D2020 - Domestic Water\Backflow Preventer - BFP | 1022347
44-A1 | 44-A1 Main Courthouse | 44-A1-D4031-100-FEX13 | Fire Extinguisher (13) | Amerex | PW-1773451 | A500 | OM00043885 | OM00019006 | Various Rooms | NA | NA | NA | DNA | NA | NA | NA | NA | NA | NA | \Classifications\Building System Class\D40-Fire Protection SYS\D4030 - FIRE SPEC\Fire Extinguisher - FEX | EQ-1005040
44-A1 | 44-A1 Main Courthouse | 44-A1-B2010-100-BLD01 | Building Structure | NA | NA | NA | OM00043888 | OM00032431 | NA | NA | NA | NA | NA | NA | NA | NA | NA | NA | NA | \Classifications\Building System Class\B20-General Building Exterior\B2010 - Exterior Walls\Building - BLD | EQ-1007379
44-A1 | 44-A1 Main Courthouse | 44-A1-B3010-100-RUF01 | Roof - RUF01 | DNA | DNA | DNA | OM00043887 | OM00001196 | Roof | NA | NA | NA | NA | NA | NA | NA | NA | NA | NA | \Classifications\Building System Class\B30-Roofing\B3010 - Roof Types\Roof - RUF | EQ-1007556
44-A1 | 44-A1 Main Courthouse | 44-A1-D3041-110-AHU01 | Air Handling Unit - AHU01 | Magic Air | 920130653 | 24-8HW-4 | OM00004889 | OM00004889 | Above Chambers | A37 | Carbon 16x25x2 (x1) | NA | 1/4 | 115 | 4.6 | Electric | 1 | NA | NA | \Classifications\Building System Class\D30-HVAC Systems\D3040 - Distribution SYS\Air Handling Unit - AHU | 1009811
44-A1 | 44-A1 Main Courthouse | 44-A1-D3041-110-AHU02 | Air Handling Unit - AHU02 | McQuay | 4890 | 11005 | OM00004890 | DNA | Roof | 4L67OH | 16x25x2 (x6) | NA | DNA | 480/600 | DNA | Electric | DNA | NA | NA | \Classifications\Building System Class\D30-HVAC Systems\D3040 - Distribution SYS\Air Handling Unit - AHU | 1009812
44-A1 | 44-A1 Main Courthouse | 44-A1-D5092-250-EML10 | Emergency And Exit Lighting - EML10 | Lithonia | NA | NA | OM00043886 |  | perimeter lobby | NA | NA | NA | NA | DNA | DNA | Electrical | 1 | NA | NA | \Classifications\Building System Class\D50-Electrical SYS\D5090 - Elec SYS\Emergency And Exit Lighting - EML | 1009813
44-A1 | 44-A1 Main Courthouse | 44-A1-B2033-120-DOR01 | Door,Swinging Electric-DOR01 | Commercial Industrial Door Opener | DNA | DNA | OM00032894 | OM00001180 | perimeter lobby, SE corner | NA | NA | NA | DNA | 120 | 1.5 | Electric | 1 | NA | NA | \Classifications\Building System Class\B20-General Building Exterior\B2030 - Exterior Doors\Door,Automatic-Sliding,Revolving - DOR | 1009898
44-A1 | 44-A1 Main Courthouse | 44-A1-B2033-120-DOR02 | Door,Swinging Electric-DOR02 | Horton Automatics | DNA | DNA | OM00032899 | OM00001181 | perimeter lobby, SE corner | NA | NA | NA | DNA | DNA | DNA | Electric | 1 | NA | NA | \Classifications\Building System Class\B20-General Building Exterior\B2030 - Exterior Doors\Door,Automatic-Sliding,Revolving - DOR | 1009899
44-A1 | 44-A1 Main Courthouse | 44-A1-D3031-100-PCH01 | Chilled Water Pump - PCH01 | Bell & Gossett | 103203 | SLC-30 | OM00032340 |  | Above chambers | NA | NA | NA | 1/25 hp | 110 | 0.8 | electric | 1 | NA | NA | \Classifications\Building System Class\D30-HVAC Systems\D3030 - Cooling SYS\Chilled Water Pump - PCH | 1013632
44-A1 | 44-A1 Main Courthouse | 44-A1-D3050-310-HPU01 | Heat Pump Unit HPU01 | TRANE | 10491N8B1V / 10434G2S2F | 4TEC3F48B1000AA / 4TWA3048A4000BB | OM00032896 |  | Check Point Area | NA | 20x20x1 one | R-410A |  | 1/2 HP | 2.70 F.L. / 9.0 amps | Electric | 1 |  |  | \Classifications\Building System Class\D30-HVAC Systems\D3050 - Package SYS\Heat Pump,Water Cooled - HPU | 1018822
44-A1 | 44-A1 Main Courthouse | 44-A1-B2034-400-DOH01 | Door, Overhead (Manual) - DOH01 | Detex | WHI-0021795 | A019/Model 2000 | OM00032893 |  | East Hallway | NA | NA | NA | NA | 120VAC | 2A | Electric | 1 | NA | NA | \Classifications\Building System Class\B20-General Building Exterior\B2030 - Exterior Doors\Door,Overhead-Shutter,Manual,Elec,Roll-up - DOH | 1019780
44-A1 | 44-A1 Main Courthouse | 44-A1-B2034-400-DOH02 | Door, Overhead (Manual) - DOH02 | Record | DNA | DNA | OM00032895 |  | East Hallway | NA | NA | NA | NA | DNA | DNA | Electric | 1 | NA | NA | \Classifications\Building System Class\B20-General Building Exterior\B2030 - Exterior Doors\Door,Overhead-Shutter,Manual,Elec,Roll-up - DOH | 1019781
44-A2 | 44-A2 County Administration Bldg. | 44-A2-D4031-100-FEX07 | Fire Extinguisher - FEX07 | Amerex | ZM40519 | A500 | OM00043983 | OM00032332 | DNA | NA | NA | NA | DNA | NA | NA | NA | NA | NA | NA | \Classifications\Building System Class\D40-Fire Protection SYS\D4030 - FIRE SPEC\Fire Extinguisher - FEX | EQ-1005041
44-A2 | 44-A2 County Administration Bldg. | 44-A2-B2010-100-BLD01 | Building Structure BLD01 | NA | NA | NA | OM00043894 | OM00032330 | NA | NA | NA | NA | NA | NA | NA | NA | NA | NA | NA | \Classifications\Building System Class\B20-General Building Exterior\B2010 - Exterior Walls\Building - BLD | EQ-1007380
44-A2 | 44-A2 County Administration Bldg. | 44-A2-D3050-250-ACU01 | Air Conditioning,Split System - ACU01 | Fujitsu | BDAO34226 | ASUI ZCQ | OM00020119 | OM00019280 | IT Room | DNA | washable | R-410A | NA | 240 | 20 | Electric | 1 | NA | NA | \Classifications\Building System Class\D30-HVAC Systems\D3050 - Package SYS\Air Conditioning,Split System - ACU | 1015678
44-A3 | 44-A3 Jury Assembly Room | 44-A3-D4031-100-FEX02 | Fire Extinguisher (2) | Badger | B35730 | 5MB6H | OM00019008 |  | 1st floor, various | NA | NA | NA | DNA | NA | NA | NA | NA | NA | NA | \Classifications\Building System Class\D40-Fire Protection SYS\D4030 - FIRE SPEC\Fire Extinguisher - FEX | EQ-1005042
44-A3 | 44-A3 Jury Assembly Room | 44-A3-B2010-100-BLD01 | Building Structure BLD01 | NA | NA | NA | OM00032433 |  | NA | NA | NA | NA | NA | NA | NA | NA | NA | NA | NA | \Classifications\Building System Class\B20-General Building Exterior\B2010 - Exterior Walls\Building - BLD | EQ-1007381
44-A3 | 44-A3 Jury Assembly Room | 44-A3-B3010-100-RUF01 | Roof - RUF01 | NA | NA | NA | OM00001194 |  | NA | NA | NA | NA | NA | NA | NA | NA | NA | NA | NA | \Classifications\Building System Class\B30-Roofing\B3010 - Roof Types\Roof - RUF | EQ-1007558
44-A3 | 44-A3 Jury Assembly Room | 44-A3-D3050-210-PKU01 | Bard Unit HVAC PKU01 | Bard | DNA | 30WH6-7 | OM00000687 | NA | attached to south side building wall | NA | 15 x 30 x 1 | R-22 | DNA | DNA | DNA | Electric | DNA | NA | NA | \Classifications\Building System Class\D30-HVAC Systems\D3050 - Package SYS\Package Unit - PKU | 1010269
44-A3 | 44-A3 Jury Assembly Room | 44-A3-D3050-210-PKU02 | Bard Unit HVAC PKU02 | Bard | DNA | 30WH6-7 | OM00000689 | NA | attached to south side building wall | NA | 15 x 30 x 1 | R-22 | DNA | DNA | DNA | Electric | DNA | NA | NA | \Classifications\Building System Class\D30-HVAC Systems\D3050 - Package SYS\Package Unit - PKU | 1010270
44-A3 | 44-A3 Jury Assembly Room | 44-A3-D3050-210-PKU03 | Bard Unit HVAC PKU03 | Bard | DNA | 30WH6-7 | OM00000690 | NA | attached to south side building wall | NA | 15 x 30 x 1 | R-22 | DNA | DNA | DNA | Electric | DNA | NA | NA | \Classifications\Building System Class\D30-HVAC Systems\D3050 - Package SYS\Package Unit - PKU | 1010271
44-A3 | 44-A3 Jury Assembly Room | 44-A3-D5092-250-ELT02 | Exterior Lighting - ELT | DNA | DNA | DNA | OM00001195 | NA | underneath porch overhang- 2 locations | NA | NA | NA | NA | DNA | DNA | Electric | 1 | NA | NA | \Classifications\Building System Class\D50-Electrical SYS\D5090 - Elec SYS\Exterior Lighting - ELT | 1010272
44-A3 | 44-A3 Jury Assembly Room | 44-A3-D5038-810-ITA01 | Intrusion Alarm - ITA | Radionics | DNA | DNA | OM00000691 | NA | north hallway | NA | NA | NA | NA | DNA | DNA | Electric | 1 | NA | NA | \Classifications\Building System Class\D50-Electrical SYS\D5030 - Comm & Security\Intrusion Alarm - ITA | 1010273
44-A3 | 44-A3 Jury Assembly Room | 44-A3-D5010-200-CTY01 | Main Electrical Panel - SBR (ESD) | DNA | DNA | DNA | OM00000693 |  | outside NE corner of building | NA | NA | NA | NA | DNA | DNA | Electric | DNA | NA | NA | \Classifications\Building System Class\D50-Electrical SYS\D5010 - Elec Service & Dist\Electical Service and Distribution - ESD | 1010274
44-A3 | 44-A3 Jury Assembly Room | 44-A3-D5011-240-TRN01 | Transformer - TRN | Challenger Electrical Equipment Corp | DNA | 4 | OM00000686 | NA | outside n. side of building | NA | NA | NA | NA | 408/208/120 | DNA | Electric | 3 | NA | Na | \Classifications\Building System Class\D50-Electrical SYS\D5010 - Elec Service & Dist\Transformer - TRN | 1010275
44-A3 | 44-A3 Jury Assembly Room | 44-A3-D2022-100-HWE01 | Water Heater, Domestic, Electric - HWE01 | Eemat | 201202250002 | EMT2.5 | OM00032903 |  | Bathroom | NA | NA | NA | NA | 120VAC | 12A | Electric | 1 | NA | NA | \Classifications\Building System Class\D20-Plumbing\D2020 - Domestic Water\Domestic Water Heater, Electric - HWE | 1019779
44-B2 | 44-B2 Watsonville Courthouse | 44-B2-D2018-100-DKF01 | Water Fountian | DNA | 051117636 | LM103344 | OM00032714 |  | North East | NA | DNA | R-22 | DNA | DNA | DNA | DNA | DNA | NA | NA | \Classifications\Building System Class\D20-Plumbing\D2010 - Plumb Fix\Drink Fountain (Refr Indvl Wtrcooler) - DKF | EQ-1004668
44-B2 | 44-B2 Watsonville Courthouse | 44-B2-D2018-100-DKF02 | Water Fountian | HAWS | 06011800 | LM103344 | OM00032716 |  | East hall | NA | DNA | R-22 | DNA | DNA | DNA | DNA | DNA | NA | NA | \Classifications\Building System Class\D20-Plumbing\D2010 - Plumb Fix\Drink Fountain (Refr Indvl Wtrcooler) - DKF | EQ-1004869
44-B2 | 44-B2 Watsonville Courthouse | 44-B2-D4031-100-FEX18 | Fire Extinguisher - FEX18 | Cosmic Industries | LA784060 | 8456 | OM00043897 | OM00019009 | DNA | NA | NA | NA | DNA | NA | NA | NA | NA | NA | NA | \Classifications\Building System Class\D40-Fire Protection SYS\D4030 - FIRE SPEC\Fire Extinguisher - FEX | EQ-1005043
44-B2 | 44-B2 Watsonville Courthouse | 44-B2-B2010-100-BLD01 | Building Structure | NA | NA | NA | OM00043900 | OM00032434 | NA | NA | NA | NA | NA | NA | NA | NA | NA | NA | NA | \Classifications\Building System Class\B20-General Building Exterior\B2010 - Exterior Walls\Building - BLD | EQ-1007382
44-B2 | 44-B2 Watsonville Courthouse | 44-B2-B3010-100-RUF01 | Roofing Systems | DNA | DNA | DNA | OM00043899 | OM00032435 | NA | NA | NA | NA | NA | NA | NA | NA | NA | NA | NA | \Classifications\Building System Class\B30-Roofing\B3010 - Roof Types\Roof - RUF | EQ-1007559
44-B2 | 44-B2 Watsonville Courthouse | 44-B2-D1010-100-ELE01 | Elevator,Hydraulic,Pass/Public - ELE01 | Thyssen Krupp | EU8249 | EP26040 | OM00001189 | State ID# 145741 | elevator room off lobby | NA | NA | NA | 40 | 460 | 52.7 | Electric | 3 | NA | NA | \Classifications\Building System Class\D10-Conveyance Systems\D1010 - Elevator\Elevator,Hydraulic,Pass/Freight - ELE | EQ-1007737
44-B2 | 44-B2 Watsonville Courthouse | 44-B2-D1010-100-ELE02 | Elevator,Hydraulic,Pass/Public - ELE02 | Thyssen Krupp | EU8250 | EP26060 | OM00001188 | State ID# 145742 | elevator room off lobby | NA | NA | NA | 40 | 460 | 52.7 | Electric | 3 | NA | NA | \Classifications\Building System Class\D10-Conveyance Systems\D1010 - Elevator\Elevator,Hydraulic,Pass/Freight - ELE | EQ-1007738
44-B2 | 44-B2 Watsonville Courthouse | 44-B2-D1010-100-ELE03 | Elevator,Hydraulic,Pass/Secured - ELE03 | Thyssen Krupp | EU8251 | EP26060 | OM00001183 | State ID# 145743 | In-Custody Elevator 1 | NA | NA | NA | 40 | 460 | 83 | Electric | 3 | NA | NA | \Classifications\Building System Class\D10-Conveyance Systems\D1010 - Elevator\Elevator,Hydraulic,Pass/Freight - ELE | EQ-1007739
44-B2 | 44-B2 Watsonville Courthouse | 44-B2-D1010-100-ELE04 | Elevator,Hydraulic,Pass/Secured - ELE04 | Thyssen Krupp | EU8252 | EP26060 | OM00001184 | State ID# 145744 | In-Custody Elevator in detention area | NA | NA | NA | 60 | 460 | 83 | Electric | 3 | NA | NA | \Classifications\Building System Class\D10-Conveyance Systems\D1010 - Elevator\Elevator,Hydraulic,Pass/Freight - ELE | EQ-1007740
44-B2 | 44-B2 Watsonville Courthouse | 44-B2-D1010-100-ELE05 | Elevator,Hydraulic,Pass/Secured (Judges) - ELE05 | Thyssen Krupp | EU8254 | EP26040 | OM00001185 | State ID# 145746 | PASSENGER ELEVATOR # J1 | NA | NA | NA | 40 | 460 | 52.7 | Electric | 3 | NA |  | \Classifications\Building System Class\D10-Conveyance Systems\D1010 - Elevator\Elevator,Hydraulic,Pass/Freight - ELE | EQ-1007741
44-B2 | 44-B2 Watsonville Courthouse | 44-B2-D3050-250-ACU01 | Air Conditioning,Split System - ACU | Carrier | 1607V24668 | 400AC061 | OM00001191 |  | UPS room | NA | DNA | R-410A | 1/6 | 208/230 | DNA | Electric | 1 | NA | NA | \Classifications\Building System Class\D30-HVAC Systems\D3050 - Package SYS\Air Conditioning,Split System - ACU | 1010276
44-B2 | 44-B2 Watsonville Courthouse | 44-B2-D3050-250-ACU02 | Air Conditioning,Split System - ACU | Carrier | 1607V24669 | 400AC060 301 | OM00001192 |  | IT room | NA | DNA | R-410A | 1/6 | 208/230 | DNA | Electric | 1 | NA | NA | \Classifications\Building System Class\D30-HVAC Systems\D3050 - Package SYS\Air Conditioning,Split System - ACU | 1010277
44-B2 | 44-B2 Watsonville Courthouse | 44-B2-D2022-100-HWE01 | Domestic Water Heater, Electric - HWE | Instant Flow Water Heater | 585740 | SR20L/277 | OM00001237 | DNA | room 303 | NA | NA | NA | NA | 277 | 20 | Electric | 1 | NA | NA | \Classifications\Building System Class\D20-Plumbing\D2020 - Domestic Water\Domestic Water Heater, Electric - HWE | 1010278
44-B2 | 44-B2 Watsonville Courthouse | 44-B2-B2034-400-DOH01 | Door,Overhead,Roll-up,Electric - DOH01 | The Cookson Company | 1406-12 | PKO-GH | OM00001193 |  | judges parking lot west entrance | NA | NA | NA | 0.5 | DNA | DNA | Electric | 1 | NA | NA | \Classifications\Building System Class\B20-General Building Exterior\B2030 - Exterior Doors\Door,Overhead-Shutter,Manual,Elec,Roll-up - DOH | 1010279
44-B2 | 44-B2 Watsonville Courthouse | 44-B2-B2034-400-DOH02 | Door,Overhead,Roll-up,Electric - DOH02 | Overhead Door | C56D29F2 | SCR 24708J2 | OM00001239 |  | sally port | NA | NA | NA | 0.5 | DNA | DNA | Electric | 1 | NA | NA | \Classifications\Building System Class\B20-General Building Exterior\B2030 - Exterior Doors\Door,Overhead-Shutter,Manual,Elec,Roll-up - DOH | 1010280
44-B2 | 44-B2 Watsonville Courthouse | 44-B2-B2033-120-DOR01 | Door,Sliding,Electric - DOR01 | Door Engineering and Manufacturing | 06455F | DNA | OM00001238 | DNA | sally port | NA | NA | NA | DNA | DNA | DNA | Electric | DNA | NA | NA | \Classifications\Building System Class\B20-General Building Exterior\B2030 - Exterior Doors\Door,Automatic-Sliding,Revolving - DOR | 1010281
44-B2 | 44-B2 Watsonville Courthouse | 44-B2-D5092-250-EML38 | Emergency And Exit Lighting - EML38 | Lithonia | NA | NA | OM00043898 | OM00001198 | various | NA | NA | NA | NA | DNA | DNA | Electric | 1 | NA | NA | \Classifications\Building System Class\D50-Electrical SYS\D5090 - Elec SYS\Emergency And Exit Lighting - EML | 1010282
44-B2 | 44-B2 Watsonville Courthouse | 44-B2-D2022-100-HWE02 | Domestic Water Heater, Electric - HWE | Rhuud | 0507E01806 | E50A-9-G-1 | OM00032718 | DNA | Closet 3rd Floor | NA | NA | NA | NA | 240 | 20 | Electric | 1 | NA | NA | \Classifications\Building System Class\D20-Plumbing\D2020 - Domestic Water\Domestic Water Heater, Electric - HWE | 1015938
44-B2 | 44-B2 Watsonville Courthouse | 44-B2-D2022-100-HWE03 | Domestic Water Heater, Electric - HWE | Rhuud | 585749 | SR20L/277 | OM00032717 | DNA | Jury room women's restroom | NA | NA | NA | NA | 277 | 20 | Electric | 1 | NA | NA | \Classifications\Building System Class\D20-Plumbing\D2020 - Domestic Water\Domestic Water Heater, Electric - HWE | 1015939
44-B2 | 44-B2 Watsonville Courthouse | 44-B2-D2022-100-HWE04 | Domestic Water Heater, Electric - HWE | Rhuud | 585741 | SR20L/277 | OM00032713 | DNA | Jury room men's restroom | NA | NA | NA | NA | 277 | 20 | Electric | 1 | NA | NA | \Classifications\Building System Class\D20-Plumbing\D2020 - Domestic Water\Domestic Water Heater, Electric - HWE | 1015940
44-B2 | 44-B2 Watsonville Courthouse | 44-B2-D3050-250-ACU03 | HVAC Split System ACU03 | Liebert | 1607V24670 | 40QACO60 - 301 / 38HDR060 - 601 | OM00032885 |  | IT Room |  |  | R-410A |  | 1/6 HP 1/4 HP | 1.3 aps / 11.6 aps | Electric | 1 |  |  | \Classifications\Building System Class\D30-HVAC Systems\D3050 - Package SYS\Air Conditioning,Split System - ACU | 1018821
44-B2 | 44-B2 Watsonville Courthouse | 44-B2-B2034-400-DOH03 | Door, Overhead (Manual) - DOH03 | DNA | DNA | DNA | OM00043896 |  | Floor 1 Door | NA | NA | NA | NA | NA | NA | NA | NA | NA | NA | \Classifications\Building System Class\B20-General Building Exterior\B2030 - Exterior Doors\Door,Overhead-Shutter,Manual,Elec,Roll-up - DOH | 1019777
44-B2 | 44-B2 Watsonville Courthouse | 44-B2-B2034-400-DOH04 | Door, Overhead (Manual) - DOH04 | DNA | DNA | DNA | OM00043895 |  | Clerk's Office | NA | NA | NA | NA | NA | NA | NA | NA | NA | NA | \Classifications\Building System Class\B20-General Building Exterior\B2030 - Exterior Doors\Door,Overhead-Shutter,Manual,Elec,Roll-up - DOH | 1019778
44-D1 | 44-D1 Juvenile Court | 44-D1-D4031-100-FEX02 | Fire Extinguisher (2) | Amerex | RT-006274 | A500 | OM00043889 | OM00019010 | 1st floor, Various | NA | NA | NA | DNA | NA | NA | NA | NA | NA | NA | \Classifications\Building System Class\D40-Fire Protection SYS\D4030 - FIRE SPEC\Fire Extinguisher - FEX | EQ-1005044
44-D1 | 44-D1 Juvenile Court | 44-D1-B2010-100-BLD01 | Building Structure BLD01 | NA | NA | NA | OM00043982 | OM00032436 | NA | NA | NA | NA | NA | NA | NA | NA | NA | NA | NA | \Classifications\Building System Class\B20-General Building Exterior\B2010 - Exterior Walls\Building - BLD | EQ-1007383
44-D1 | 44-D1 Juvenile Court | 44-D1-B3010-100-RUF01 | Roofing Systems | DNA | DNA | DNA | OM00043981 | OM00032437 | NA | NA | NA | NA | NA | NA | NA | NA | NA | NA | NA | \Classifications\Building System Class\B30-Roofing\B3010 - Roof Types\Roof - RUF | EQ-1007560
44-D1 | 44-D1 Juvenile Court | 44-D1-B2034-400-DOH01 | Door,Overhead,Roll-up,Electric - DOH01 | Overhead Door | 301603-0001 | DNA | OM00001182 |  | clerks office, south side | DNA | NA | NA | DNA | NA | DNA | Electric | 1 | NA | NA | \Classifications\Building System Class\B20-General Building Exterior\B2030 - Exterior Doors\Door,Overhead-Shutter,Manual,Elec,Roll-up - DOH | 1010284
44-D1 | 44-D1 Juvenile Court | 44-D1-D3050-210-PKU01 | Package Unit 1 PKU01 | Trane | J19143270 | TC0750C30088 | OM00004894 |  | ROOF | 3940 | 16x25x2 | R-22 | NA | 187/253 | 36.6 | Electric | 3 | NA | NA | \Classifications\Building System Class\D30-HVAC Systems\D3050 - Package SYS\Package Unit - PKU | 1010285
44-D1 | 44-D1 Juvenile Court | 44-D1-D3050-210-PKU02 | Package Unit 2 PKU02 | Trane | J30144212D | TCO103B300DA | OM00004893 | DNA | ROOF | A 60 | (3) 20x20x2 (3) 16x20x2 | R-22 | NA | 208/230 | 49/60 | Electric | 3 | NA | NA | \Classifications\Building System Class\D30-HVAC Systems\D3050 - Package SYS\Package Unit - PKU | 1010286
44-D1 | 44-D1 Juvenile Court | 44-D1-D5092-250-EML06 | Emergency And Exit Lighting - EML06 | Lithonia | NA | EXGELM6 | OM00043890 | OM00032438 | various rooms | NA | NA | NA | NA | DNA | DNA | Electric | 1 | NA | NA | \Classifications\Building System Class\D50-Electrical SYS\D5090 - Elec SYS\Emergency And Exit Lighting - EML | 1010287
45-A1 | 45-A1 Main Courthouse | 45-A1-D3050-250-ACU01 | AC Split System with Temp and Humidity controls | Carrier | S503390A | 41CB017601 | OM00003407 |  | IT Room | (2) B-42 | (3) 24x24x4 (1) 18x24x4 | R-22 | 3 - Main Fan | 460 | 70 max HACR | Electric | 3 Ph, 60Hz | NA | NA | \Classifications\Building System Class\D30-HVAC Systems\D3050 - Package SYS\Air Conditioning,Split System - ACU | EQ-1004253
45-A1 | 45-A1 Main Courthouse | 45-A1-D3050-210-PKU01 | Package Unit PKU01 | Tempstar | L0017-56308 | PGC036K080B | OM00003409 |  | North/East Corner | Direct Drive | 24x24x1 | R-22 | NA | 208/230 | 40 max HACR | Natural Gas | 1 Ph, 60 Hz | 80,000 | 64,000 | \Classifications\Building System Class\D30-HVAC Systems\D3050 - Package SYS\Package Unit - PKU | EQ-1004255
45-A1 | 45-A1 Main Courthouse | 45-A1-D3050-210-PKU02 | Package Unit PKU02 | Bryant | 1699G20445 | 581BEV060072ADAA | OM00003410 |  | NW Corner | A-40 | (2) 16X25X2 | R-22 | NA | 460 | 20 MAX HACR | Natural Gas | 3 Ph, 60 hz | 50,000 - 72,000 | 41,000 59,040 | \Classifications\Building System Class\D30-HVAC Systems\D3050 - Package SYS\Package Unit - PKU | EQ-1004256
45-A1 | 45-A1 Main Courthouse | 45-A1-D3050-210-PKU03 | Package Unit PKU03 | Bryant | 1699G30856 | 581BEV120224AFAA | OM00003412 |  | Center/North | (1) A53 | (4) 20x20x2 | R-22 | NA | 460 | 24 - 30 | Natural Gas | 3 Ph, 60Hz | 180,000 -224,000 | 147,600 - 183,680 | \Classifications\Building System Class\D30-HVAC Systems\D3050 - Package SYS\Package Unit - PKU | EQ-1004257
45-A1 | 45-A1 Main Courthouse | 45-A1-D3050-210-PKU04 | Package Unit PKU04 | Bryant | 0399G11362 | 589ANW024040ADAD | OM00003413 |  | Roof top Center/East | Direct Drive | (1) 20x25x1 | R-22 | NA | 208/230 | 25 max HACR | Natural Gas | 1Ph, 60Hz | 40,000 | 32,400 | \Classifications\Building System Class\D30-HVAC Systems\D3050 - Package SYS\Package Unit - PKU | EQ-1004258
45-A1 | 45-A1 Main Courthouse | 45-A1-D3050-210-PKU05 | Package Unit PKU05 | Bryant | 4696G30602 | 581BPV120180ABYA | OM00003414 |  | Roof top Center/West | (1) A53 | (4) 20x20x2 | R-22 | NA | 208/230 | 61.9 - 70 Max overcurrent | Natural Gas | 3Ph, 60Hz | 120,000 - 180,000 | 147,600 | \Classifications\Building System Class\D30-HVAC Systems\D3050 - Package SYS\Package Unit - PKU | EQ-1004259
45-A1 | 45-A1 Main Courthouse | 45-A1-D3050-210-PKU06 | Package Unit PKU06 | Bryant | 1699G30855 | 581BEV120224AFAA | OM00003415 |  | Roof Center /South | (1) A53 | (4) 20x20x2 | R-22 | NA | 460 | 24.9 - 30max HACR | Natural Gas | 3Ph, 60Hz | 180,000 - 224,000 | 147,600 - 183,680 | \Classifications\Building System Class\D30-HVAC Systems\D3050 - Package SYS\Package Unit - PKU | EQ-1004260
45-A1 | 45-A1 Main Courthouse | 45-A1-D3050-210-PKU07 | Package Unit PKU07 | Payne | 2808G41969 | PY3PNA042060NB-- | OM00003417 |  | Roof top /South | Direct Drive | (2) 14x24x1 | R-22 | NA | 208/230 | 28 - 45 max overcurrent | Natural gas and electric | 1 Ph, 60Hz | 60,000 | 47,000 | \Classifications\Building System Class\D30-HVAC Systems\D3050 - Package SYS\Package Unit - PKU | EQ-1004261
45-A1 | 45-A1 Main Courthouse | 45-A1-D3050-250-ACU04 | Condenser | Bryant | 4096E17616 | 661CJ018-B | OM00003416 |  | South Roof | NA | Washable | R-22 | NA | 208/230 | 20 | Electric | 1 Ph, 60Hz | NA | NA | \Classifications\Building System Class\D30-HVAC Systems\D3050 - Package SYS\Air Conditioning,Split System - ACU | EQ-1004262
45-A1 | 45-A1 Main Courthouse | 45-A1-D3050-250-ACU05 | Condenser | Liebert | DNA | Unreadable | OM00003428 | CAC-1 | North/West Exterior | NA | NA | R-22 | NA | 208/230 | 7 | NA | 1 Ph, 60 Hz | NA | NA | \Classifications\Building System Class\D30-HVAC Systems\D3050 - Package SYS\Air Conditioning,Split System - ACU | EQ-1004265
45-A1 | 45-A1 Main Courthouse | 45-A1-D3050-250-ACU03 | Elevator Room Split System | Hitachi | 627242-FKF | Unreadable | OM00003429 | ECU-5 | North/West Exterior | NA | NA | R-22 | DNA | 115 | 11.4 A | NA | 1 | NA | NA | \Classifications\Building System Class\D30-HVAC Systems\D3050 - Package SYS\Air Conditioning,Split System - ACU | EQ-1004266
45-A1 | 45-A1 Main Courthouse | 45-A1-D3031-140-CLR01 | Chiller # 1 | Trane | U99A05303 | RTWA0704XD01C3D0WN | OM00003430 |  | Mech Room/Basement | NA | NA | R-22 | NA | 460 | 125 | NA | 3 | NA | NA | \Classifications\Building System Class\D30-HVAC Systems\D3030 - Cooling SYS\Chiller, Air Cooled - CLR | EQ-1004267
45-A1 | 45-A1 Main Courthouse | 45-A1-D2022-100-HWE01 | Domestic Hot Water Heater HWE01 | AO Smith | GK91-0898630-913 | EES-66-913 | OM00003431 | Water Heater | Fire Control Room | NA | NA | NA | NA | NA | DNA | Electric | 50/60 Hz | DNA | DNA | \Classifications\Building System Class\D20-Plumbing\D2020 - Domestic Water\Domestic Water Heater, Electric - HWE | EQ-1004269
45-A1 | 45-A1 Main Courthouse | 45-A1-D2017-100-SHW01 | Eyewash | Bradley | NA | NA | OM00004233 | DNA | Roof Top /near cooling tower/ basement near boiler | NA | NA | NA | NA | NA | NA | NA | NA | NA | NA | \Classifications\Building System Class\D20-Plumbing\D2010 - Plumb Fix\Showers - SHW | EQ-1004274
45-A1 | 45-A1 Main Courthouse | 45-A1-D1010-100-ELE01 | Elevator #1 | OTIS (030486) | 19429 | Controller VVMC 1000-PTGSCR Motion Control Engineering | OM00004302 | State ID# 030486¦ Pass | Rooftop Control Room | NA | NA | NA | NA | NA | DNA | Electric | DNA | NA | NA | \Classifications\Building System Class\D10-Conveyance Systems\D1010 - Elevator\Elevator,Hydraulic,Pass/Freight - ELE | EQ-1004277
45-A1 | 45-A1 Main Courthouse | 45-A1-D4094-450-SFM01 | FM-200 Fire Extinguisher (Haylon Ststem) | PEMALL | NA | PEM2000 | OM00004305 |  | Basement North/East | NA | NA | NA | NA | NA | NA | NA | NA | NA | NA | \Classifications\Building System Class\D40-Fire Protection SYS\D4090 - Other Fire Protection Systems\Fire Suppression, Gaseous - SFM | EQ-1004280
45-A1 | 45-A1 Main Courthouse | 45-A1-D3031-100-PCH01 | Condensed Water Pump #1 | Baldor Mtr/Taco Pump | Mtr-JMM3611T-- Pump CE2507 | NA | OM00027081 |  | North/East | NA | NA | NA | 3 | 208/230/460 | 8.5-8.2-4.1 | Electrical | 3 | NA | NA | \Classifications\Building System Class\D30-HVAC Systems\D3030 - Cooling SYS\Chilled Water Pump - PCH | EQ-1004283
45-A1 | 45-A1 Main Courthouse | 45-A1-D3031-100-PCH04 | Chilled Water Pump #1 | Mtr Baldor Pump TACO | MTR JMM3554 PMP M-89785 | CE2506 PCP1 | OM00027083 |  | Basement, Mechanical Room near chiller | NA | NA | NA | 1.5 | 208/230/460 | 5.3/5/2.5 | Electrical | 3 | NA | NA | \Classifications\Building System Class\D30-HVAC Systems\D3030 - Cooling SYS\Chilled Water Pump - PCH | EQ-1004284
45-A1 | 45-A1 Main Courthouse | 45-A1-D2040-100-PSU03 | Sump Pump in Pit - 2 Pumps and Alarm | Zoeller | none | M98-0 | OM00003735 |  | Basement North/West | NA | NA | NA | .5 | 115 | 9.4 | NA | 1 | NA | NA | \Classifications\Building System Class\D20-Plumbing\D2040 - Rain Drain\Sump Pump - PSU | EQ-1004287
45-A1 | 45-A1 Main Courthouse | 45-A1-D3044-125-PHW01 | Boiler Pump #1 | Baldor MR TACO PMP | F1298 | Baldor JMM3611T/TACO CE2007 | OM00004225 | HCP - 1 | Mech Room/Basement near boiler | NA | NA | NA | 3 | 230 | 8.2 | NA | 3 | NA | NA | \Classifications\Building System Class\D30-HVAC Systems\D3040 - Distribution SYS\Hot Water Pump - PHW | EQ-1004288
45-A1 | 45-A1 Main Courthouse | 45-A1-D3044-125-PHW02 | Boiler Boiler Pump #2 | Baldor | 1098 | JMM3611T | OM00003739 | HCP - 2 | Basement mechanical room Near Boiler | NA | NA | NA | NA | 230 Ac | 8.2 | NA | 3 | NA | NA | \Classifications\Building System Class\D30-HVAC Systems\D3040 - Distribution SYS\Hot Water Pump - PHW | EQ-1004289
45-A1 | 45-A1 Main Courthouse | 45-A1-D2023-310-HWP03 | Boiler Pump #3 Hot Water Circulating Pump #3 | Bell & Gosset | 950108 | DNA | OM00003738 | HCP - 3 | Basement (Boiler Room) | NA | NA | NA | 5 | 240 | 13.6 | NA | 3 | NA | NA | \Classifications\Building System Class\D20-Plumbing\D2020 - Domestic Water\Domestic Hot Water Circulating Pump - HWP | EQ-1004290
45-A1 | 45-A1 Main Courthouse | 45-A1-D2023-100-CTY01 | BFP - Main Domestic water - Exterior /North serviced by City of Redding | AMES | 31J0897 | 3000SE - 8 inch | OM00004307 | 31J0897 | DNA | NA | NA | NA | NA | NA | NA | NA | NA | NA | NA | \Classifications\Building System Class\D20-Plumbing\D2020 - Domestic Water\Backflow Preventer - BFP | EQ-1004291
45-A1 | 45-A1 Main Courthouse | 45-A1-D2023-100-CTY02 | BFP - Fire System - Exterior / North Serviced by City Of Redding | WATTS | Z5103 | 007M2QT - 3/4 inch | OM00004306 | Z5103 | DNA | NA | NA | NA | NA | NA | NA | NA | NA | NA | NA | \Classifications\Building System Class\D20-Plumbing\D2020 - Domestic Water\Backflow Preventer - BFP | EQ-1004292
45-A1 | 45-A1 Main Courthouse | 45-A1-D2023-100-CTY03 | BFP - Irrigation - Exterior/ North - serviced by City of Redding | AMES | 1101270703 | 4000SS - 6inch | OM00004308 | 1101270703 | DNA | NA | NA | NA | NA | NA | NA | NA | NA | NA | NA | \Classifications\Building System Class\D20-Plumbing\D2020 - Domestic Water\Backflow Preventer - BFP | EQ-1004293
45-A1 | 45-A1 Main Courthouse | 45-A1-D4031-100-FEX27 | Fire Extinguishers FEX27 | NA | NA | NA | OM00004136 |  | All Floors | NA | NA | NA | NA | NA | NA | NA | NA | NA | NA | \Classifications\Building System Class\D40-Fire Protection SYS\D4030 - FIRE SPEC\Fire Extinguisher - FEX | EQ-1004294
45-A1 | 45-A1 Main Courthouse | 45-A1-D4010-150-FMS01 | DRY Stand Pipe System | DNA | DNA | DNA | OM00004139 |  | All Floors North and South end of building | NA | NA | NA | NA | NA | NA | NA | NA | NA | NA | \Classifications\Building System Class\D40-Fire Protection SYS\D4010 - Sprinkler SYS\Fire Systems, stand pipes - FMS | EQ-1004295
45-A1 | 45-A1 Main Courthouse | 45-A1-D5092-250-EML41 | Emergency Exit Lights | NA | NA | NA | OM00027078 |  | Throughout | NA | NA | NA | NA | DNA | DNA | Electric | DNA | NA | NA | \Classifications\Building System Class\D50-Electrical SYS\D5090 - Elec SYS\Emergency And Exit Lighting - EML | EQ-1004296
45-A1 | 45-A1 Main Courthouse | 45-A1-D3030-110-CTW01 | Cooling Tower CTW01 | Baltimore Aircoil | 99205441 | VT0-102-KM | OM00003411 |  | Roof Top /North | (2) B78 | NA | NA | NA | 480 | DNA | NA | 3 Ph, 60 Hz | NA | NA | \Classifications\Building System Class\D30-HVAC Systems\D3030 - Cooling SYS\Cooling Tower - CTW | EQ-1004569
45-A1 | 45-A1 Main Courthouse | 45-A1-B2010-100-BLD01 | Building Structure | NA | NA | NA | OM00027087 | NA | Floor 1, Building exterior | NA | NA | NA | NA | NA | NA | NA | NA | NA | NA | \Classifications\Building System Class\B20-General Building Exterior\B2010 - Exterior Walls\Building - BLD | EQ-1007384
45-A1 | 45-A1 Main Courthouse | 45-A1-B3010-100-RUF01 | Roofing Systems | NA | NA | NA | OM00027077 |  | NA | NA | NA | NA | NA | NA | NA | NA | NA | NA | NA | \Classifications\Building System Class\B30-Roofing\B3010 - Roof Types\Roof - RUF | EQ-1007561
45-A1 | 45-A1 Main Courthouse | 45-A1-D3050-250-ACU02 | AC Split system/with Temp and Humidity controls | Liebert | 158477-001 | FH199AUA10 | OM00003408 | DNA | Basement Data Room (IT) | (2) B-42 | (3) 24x24x4, (1) 18x24,4 | R-22 | 3 Main Fan Motor | 460 | 70 max HACR | Electric | 3 Ph, 60 Hz | NA |  | \Classifications\Building System Class\D30-HVAC Systems\D3050 - Package SYS\Air Conditioning,Split System - ACU | 1010109
45-A1 | 45-A1 Main Courthouse | 45-A1-D2090-230-WIP01 | Chemical Feed pumps/Cooling tower | Pulsatron | #1) 00041000033 #2) 951114584 | R1531 | OM00003737 |  | Roof top near cooling tower, tagged on side of pump | NA | NA | NA | NA | 120 | .6 | Electric | 1 | NA | NA | \Classifications\Building System Class\D20-Plumbing\D2090 - Other Plumbing SYS\Water Treatment Inhibitor Pump - WIP | 1012464
45-A1 | 45-A1 Main Courthouse | 45-A1-D3031-100-PCH02 | Condensed Water Pump #2 | Baldor Mtr/Taco Pump | Mtr-JMM3615TMTR--Pump CE2508 | NA | OM00027082 |  | North/East | NA | NA | NA | 5 | 208/230/460 | 15/13/6.8 | Electrical | 3 | NA | NA | \Classifications\Building System Class\D30-HVAC Systems\D3030 - Cooling SYS\Chilled Water Pump - PCH | 1012465
45-A1 | 45-A1 Main Courthouse | 45-A1-D3041-110-AHU03 | Air Handling unit #3 w/filters | American Blower corporation | 486-49 | 486 | OM00027088 |  | DNA | BM158 | (40) 20x25x2 | NA | 25 | 230/460 | 60.4/33.6 | Electrical | 3 |  |  | \Classifications\Building System Class\D30-HVAC Systems\D3040 - Distribution SYS\Air Handling Unit - AHU | 1012467
45-A1 | 45-A1 Main Courthouse | 45-A1-D3068-100-BAS01 | Delta system HVAC Controls | DELTA |  |  | OM00027086 |  | DNA | NA | NA | NA | NA | NA | DNA | Electrical | DNA | NA | NA | \Classifications\Building System Class\D30-HVAC Systems\D3060 - Control & Inst Air\Building Automation System - BAS | 1012468
45-A1 | 45-A1 Main Courthouse | 45-A1-D4010-150-FMS02 | WET Pipe Sprinkler System | NA | NA | NA | OM00004232 |  | Room B9 Fir Sprinkler control Room | NA | NA | NA | NA | NA | NA | NA | NA | NA | NA | \Classifications\Building System Class\D40-Fire Protection SYS\D4010 - Sprinkler SYS\Fire Systems, stand pipes - FMS | 1012469
45-A1 | 45-A1 Main Courthouse | 45-A1-D3020-100-HET01 | Expansion Tank for Condensor | KOS SYSTEMS | Asset wrapped, unable to read | Asset wrapped, unable to read | OM00037443 | NA | Basement - Chiller Room | NA | NA | NA | NA | NA | NA | NA | NA | NA | NA | \Classifications\Building System Class\D30-HVAC Systems\D3020 - Heat SYS\Heater Water Expansion Tank - HET | 1015994
45-A1 | 45-A1 Main Courthouse | 45-A1-D3020-100-HET02 | Expansion Tank for Chilled Water Loop #1 | Asset wrapped, unable to read | Asset wrapped, unable to read | Asset wrapped, unable to read | OM00037442 | NA | Basement - Chiller Room | NA | NA | NA | NA | NA | NA | NA | NA | NA | NA | \Classifications\Building System Class\D30-HVAC Systems\D3020 - Heat SYS\Heater Water Expansion Tank - HET | 1015995
45-A1 | 45-A1 Main Courthouse | 45-A1-D3020-100-HET03 | Expansion Tank for Chilled Water Loop #2 | TACO | DNA | DNA | OM00037441 | NA | Basement - Chiller Room | NA | NA | NA | NA | NA | NA | NA | NA | NA | NA | \Classifications\Building System Class\D30-HVAC Systems\D3020 - Heat SYS\Heater Water Expansion Tank - HET | 1015996
45-A1 | 45-A1 Main Courthouse | 45-A1-D3042-220-EFN01 | Exhaust Fan for Generator Room #1 | DAYTON | DNA | 5K192C | OM00039366 | NA | Basement - Generator Room | 2410 | NA | NA | 1/4 | 110 | NA | NA | 1 | NA | NA | \Classifications\Building System Class\D30-HVAC Systems\D3040 - Distribution SYS\Supply/Exhaust/Return fans- FAN | 1015997
45-A1 | 45-A1 Main Courthouse | 45-A1-D3042-220-EFN02 | Exhaust Fan for Generator Room #2 | SHELTONS | 2-661495 | 91 | OM00039365 |  | Basement - Generator Room | 5109 | NA | NA | 1/4 | 110 | NA | Electric | 1 | NA | NA | \Classifications\Building System Class\D30-HVAC Systems\D3040 - Distribution SYS\Supply/Exhaust/Return fans- FAN | 1015998
45-A1 | 45-A1 Main Courthouse | 45-A1-D3042-220-EFN03 | Exhaust Fan by Elevator Control Rm. | SA | DNA | 4HX93A | OM00037453 |  | By Elevator Control Rm | (1) 3L130 | NA | NA | 1/8 | 110 | DNA | Electric | DNA | NA | NA | \Classifications\Building System Class\D30-HVAC Systems\D3040 - Distribution SYS\Supply/Exhaust/Return fans- FAN | 1015999
45-A1 | 45-A1 Main Courthouse | 45-A1-D3042-220-EFN04 | Exhaust Fan at Center Rooftop | SA | DNA | 4HX93A | OM00037454 | NA | Center Roof-Top | (1) 3L130 | NA | NA | 1/8 | 110 | DNA | Electric | DNA | NA | NA | \Classifications\Building System Class\D30-HVAC Systems\D3040 - Distribution SYS\Supply/Exhaust/Return fans- FAN | 1016000
45-A1 | 45-A1 Main Courthouse | 45-A1-D2023-100-BFP08 | Backflow for Boiler | WILKINS | 802647 | 975XL | OM00037447 |  | Basement - Boiler Room | NA | NA | NA | NA | NA | NA | NA | NA | NA | NA | \Classifications\Building System Class\D20-Plumbing\D2020 - Domestic Water\Backflow Preventer - BFP | 1016002
45-A1 | 45-A1 Main Courthouse | 45-A1-D5010-200-ESD01 | Main Electrical Panel | GE | 187070 | AV181-33439 | OM00037448 | NA | Basement - Generator Room | NA | NA | NA | NA | 480 | 1200 | Electric | 3 | NA | NA | \Classifications\Building System Class\D50-Electrical SYS\D5010 - Elec Service & Dist\Electical Service and Distribution - ESD | 1016004
45-A1 | 45-A1 Main Courthouse | 45-A1-D5037-710-FAP02 | Fire Alam Panel | Tri-Signal | NA | NA | OM00037444 |  | Basement - Boiler Room | NA | NA | NA | NA | NA | NA | NA | NA | NA | NA | \Classifications\Building System Class\D50-Electrical SYS\D5030 - Comm & Security\Fire Alarm Panel - FAP | 1016010
45-A1 | 45-A1 Main Courthouse | 45-A1-D3020-100-HET04 | Expansion Tank for Boiler #1 | TACO | R11989 | 142381 | OM00037445 | NA | Basement - Boiler Room | NA | NA | NA | NA | NA | NA | NA | NA | NA | NA | \Classifications\Building System Class\D30-HVAC Systems\D3020 - Heat SYS\Heater Water Expansion Tank - HET | 1016011
45-A1 | 45-A1 Main Courthouse | 45-A1-D3020-100-HET05 | Expansion Tank for Boiler #2 | Roy-Hansel | 6606 | NA | OM00037446 |  | Basement - Boiler Room | NA | NA | NA | NA | NA | NA |  | NA | NA | NA | \Classifications\Building System Class\D30-HVAC Systems\D3020 - Heat SYS\Heater Water Expansion Tank - HET | 1016012
45-A1 | 45-A1 Main Courthouse | 45-A1-D5092-250-ELT21 | All Exterior Lights | NA | NA | NA | OM00027079 |  |  | NA | NA | NA | NA | NA | NA | NA | NA | NA | NA | \Classifications\Building System Class\D50-Electrical SYS\D5090 - Elec SYS\Exterior Lighting - ELT | 1016013
45-A1 | 45-A1 Main Courthouse | 45-A1-D2017-100-SHW02 | Fire Control Room Eye Wash Station | NA | NA | NA | OM00039930 |  | Basement | NA | NA | NA | NA | NA | NA | NA |  | NA | NA | \Classifications\Building System Class\D20-Plumbing\D2010 - Plumb Fix\Showers - SHW | 1016710
45-A1 | 45-A1 Main Courthouse | 45-A1-C1020-110-FRD01 | Fire Door Basement Break Area | NA | NA | NA | OM00039929 |  | Fire Door Basement Break Area | NA | NA | NA | NA | NA | NA | NA |  | NA | NA | \Classifications\Building System Class\C10-General Building Interior\C1020 - Fire Doors\Fire Doors - FRD | 1016711
45-A1 | 45-A1 Main Courthouse | 45-A1-D3031-100-PCH05 | Chilled Water Pump #2 | Echtop | 130404196 | GA3-AL-TF-184JM-4-B-D-5 | OM00027029 | OM00027084 | Basement in Mechanical Room North/East near Chiller | NA | NA | NA | 5 | 230/460 | 12.6/6.32 | Electric | 3 | NA | NA | \Classifications\Building System Class\D30-HVAC Systems\D3030 - Cooling SYS\Chilled Water Pump - PCH | 1019968
45-A1 | 45-A1 Main Courthouse | 45-A1-D2023-100-BFP09 | Back Flow Preventer for #1 Cooling Tower Make-Up | Febco | BG6843 | 825Y | OM00027072 |  | Roof Cooling Tower | NA | NA | NA | NA | NA | NA | NA | NA |  | NA | \Classifications\Building System Class\D20-Plumbing\D2020 - Domestic Water\Backflow Preventer - BFP | 1021796
45-A1 | 45-A1 Main Courthouse | 45-A1-D3050-250-ACU06 | Split Unit AC for Room B10 | Carrier | NA | 38GR | OM00027073 |  | Exterior North Corner of Building in front pit | NA | NA | R-22 | NA | 208 | NA | Electric | 2 | NA | NA | \Classifications\Building System Class\D30-HVAC Systems\D3050 - Package SYS\Air Conditioning,Split System - ACU | 1021802
45-A1 | 45-A1 Main Courthouse | 45-A1-D5092-210-GEN02 | Emergency Generator 2 | KOHLER | SGM32KVCZ | 100REOZJF | OM00031191 |  | OUTSIDE ANNEX, NW | NA | NA | NA | DNA | 480 | 200 | Diesel | 3 | NA | NA | \Classifications\Building System Class\D50-Electrical SYS\D5090 - Elec SYS\Emergency Generator - GEN | 1022357
45-A1 | 45-A1 Main Courthouse | 45-A1-D5010-234-ATS02 | TRANSFER SWITCH | KOHLER | SGM32KNDD | MX200/ZTSL26EC-7 | OM00031190 |  | Basement, GEN ROOM | NA | NA | NA | NA | 480 | 200 | NA | 3 | NA | NA | \Classifications\Building System Class\D50-Electrical SYS\D5010 - Elec Service & Dist\Automatic Transfer Switch - ATS | 1022650
45-A1 | 45-A1 Main Courthouse | 45-A1-D2040-100-PSU04 | SUMP PUMP ALARM | BOSCH | NA | D7412GV4 | OM00037461 |  | Basement, Communications Phone Rm | NA | NA | NA | NA | 120/16.5 | NA | NA | Single | NA | NA | \Classifications\Building System Class\D20-Plumbing\D2040 - Rain Drain\Sump Pump - PSU | 1022886
45-A1 | 45-A1 Main Courthouse | 45-A1-D3021-130-BLR02 | Boiler,Hot Water,Oil/Gas/Comb. - BLR ¦ D3021-130-BLR | LOCHINVAR | 1849 112752537 | CHN1802 | OM00031194 |  | Fire control room | NA | NA | NA | NA | 120 | DNA | Gas | 1 | 1530000 |  | \Classifications\Building System Class\D30-HVAC Systems\D3020 - Heat SYS\Boiler,Hot Water,Oil/Gas/Comb. - BLR | 1022911
45-A7 | 45-A7 Courthouse Annex | 45-A7-D3041-110-AHU01 | AHU#1 | Dunham-Bush | 36952-01A94L | RT33LA AHU1 | OM00003418 |  | Roof Top | (2) 5V840 | (9) 24X24X22 Bag (3), 24X12X22 Bag (4), (9) 24X24X2-Pre, (3) 24X12xX-Pre | NA | 15HP Supply Fan 10HP Return Fan (25HP Total) | 480vt 3Phase | NA | Electrical | 3 | NA | NA | \Classifications\Building System Class\D30-HVAC Systems\D3040 - Distribution SYS\Air Handling Unit - AHU | EQ-1004254
45-A7 | 45-A7 Courthouse Annex | 45-A7-D3031-140-CLR02 | Chiller # 2 | Trane | U05H03793 | RTWA-1254-XH01-D3D0-WFN | OM00003433 |  | Floor 1, Mech Room | DNA | DNA | R-22 | DNA | 460 | 225 | NA | 3 | NA | NA | \Classifications\Building System Class\D30-HVAC Systems\D3030 - Cooling SYS\Chiller, Air Cooled - CLR | EQ-1004268
45-A7 | 45-A7 Courthouse Annex | 45-A7-D3041-230-RFN01 | Return Fan RFN01 for air handler #2 | Sheldons | U-66149C | 600 | OM00003434 | VFD-2 | Mechanical room 1st floor/annex | (2) B210 | NA | NA | 7.5 | 480 | DNA | NA | DNA | NA | NA | \Classifications\Building System Class\D30-HVAC Systems\D3040 - Distribution SYS\Supply/Exhaust/Return fans- FAN | EQ-1004271
45-A7 | 45-A7 Courthouse Annex | 45-A7-D3090-114-CMP01 | Air Compressor CMP01 | Curtis-Toledo Inc | Outfit Model 6DJ7FD | 20x50-60 Gal | OM00003436 | State ID# A001201-95 | Mech Room | (4)Ax56 | NA | NA | NA | 208 | DNA | NA | 3 | NA | NA | \Classifications\Building System Class\D30-HVAC Systems\D3090 - Other HVAC Systems and Equipment\Air Compressor - CMP | EQ-1004273
45-A7 | 45-A7 Courthouse Annex | 45-A7-D3050-210-PKU02 | Package Unit PKU02 | Carrier | 3194G20540 | 48HJD006---521-- | OM00003420 |  | Roof top secure area | (1) A40 | (2) 16x25x2 | R-22 | NA | 208/230 | 29-35 max HACR | Natural Gas | 3 Ph, 60Hz | 50,000 - 74,000 | 40,500 - 59,940 | \Classifications\Building System Class\D30-HVAC Systems\D3050 - Package SYS\Package Unit - PKU | EQ-1004298
45-A7 | 45-A7 Courthouse Annex | 45-A7-D3050-250-ACU01 | Split System A/C ACU01 | Hitachi | 590258-HKF | RAS-3128U/RAC-3128UV | OM00003421 |  | Roof top annex secure area | NA | Washable | R-22 | NA | 115 | 13.9 MIN CIRCUIT AMPS | NA | 1 Ph, 60Hz | NA | NA | \Classifications\Building System Class\D30-HVAC Systems\D3050 - Package SYS\Air Conditioning,Split System - ACU | EQ-1004301
45-A7 | 45-A7 Courthouse Annex | 45-A7-D3050-250-ACU02 | Split System A/C - ACU02 | Hitachi | Prod # U4Y-14518 | RAS-24AQ | OM00003424 | ECU - 1 | Annex roof near the cooling tower | NA | Washable | R-22 | NA | 208/230 | 30 max fuse size | Electric | 1 Ph, 60Hz | NA | NA | \Classifications\Building System Class\D30-HVAC Systems\D3050 - Package SYS\Air Conditioning,Split System - ACU | EQ-1004302
45-A7 | 45-A7 Courthouse Annex | 45-A7-D3030-110-CTW01 | Cooling Tower CTW01 | Baltimore Aircoil | 94201563 | FXT-115C | OM00003419 |  | Roof top | NA | DNA | NA | 5 | 480 | DNA | DNA | DNA | NA | NA | \Classifications\Building System Class\D30-HVAC Systems\D3030 - Cooling SYS\Cooling Tower - CTW | EQ-1004303
45-A7 | 45-A7 Courthouse Annex | 45-A7-D1010-100-ELE02 | Elevator (104986) | Montgomery | CP-80364 | DNA | OM00004303 | State ID# 104986¦ Pass3 | Basement Secure Area | NA | NA | NA | NA | DNA | DNA | NA | DNA | NA | NA | \Classifications\Building System Class\D10-Conveyance Systems\D1010 - Elevator\Elevator,Hydraulic,Pass/Freight - ELE | EQ-1004305
45-A7 | 45-A7 Courthouse Annex | 45-A7-D2023-310-HWP01 | Dom Hot Water Circ Pump | Bell & Gossett | 106192 | 100AB-C59 | OM00003736 |  | North/WestPenthouse | NA | NA | NA | 1/12 | 115 | 1.75 | NA | DNA | 1 Ph, 60 Hz | NA | \Classifications\Building System Class\D20-Plumbing\D2020 - Domestic Water\Domestic Hot Water Circulating Pump - HWP | EQ-1004308
45-A7 | 45-A7 Courthouse Annex | 45-A7-D3031-100-PCH01 | chilled water pump for chiller #1 | Pump Bell & Gosset | DNA | B083A | OM00027068 |  | 1st floor/west | NA | NA | NA | 10 | 208/230/460 | 28.9/27.2/13.6 | Electrical | 3 | NA | NA | \Classifications\Building System Class\D30-HVAC Systems\D3030 - Cooling SYS\Chilled Water Pump - PCH | EQ-1004309
45-A7 | 45-A7 Courthouse Annex | 45-A7-D2023-100-CTY02 | Domestic Water Backflow Assembly | FEBCO | 1268 | 770 | OM00004301 |  | Building Exterior, South /West Corner | NA | NA | NA | NA | NA | NA | NA | NA | NA | NA | \Classifications\Building System Class\D20-Plumbing\D2020 - Domestic Water\Backflow Preventer - BFP | EQ-1004310
45-A7 | 45-A7 Courthouse Annex | 45-A7-D2023-100-CTY01 | Backflow Assembly-Fire Sprinkler 8-inch | AMES | 31J0897 | 3000SE | OM00004300 |  | Exterior North/west corner | NA | NA | NA | NA | NA | NA | NA | NA | NA | NA | \Classifications\Building System Class\D20-Plumbing\D2020 - Domestic Water\Backflow Preventer - BFP | EQ-1004311
45-A7 | 45-A7 Courthouse Annex | 45-A7-D2023-100-CTY03 | Non-Potable Water Backflow Assembly | DNA | DNA | DNA | DNA |  | DNA | NA | NA | NA | NA | NA | NA | NA | NA | NA | NA | \Classifications\Building System Class\D20-Plumbing\D2020 - Domestic Water\Backflow Preventer - BFP | EQ-1004312
45-A7 | 45-A7 Courthouse Annex | 45-A7-D4031-100-FEX23 | Fire Extinguishers 23 | Multiple | Multiple | Multiple | OM00004137 |  | Multiple | NA | NA | NA | NA | NA | NA | NA | NA | NA | NA | \Classifications\Building System Class\D40-Fire Protection SYS\D4030 - FIRE SPEC\Fire Extinguisher - FEX | EQ-1004313
45-A7 | 45-A7 Courthouse Annex | 45-A7-D4010-150-FMS01 | West Pipe System tagged @ PIV | NA | NA | NA | OM00004229 |  | West Side of Bldg, Outside of Marshal's Secure Parkin Gate | NA | NA | NA | NA | NA | NA | NA | NA | NA | NA | \Classifications\Building System Class\D40-Fire Protection SYS\D4010 - Sprinkler SYS\Fire Systems, stand pipes - FMS | EQ-1004314
45-A7 | 45-A7 Courthouse Annex | 45-A7-D5092-250-EML58 | Emergency Exit Lights | Multiple | Multiple | Multiple | OM00004227 |  | Throughout Building | NA | NA | NA | NA | Some 120 some 277 | .01 to .03 | Electric | 1 (Single) | NA | NA | \Classifications\Building System Class\D50-Electrical SYS\D5090 - Elec SYS\Emergency And Exit Lighting - EML | EQ-1004315
45-A7 | 45-A7 Courthouse Annex | 45-A7-D1010-100-ELE01 | Elevator (104985) | Montgomery | CP-PHD-80363 | 2100 | OM00003744 | State ID# 104985¦ Pass 2 | Basement Control Room | NA | NA | NA | NA | DNA | DNA | NA | DNA | NA | NA | \Classifications\Building System Class\D10-Conveyance Systems\D1010 - Elevator\Elevator,Hydraulic,Pass/Freight - ELE | EQ-1005263
45-A7 | 45-A7 Courthouse Annex | 45-A7-D2022-260-HWG01 | Domestic Hot Water Heater HWG01 | State Industries | C99247507 | SBT75-75-NE1 | OM00003425 | Water Heater - 75 gal | Penthouse/West | NA | NA | NA | NA | DNA | DNA | Natural gas | DNA | 75,100 | DNA | \Classifications\Building System Class\D20-Plumbing\D2020 - Domestic Water\Domestic Water Heater, Gas - HWG | EQ-1005264
45-A7 | 45-A7 Courthouse Annex | 45-A7-B2010-100-BLD01 | Building Structure 45-A7 | NA | NA | NA | OM00027066 | NA | All | NA | NA | NA | NA | NA | NA | NA | NA | NA | NA | \Classifications\Building System Class\B20-General Building Exterior\B2010 - Exterior Walls\Building - BLD | EQ-1007385
45-A7 | 45-A7 Courthouse Annex | 45-A7-B3010-100-RUF01 | Roofing Systems Single ply | NA | NA | NA | OM00027065 |  | NA | NA | NA | NA | NA | NA | NA | NA | NA | NA | NA | \Classifications\Building System Class\B30-Roofing\B3010 - Roof Types\Roof - RUF | EQ-1007562
45-A7 | 45-A7 Courthouse Annex | 45-A7-D3031-100-PCH02 | Condenser Water Pump | Bell & Gosset | DNA | DNA | OM00004236 |  | 1st floor hallway south | NA | NA | NA | 10 | 230/460 | 27.3/13.6 | Electrical | 3 |  |  | \Classifications\Building System Class\D30-HVAC Systems\D3030 - Cooling SYS\Chilled Water Pump - PCH | 1012470
45-A7 | 45-A7 Courthouse Annex | 45-A7-D3041-110-AHU02 | AHU#2 | MACQUARIE INC | 69710-1 | XXL5164H | OM00027069 |  | 1st floor south/west | (5) B25 | (32) 20x25x2 | NA | 25 | 460 | NA | Electrical | DNA | NA | NA | \Classifications\Building System Class\D30-HVAC Systems\D3040 - Distribution SYS\Air Handling Unit - AHU | 1012471
45-A7 | 45-A7 Courthouse Annex | 45-A7-D4010-150-FMS02 | Dry Stand Pipe /all floors center stairway | NA | NA | NA | OM00004230 |  | All Floors/ Center Stairway | NA | NA | NA | NA | NA | NA | NA | NA | NA | NA | \Classifications\Building System Class\D40-Fire Protection SYS\D4010 - Sprinkler SYS\Fire Systems, stand pipes - FMS | 1012472
45-A7 | 45-A7 Courthouse Annex | 45-A7-G2023-150-PEG01 | Secure Parking Gate- Judge's | Chamberlain | SV061503-6248A | CSW2000UL | OM00027103 |  | North/ West Exterior | NA | NA | NA | .5 | 120 AC | 4 |  | 1 | NA | NA | \Classifications\Building System Class\G20-Other Systems\G2020 - Parking Lots\Secured Parking Gate - PEG | 1012473
45-A7 | 45-A7 Courthouse Annex | 45-A7-G2023-150-PEG02 | Secure Parking Gate-Marshal's | Viking | DNA | DNA | OM00027102 |  | Exterior North/West | NA | NA | NA | .5 | 120/240 | 4 |  | 1 | DNA | DNA | \Classifications\Building System Class\G20-Other Systems\G2020 - Parking Lots\Secured Parking Gate - PEG | 1012474
45-A7 | 45-A7 Courthouse Annex | 45-A7-D5092-250-ELT26 | Exterior lighting wall packs | MULTIPLE | MULTIPLE | MULTIPLE | OM00027070 |  | Building Exterior | NA | NA | NA | NA | NA | DNA | Electrical | DNA | NA | NA | \Classifications\Building System Class\D50-Electrical SYS\D5090 - Elec SYS\Exterior Lighting - ELT | 1012475
45-A7 | 45-A7 Courthouse Annex | 45-A7-D2023-100-BFP07 | Backflow for Cooling Tower | FEBCO | DNA | VG6710 | OM00037455 |  | Cooling Tower | NA | NA | NA | DNA | DNA | NA | Electric |  | NA | NA | \Classifications\Building System Class\D20-Plumbing\D2020 - Domestic Water\Backflow Preventer - BFP | 1016001
45-A7 | 45-A7 Courthouse Annex | 45-A7-D3042-220-EFN01 | Exhaust Fan next to Penthouse | DAYTON | DNA | SK1162 | OM00037458 |  | Near Penthouse | (1) A19 | NA | NA | NA | 110 | DNA | Electric | NA | NA | NA | \Classifications\Building System Class\D30-HVAC Systems\D3040 - Distribution SYS\Supply/Exhaust/Return fans- FAN | 1016005
45-A7 | 45-A7 Courthouse Annex | 45-A7-D3042-220-EFN02 | Exhaust Fan above Secured Holding Area | DAYTON | DNA | SK1162 | OM00037457 | NA | Roof Top Secure Holding Area | (1) A19 | NA | NA | NA | 110 | DNA | Electric | NA | NA | NA | \Classifications\Building System Class\D30-HVAC Systems\D3040 - Distribution SYS\Supply/Exhaust/Return fans- FAN | 1016006
45-A7 | 45-A7 Courthouse Annex | 45-A7-D3042-220-EFN03 | Exhaust Fan at West End of Roof | S&P | 10006132 | DB14PH15 | OM00037456 | NA | West Side of Roof | NA | NA | NA | NA | 110 | DNA | Electric | NA | NA | NA | \Classifications\Building System Class\D30-HVAC Systems\D3040 - Distribution SYS\Supply/Exhaust/Return fans- FAN | 1016007
45-A7 | 45-A7 Courthouse Annex | 45-A7-D3020-100-HET06 | Domestic Cold Water Expansion Tank | No info | No info | No info | OM00037460 |  | Floor 1 - Mech Room | NA | NA | NA | NA | 112 | DNA | NA | NA | NA | NA | \Classifications\Building System Class\D30-HVAC Systems\D3020 - Heat SYS\Heater Water Expansion Tank - HET | 1016009
45-A7 | 45-A7 Courthouse Annex | 45-A7-D2040-100-PSU01 | Sump Pump for Secured Elevator Shaft | Myers | DNA | DNA | OM00039932 | NA | Secured Elevator Shaft | NA | NA | NA | DNA | DNA | DNA | Electric |  | NA | NA | \Classifications\Building System Class\D20-Plumbing\D2040 - Rain Drain\Sump Pump - PSU | 1016709
45-A7 | 45-A7 Courthouse Annex | 45-A7-D2090-230-WIP01 | Chemicle feed System | Safeeder | 950717433 | LBO3SA-VTU-XXX | OM00039934 |  | Penthouse | NA | NA | NA |  | DNA | 4 | Electric | 1 | NA | NA | \Classifications\Building System Class\D20-Plumbing\D2090 - Other Plumbing SYS\Water Treatment Inhibitor Pump - WIP | 1016712
45-A7 | 45-A7 Courthouse Annex | 45-A7-D3042-220-EFN04 | Exhaust Fan 4 | DNA | DNA | DNA | OM00039935 | NA | Roof | DNA | NA | NA | DNA | DNA | DNA | Electric |  | NA | NA | \Classifications\Building System Class\D30-HVAC Systems\D3040 - Distribution SYS\Supply/Exhaust/Return fans- FAN | 1016713
45-A7 | 45-A7 Courthouse Annex | 45-A7-C1020-110-FRD01 | Fire Door - Floor 1 Center Stairwell Door 1 | DNA | DNA | DNA | OM00039921 | NA | Center Stairwell | NA | NA | NA | NA | NA | NA | NA |  | NA | NA | \Classifications\Building System Class\C10-General Building Interior\C1020 - Fire Doors\Fire Doors - FRD | 1016714
45-A7 | 45-A7 Courthouse Annex | 45-A7-C1020-110-FRD02 | Fire Door - Floor 2 Center Stairwell Door 2 | DNA | DNA | DNA | OM00039919 | NA | Center Stairwell | NA | NA | NA | NA | NA | NA | NA |  | NA | NA | \Classifications\Building System Class\C10-General Building Interior\C1020 - Fire Doors\Fire Doors - FRD | 1016715
45-A7 | 45-A7 Courthouse Annex | 45-A7-C1020-110-FRD03 | Fire Door - Floor 3 Center Stairwell Door 3 | DNA | DNA | DNA | OM00039920 | NA | Center Stairwell | NA | NA | NA | NA | NA | NA | NA |  | NA | NA | \Classifications\Building System Class\C10-General Building Interior\C1020 - Fire Doors\Fire Doors - FRD | 1016716
45-A7 | 45-A7 Courthouse Annex | 45-A7-C1020-110-FRD04 | Fire Door - Floor 1 West Stairwell Door 4 | DNA | DNA | DNA | OM00039925 | NA | West Stairwell | NA | NA | NA | NA | NA | NA | NA |  | NA | NA | \Classifications\Building System Class\C10-General Building Interior\C1020 - Fire Doors\Fire Doors - FRD | 1016717
45-A7 | 45-A7 Courthouse Annex | 45-A7-C1020-110-FRD05 | Fire Door - Floor 2 West Stairwell Door 5 | DNA | DNA | DNA | OM00039924 | NA | West Stairwell | NA | NA | NA | NA | NA | NA | NA |  | NA | NA | \Classifications\Building System Class\C10-General Building Interior\C1020 - Fire Doors\Fire Doors - FRD | 1016718
45-A7 | 45-A7 Courthouse Annex | 45-A7-C1020-110-FRD06 | Fire Door - Floor 2 West Stairwell Door 6 | DNA | DNA | DNA | OM00039923 | NA | West Stairwell | NA | NA | NA | NA | NA | NA | NA |  | NA | NA | \Classifications\Building System Class\C10-General Building Interior\C1020 - Fire Doors\Fire Doors - FRD | 1016719
45-A7 | 45-A7 Courthouse Annex | 45-A7-C1020-110-FRD07 | Fire Door - Floor 4 West Stairwell Door 7 | DNA | DNA | DNA | OM00039922 | NA | West Stairwell | NA | NA | NA | NA | NA | NA | NA |  | NA | NA | \Classifications\Building System Class\C10-General Building Interior\C1020 - Fire Doors\Fire Doors - FRD | 1016720
45-A7 | 45-A7 Courthouse Annex | 45-A7-C1020-110-FRD08 | Fire Door - Floor 2 Secure Elevator 1 | DNA | DNA | DNA | OM00039931 | NA | Floor 2 Secure Elevator | NA | NA | NA | NA | NA | NA | NA |  | NA | NA | \Classifications\Building System Class\C10-General Building Interior\C1020 - Fire Doors\Fire Doors - FRD | 1016721
45-A7 | 45-A7 Courthouse Annex | 45-A7-C1020-110-FRD09 | Fire Door - Floor 2 Public Elevator 2 | DNA | DNA | DNA | OM00039927 | NA | Floor 2 Public Elevator | NA | NA | NA | NA | NA | NA | NA |  | NA | NA | \Classifications\Building System Class\C10-General Building Interior\C1020 - Fire Doors\Fire Doors - FRD | 1016722
45-A7 | 45-A7 Courthouse Annex | 45-A7-C1020-110-FRD10 | Fire Door - Floor 3 Secure Elevator 3 | DNA | DNA | DNA | OM00039933 | NA | Floor 3 Secure Elevator | NA | NA | NA | NA | NA | NA | NA |  | NA | NA | \Classifications\Building System Class\C10-General Building Interior\C1020 - Fire Doors\Fire Doors - FRD | 1016723
45-A7 | 45-A7 Courthouse Annex | 45-A7-C1020-110-FRD12 | Fire Door - Floor 3 Secure Elevator 1 | Warnock Hersey | DNA | DNA | OM00039926 | NA | Floor 3 Public Elevator | NA | NA | NA | NA | NA | NA | NA |  | NA | NA | \Classifications\Building System Class\C10-General Building Interior\C1020 - Fire Doors\Fire Doors - FRD | 1016729
45-A7 | 45-A7 Courthouse Annex | 45-A7-C1020-110-FRD11 | Fire Door - Floor 1 Secure Elevator 1 | Warnock Hersey | DNA | DNA | OM00039928 | NA | Floor 1 Public Elevator | NA | NA | NA | NA | NA | NA | NA |  | NA | NA | \Classifications\Building System Class\C10-General Building Interior\C1020 - Fire Doors\Fire Doors - FRD | 1016728
45-A9 | 45-A9 Justice Center Court Modular | 45-A9-D3050-310-HPU01 | Heatpump # 1 | Goodman | 0804089560 | GPH1360H21AC | OM00003740 | # 1 | DNA | NA | 16x20x1 & 20x25x1 | R-22 | DNA | 208/230 | 39.8 - 60 max | Electric | 1 ph., 60 Hz | NA | NA | \Classifications\Building System Class\D30-HVAC Systems\D3050 - Package SYS\Heat Pump,Air Cooled - HPU | EQ-1004316
45-A9 | 45-A9 Justice Center Court Modular | 45-A9-D3050-310-HPU02 | Heatpump # 2 | Goodman | 803094325 | GPH1360H21AC | OM00003741 | # 2 | Roof Top | NA | 16x20x2 & 20x25x1 | R-22 | DNA | 208/230 | 39.8 - 60 | Electric | 1 Ph., 60 hz | NA | NA | \Classifications\Building System Class\D30-HVAC Systems\D3050 - Package SYS\Heat Pump,Air Cooled - HPU | EQ-1004317
45-A9 | 45-A9 Justice Center Court Modular | 45-A9-D3050-310-HPU03 | Heatpump # 3 | Goodman | 807029223 | GPH1360H21AC | OM00003742 | # 3 | Roof Top | NA | 16x20x3 & 20x25x1 | R-22 | DNA | 208/230 | 39.8 - 60 | Electric | 1 Ph - 60 Hz | NA | NA | \Classifications\Building System Class\D30-HVAC Systems\D3050 - Package SYS\Heat Pump,Air Cooled - HPU | EQ-1004318
45-A9 | 45-A9 Justice Center Court Modular | 45-A9-D3050-310-HPU04 | Heatpump # 4 | Goodman | 807029224 | GPH1360H21AC | OM00003743 | # 4 | DNA | NA | 16x20x2 & 20x25x1 | R-22 | DNA | 208/230 | 39.8 - 60 | Electric | 1 Ph, 60 Hz | NA | NA | \Classifications\Building System Class\D30-HVAC Systems\D3050 - Package SYS\Heat Pump,Air Cooled - HPU | EQ-1004319
45-A9 | 45-A9 Justice Center Court Modular | 45-A9-D4031-100-FEX03 | Fire Extinguishers FEX03 | Amerex | Multiple | B500 | OM00004226 |  | OM# on extingusher #1 at front entrance weapons screening, #2 at rear exit to Judge's parking.,#3 located in Courtroom next to Baliff's desk | NA | NA | NA | NA | NA | NA | NA | NA | NA | NA | \Classifications\Building System Class\D40-Fire Protection SYS\D4030 - FIRE SPEC\Fire Extinguisher - FEX | EQ-1004322
45-A9 | 45-A9 Justice Center Court Modular | 45-A9-D5092-250-EML10 | Emergency Exit Lights | Cooper Lights | Multiple | Sure light (exit sign + light combo Model # LPX70GWHDH Emergency Lights model # CC28 | OM00004135 |  | OM# on #1 light - above front entrance btwn public rr doors#3 above door after entering secure hall from public lobby,#4 rear exit to Judge's parking, | NA | NA | NA | NA | 120 | .03 | Electric | single | NA | NA | \Classifications\Building System Class\D50-Electrical SYS\D5090 - Elec SYS\Emergency And Exit Lighting - EML | EQ-1004323
45-A9 | 45-A9 Justice Center Court Modular | 45-A9-B2010-100-BLD01 | Building Structure | NA | NA | NA | OM00004234 |  | NA | NA | NA | NA | NA | NA | NA | NA | NA | NA | NA | \Classifications\Building System Class\B20-General Building Exterior\B2010 - Exterior Walls\Building - BLD | EQ-1007386
45-A9 | 45-A9 Justice Center Court Modular | 45-A9-B3010-100-RUF01 | Roofing Systems | NA | NA | NA | GET TAG AGAIN |  | NA | NA | NA | NA | NA | NA | NA | NA | NA | NA | NA | \Classifications\Building System Class\B30-Roofing\B3010 - Roof Types\Roof - RUF | EQ-1007563
45-A9 | 45-A9 Justice Center Court Modular | 45-A9-D2023-100-CTY01 | Domestic Backflow BFP 01 City of Redding does testing and repairs | Wilkins | 2890765 | 975XL 1 inch | OM00004132 |  | Located west of 45-A9 near street | NA | NA | NA | NA | NA | NA | NA | NA | NA | NA | \Classifications\Building System Class\D20-Plumbing\D2020 - Domestic Water\Backflow Preventer - BFP | 1010094
45-A9 | 45-A9 Justice Center Court Modular | 45-A9-D5037-710-FAP01 | Fire Alarm Panel - FAP | MIRCOM | NA | FA-300-6DDR | OM00003733 |  | Floor 1, Hallway Fire Alarm Closet North/East | NA | NA | NA | NA | DNA | DNA | DNA | DNA | NA | NA | \Classifications\Building System Class\D50-Electrical SYS\D5030 - Comm & Security\Fire Alarm Panel - FAP | 1011071
45-A9 | 45-A9 Justice Center Court Modular | 45-A9-G2023-150-PEG01 | Security Parking Gates | Chamberlain | 2609N2937 | SL3000 | OM00027101 |  | Exterior North/West | 4L340 FHP | NA | NA | 1 | 120 | 8.4 | Electrical | 1 | NA | NA | \Classifications\Building System Class\G20-Other Systems\G2020 - Parking Lots\Secured Parking Gate - PEG | 1012476
47-B1 | 47-B1 Dorris | 47-B1-D2022-100-HWE01 | WATER HEATER HWE01 | NATIONAL WATER HEATER CO. | 78-806290 | NRG52-1 | OM00031052 | OM00003253 | FLOOR 1 CUSTODIAN CLOSET | NA | NA | NA | NA | 240 | NA | Electric | 1 Ph, 60 Hz | DNA | DNA | \Classifications\Building System Class\D20-Plumbing\D2020 - Domestic Water\Domestic Water Heater, Electric - HWE | EQ-1004345
47-B1 | 47-B1 Dorris | 47-B1-D3050-210-CTY02 | PACKAGE UNIT (Sheriff's Office) | CARRIER | 369200870 | 50NQ024310 | OM00003255 | DNA | SOUTH | Unit has no V belt | 14x25x1 | R-22 | 1/2 HP | 208/230 | 30 | Electrical | 1 Ph, 60 Hz | DNA | DNA | \Classifications\Building System Class\D30-HVAC Systems\D3050 - Package SYS\Package Unit - PKU | EQ-1004347
47-B1 | 47-B1 Dorris | 47-B1-D4031-100-FEX05 | Portable, Hand Held, Fire Extinguisher FEX05 | Various | NA | NA | OM00031045 |  | Throughout Courthouse | NA | NA | NA | NA | NA | NA | NA | NA | NA | NA | \Classifications\Building System Class\D40-Fire Protection SYS\D4030 - FIRE SPEC\Fire Extinguisher - FEX | EQ-1004628
47-B1 | 47-B1 Dorris | 47-B1-D5092-250-EML05 | LIGHT, EMERGENCY, HARDWIRED SYSTEM | NA | NA | NA | OM00031046 | [8 empty] | Electrical |  | NA | NA | \Classifications\Building System Class\D50-Electrical SYS\D5090 - Elec SYS\Emergency And Exit Lighting - EML | EQ-1004631
47-B1 | 47-B1 Dorris | 47-B1-B2010-100-BLD01 | Building Structure | NA | NA | Wood | OM00031051 |  | NA | NA | NA | NA | NA | NA | NA | NA | NA | NA | NA | \Classifications\Building System Class\B20-General Building Exterior\B2010 - Exterior Walls\Building - BLD | EQ-1007389
47-B1 | 47-B1 Dorris | 47-B1-B3010-100-RUF01 | Roofing Systems | NA | NA | Shingles | OM00031050 |  | NA | NA | NA | NA | NA | NA | NA | NA | NA | NA | NA | \Classifications\Building System Class\B30-Roofing\B3010 - Roof Types\Roof - RUF | EQ-1007566
47-B1 | 47-B1 Dorris | 47-B1-G2050-200-LSC01 | Landscape | NA | NA | NA | OM00031048 |  | Exterior Landscape | NA | NA | NA | NA | NA | NA | NA | NA | NA | NA | \Classifications\Building System Class\G20-Other Systems\G2050 - Landscaping\Landscaping - LSC | 1012477
47-B1 | 47-B1 Dorris | 47-B1-D5092-250-ELT01 | Exterior Lighting | MULTIPLE | MULTIPLE | MULTIPLE | OM00031047 |  | NA | NA | NA | NA | NA | 120 | 15 | Electrical | 1 Ph | NA | NA | \Classifications\Building System Class\D50-Electrical SYS\D5090 - Elec SYS\Exterior Lighting - ELT | 1012478
47-B1 | 47-B1 Dorris | 47-B1-G2049-300-HSC01 | Walkways and Parking area | NA | NA | NA | OM00031049 |  | NA | NA | NA | NA | NA | NA | NA | DNA | NA | NA | NA | \Classifications\Building System Class\G20-Other Systems\G2040 - Site Development\Hardscape - HSC | 1012479
47-B1 | 47-B1 Dorris | 47-B1-G2023-150-PEG01 | East Side Gate Opener | GTO Pro Slide Gate Opener | NA | GTO PRO 2000 Series / Part # AQ251 | OM00039307 |  | Grounds - East Side Gate | NA | NA | NA | NA | 120 | 20 | Electric | 1 | NA | NA | \Classifications\Building System Class\G20-Other Systems\G2020 - Parking Lots\Secured Parking Gate - PEG | 1020515
47-B1 | 47-B1 Dorris | 47-B1-G2023-150-PEG02 | West Side Gate Opener | GTO Pro Slide Gate Opener | NA | GTO PRO 2000 Series / Part # AQ251 | OM00039306 |  | Grounds - West Side Gate | NA | NA | NA | NA | 120 | 20 | Electric | 1 | NA | NA | \Classifications\Building System Class\G20-Other Systems\G2020 - Parking Lots\Secured Parking Gate - PEG | 1020516
47-B1 | 47-B1 Dorris | 47-B1-D3050-210-PKU02 | Package Unit Heat Pump Roof Mounted 3 Ton | Payne | 1716C46039 | PH4GNAB36000AATP | OM00031068 | OM00003254 | Roof | NA | (1) 20x30x2 | R-410A | 14.1 | 208-230 | DNA | Electric | 1 | NA | NA | \Classifications\Building System Class\D30-HVAC Systems\D3050 - Package SYS\Package Unit - PKU | 1021371
48-A1 | 48-A1 Hall of Justice _ | 48-A1-D2017-100-SHW01 | Eye Washes & Emergency Showers - SHW01 | North |  | Z127042 | OM00005160 | NA | mechanical room | NA | NA | NA | NA | NA | NA | NA | NA | NA | NA | \Classifications\Building System Class\D20-Plumbing\D2010 - Plumb Fix\Showers - SHW | EQ-1005045
48-A1 | 48-A1 Hall of Justice | 48-A1-D2022-100-HWE02 | Indirect Fired Storage Water Heater - Heat Exchanger | Slant Fin | F08K0234 | WH-60D | OM00005145 |  | 1st Floor, South Wing Mechanical Room | NA | NA | NA | NA | 208/230 | 20 | NA | NA | NA | NA | \Classifications\Building System Class\D20-Plumbing\D2020 - Domestic Water\Domestic Water Heater, Electric - HWE | EQ-1005914
48-A1 | 48-A1 Hall of Justice | 48-A1-D2023-310-HWP02 | Domestic Hot Water Circulating Pump - HWP02 | Bell & Gossett Motors | P00351 | Series 100 | OM00001450 | NA | 1st Floor, South Wing Mechanical Room | NA | NA | NA | 1/2hp | 110 | 2.5 | ELECTRICAL | 1 | NA | NA | \Classifications\Building System Class\D20-Plumbing\D2020 - Domestic Water\Domestic Hot Water Circulating Pump - HWP | EQ-1005921
48-A1 | 48-A1 Hall of Justice _ | 48-A1-D1010-100-ELE01 | Elevator,Hydraulic,Pass/Freight - ELE01 | Dover | CA 35287 | NA | OM00032231 | State ID# 062201 | 600 Union - 1st Floor - South East Quadrant - Elevator Room | NA | NA | NA | 40 | 460 | 53 | Electric | 3 | NA | NA | \Classifications\Building System Class\D10-Conveyance Systems\D1010 - Elevator\Elevator,Hydraulic,Pass/Freight - ELE | EQ-1007117
48-A1 | 48-A1 Hall of Justice _ | 48-A1-D1010-100-ELE02 | Elevator,Hydraulic,Pass/Freight - ELE02 | Northern Elevator | NA | NA | OM00005153 | State ID# 156180 | 600 Union -1 Floor - Southwest Elevator Room | NA | NA | NA | 40 | 460 | 52 | Electric | 3 | NA | NA | \Classifications\Building System Class\D10-Conveyance Systems\D1010 - Elevator\Elevator,Hydraulic,Pass/Freight - ELE | EQ-1007118
48-A1 | 48-A1 Hall of Justice _ | 48-A1-D1010-100-ELE03 | Elevator,Hydraulic,Pass/Freight - ELE03 | Northern Elevator | CA 35432 | NA | OM00005154 | State ID# 062202 | 600 Union - 1st Floor - Southwest Elevator Room | NA | NA | NA | 40 | 460 | 53 | Electric | 3 | NA | NA | \Classifications\Building System Class\D10-Conveyance Systems\D1010 - Elevator\Elevator,Hydraulic,Pass/Freight - ELE | EQ-1007119
48-A1 | 48-A1 Hall of Justice _ | 48-A1-D1010-100-ELE04 | Elevator,Hydraulic,Pass/Freight - ELE04 | Dream Ride | NA | NA | OM00005155 | State ID# 050521 | 600 Union - Basement - North Elevator Room | NA | NA | NA | 40 | 200 | 120 | Electric | 3 | NA | NA | \Classifications\Building System Class\D10-Conveyance Systems\D1010 - Elevator\Elevator,Hydraulic,Pass/Freight - ELE | EQ-1007120
48-A1 | 48-A1 Hall of Justice _ | 48-A1-D1010-100-ELE05 | Elevator,Hydraulic,Pass/Freight - ELE05 | Dream Ride | NA | NA | OM00005156 | State ID# 050522 | 600 Union Basement - North Elevator Room | NA | NA | NA | 40 | 200 | 120 | Electric | 3 | NA | NA | \Classifications\Building System Class\D10-Conveyance Systems\D1010 - Elevator\Elevator,Hydraulic,Pass/Freight - ELE | EQ-1007121
48-A1 | 48-A1 Hall of Justice _ | 48-A1-D2022-100-HWE01 | Indirect Fired Storage Water Heater - Heat Exchanger | Slant Fin | JO8J0193 | WH-40D | OM00005140 |  | Basement North Wing HOJ Mechanical Room | NA | NA | NA | NA | NA | NA | other | NA | NA | NA | \Classifications\Building System Class\D20-Plumbing\D2020 - Domestic Water\Domestic Water Heater, Electric - HWE | EQ-1007122
48-A1 | 48-A1 Hall of Justice _ | 48-A1-D3041-110-AHU01 | Air Handling Unit - AHU01 | Trane | K03L58711A | MCCB012UA0C0UA | OM00005142 | NA | 1st Floor, North Wing HOJ Mechanical Room | (1) BX47 & (1) BX49 | (6) 20X20X2 | NA | 5 | 200 | 14.8 | electric | 3 | NA | NA | \Classifications\Building System Class\D30-HVAC Systems\D3040 - Distribution SYS\Air Handling Unit - AHU | EQ-1007123
48-A1 | 48-A1 Hall of Justice _ | 48-A1-D3041-110-AHU02 | Air Handling Unit - AHU02 | Trane | K03K48385A | TSCA025UOC00000000AA00A213.5 | OM00005149 | NA | 3rd Floor, North Wing Roof Mechanical Space | (2) 5VX710, (2) BX71 | (4) 16x25, (4) 20x25 | NA | 7.5 | 208 | FLA 36/22 | electric | 3 | NA | NA | \Classifications\Building System Class\D30-HVAC Systems\D3040 - Distribution SYS\Air Handling Unit - AHU | EQ-1007124
48-A1 | 48-A1 Hall of Justice _ | 48-A1-D3041-110-AHU03 | Air Handling Unit - AHU03 | Trane | K03K48385A | TSCA025UOC00000000AA00A213.5 | OM00005150 | NA | 3rd Floor, North Wing Roof Mechanical Space | (2) BX73, (2) BX71 | (10) 16x25x2 | NA | 7.5 | 200 | FLA 22 | electric | 3 | NA | NA | \Classifications\Building System Class\D30-HVAC Systems\D3040 - Distribution SYS\Air Handling Unit - AHU | EQ-1007125
48-A1 | 48-A1 Hall of Justice | 48-A1-D3041-110-AHU07 | Air Handler Room (S-1) - AHU-04 | (2)ABB Motors S1 | Supply- MM58223-02/ Return-MM58229-01 | Supply- AVM B1722466-LKA 1 / Return-AVMB1652461-LKA1 | OM00005144 | NA | LAJ Mechanical Roof Space | (3) CX105, (2) BX95 | (24) 24X24X22 -BAG FILTERS, (24) 24X24X2 FINAL FILTERS | NA | S-50/ R-10 | 230/460 | S- 130/65 / R-40/20 | electric | 3 | NA | NA | \Classifications\Building System Class\D30-HVAC Systems\D3040 - Distribution SYS\Air Handling Unit - AHU | EQ-1007126
48-A1 | 48-A1 Hall of Justice _ | 48-A1-D3050-250-ACU02 | Air Conditioning,Split System - ACU02 | Mitsubishi Electric | 26D01024C | PU18EK | OM00005138 |  | 1st Floor, Break Patio | NA | NA | R-22 | NA | 208/230 | 20 | electric | 1 | NA | NA | \Classifications\Building System Class\D30-HVAC Systems\D3050 - Package SYS\Air Conditioning,Split System - ACU | EQ-1007131
48-A1 | 48-A1 Hall of Justice | 48-A1-D3050-250-ACU03 | Air Conditioning,Split System - ACU03 | Mitsubishi Electric | 5001058B | PU18G6.US | OM00005139 |  | 1st Floor, Break Patio | NA | NA | R-22 | NA | 208/230 | 20 | electric | 1 | NA | NA | \Classifications\Building System Class\D30-HVAC Systems\D3050 - Package SYS\Air Conditioning,Split System - ACU | EQ-1007132
48-A1 | 48-A1 Hall of Justice _ | 48-A1-D4031-100-FEX46 | Fire Extinguisher - FEX46 | Wilkirk | BL-715912 | 456 Class A,B,C | OM00005159 |  | Whole bldg | NA | NA | NA | NA | NA | NA | other | NA | NA | NA | \Classifications\Building System Class\D40-Fire Protection SYS\D4030 - FIRE SPEC\Fire Extinguisher - FEX | EQ-1007134
48-A1 | 48-A1 Hall of Justice _ | 48-A1-B2010-100-BLD01 | Building Structure | NA | NA | NA | OM00032439 | CUPA 91140 301935-3030 | NA | NA | NA | NA | NA | NA | NA | NA | NA | NA | NA | \Classifications\Building System Class\B20-General Building Exterior\B2010 - Exterior Walls\Building - BLD | EQ-1007390
48-A1 | 48-A1 Hall of Justice _ | 48-A1-B3010-100-RUF01 | Roof - RUF01 | NA | NA | NA | OM00019681 | NA | NA | NA | NA | NA | NA | NA | NA | NA | NA | NA | NA | \Classifications\Building System Class\B30-Roofing\B3010 - Roof Types\Roof - RUF | EQ-1007567
48-A1 | 48-A1 Hall of Justice | 48-A1-B2033-120-DOR01 | Door,Sliding,Electric - DOR01 | BESAM | 4539760 | 110ISLIDE OCT FBO | OM00001443 | NA | Entrance to building | NA | NA | NA | NA | 110 | 3 | Electric | 1 | NA | NA | \Classifications\Building System Class\B20-General Building Exterior\B2030 - Exterior Doors\Door,Automatic-Sliding,Revolving - DOR | 1009010
48-A1 | 48-A1 Hall of Justice | 48-A1-B2033-120-DOR02 | Door,Sliding,Electric - DOR02 | BESAM | 4539761 | 110ISLIDE OCT FBO | OM00001444 | NA | Entrance to building | NA | NA | NA | NA | 110 | 3 | Electric | 1 | NA | NA | \Classifications\Building System Class\B20-General Building Exterior\B2030 - Exterior Doors\Door,Automatic-Sliding,Revolving - DOR | 1009011
48-A1 | 48-A1 Hall of Justice | 48-A1-B2034-400-DOH01 | Door,Overhead,Roll-up,Electric - DOH01 | WARNOCK HERSEY | 17691R | WHI001861 | OM00001440 | NA | Traffic Room | NA | NA | NA | NA | 110 | DNA | Electric | 1 | NA | NA | \Classifications\Building System Class\B20-General Building Exterior\B2030 - Exterior Doors\Door,Overhead-Shutter,Manual,Elec,Roll-up - DOH | 1009012
48-A1 | 48-A1 Hall of Justice | 48-A1-B2034-400-DOH02 | Door,Overhead,Roll-up,Electric - DOH02 | WARNOCK HERSEY | 1771R | WHI001861 | OM00001441 | NA | Traffic Room | NA | NA | NA | NA | 110 | DNA | Electric | 1 | NA | NA | \Classifications\Building System Class\B20-General Building Exterior\B2030 - Exterior Doors\Door,Overhead-Shutter,Manual,Elec,Roll-up - DOH | 1009013
48-A1 | 48-A1 Hall of Justice | 48-A1-B2034-400-DOH03 | Door,Overhead,Roll-up,Electric - DOH03 | WARNOCK HERSEY | NA | WHI001861 | OM00001442 | NA | Legal Advice Center | NA | NA | NA | NA | 110 | DNA | Electric | 1 | NA | NA | \Classifications\Building System Class\B20-General Building Exterior\B2030 - Exterior Doors\Door,Overhead-Shutter,Manual,Elec,Roll-up - DOH | 1009014
48-A1 | 48-A1 Hall of Justice | 48-A1-D2040-100-PSU03 | Sump Pump - PSU03 | NA | NA | NA | OM00001452 | OM00001439 | Mechanical Room 175, elev. Mach. Room sump | NA | NA | NA | 5 | 460 | DNA | Electric | 3 | NA | NA | \Classifications\Building System Class\D20-Plumbing\D2040 - Rain Drain\Sump Pump - PSU | 1009017
48-A1 | 48-A1 Hall of Justice | 48-A1-D3041-160-FDP02 | Fire Dampers - FDP02 | NA | NA | NA | OM00001449 | NA | Courtroom 103 & Judicial Asst. Rm. | NA | NA | NA | NA | 24 | DNA | Electric | 1 | NA | NA | \Classifications\Building System Class\D30-HVAC Systems\D3040 - Distribution SYS\Fire Dampers - FDP | 1009018
48-A1 | 48-A1 Hall of Justice | 48-A1-D3041-110-AHU05 | Air Handler Room (S-2) - AHU05 | ABB Motors S2 | MM59161-01 | AWB1652461-LKA | OM00005147 | NA | Mechanical Room | (3) CX112, (3) BX110 | (28) 24X24X22 -BAG FILTERS, (28) 24X24X2 FINAL FILTERS | NA | 15 | 230/460 | 40/20 | Electric | 3 | NA | NA | \Classifications\Building System Class\D30-HVAC Systems\D3040 - Distribution SYS\Air Handling Unit - AHU | 1009019
48-A1 | 48-A1 Hall of Justice | 48-A1-D3041-110-AHU06 | Air Handler Room (S-3) - AHU06 | ABB Motors S3 | MM58224-10 | AWB1652461-LKA | OM00005148 | NA | Mechanical Room | (3) CX105, (2) BX90 | (24) 24X24X22 -BAG FILTERS, (24) 24X24X2 FINAL FILTERS | NA | 15 | 230/460 | 40/20 | Electric | 3 | NA | NA | \Classifications\Building System Class\D30-HVAC Systems\D3040 - Distribution SYS\Air Handling Unit - AHU | 1009020
48-A1 | 48-A1 Hall of Justice | 48-A1-D3068-100-BAS01 | Building Automation System - BAS01 | TRANE | NA | TRACER SUMMIT | OM00019683 | 139010 | Maintenance Office | NA | NA | NA | NA | 110 | DNA | Electric | 1 | NA | NA | \Classifications\Building System Class\D30-HVAC Systems\D3060 - Control & Inst Air\Building Automation System - BAS | 1009021
48-A1 | 48-A1 Hall of Justice | 48-A1-D2023-100-CTY02 | Backflow Preventer - BFP02 MAIN DOMESTIC COLD WATER BFP02 MAIN DOMESTIC COLD WATER - AOC Owned/Testing performed by the City. | FEBCO | 9909281240 | 880V TYPE RP 3 inch | OM00019691 |  | COLD WATER TO SOUTH WING BUILDING | NA | NA | NA | NA | NA | NA | NA | NA | NA | NA | \Classifications\Building System Class\D20-Plumbing\D2020 - Domestic Water\Backflow Preventer - BFP | 1009024
48-A1 | 48-A1 Hall of Justice | 48-A1-D2023-100-CTY03 | Backflow Preventer - BFP03 MAIN FIRE - AOC Owned/Testing performed by the City. | FEBCO | 10521 | 806 TYPE YD 6 inch | OM00019692 |  | Exterior | NA | NA | NA | NA | NA | NA | NA | NA | NA | NA | \Classifications\Building System Class\D20-Plumbing\D2020 - Domestic Water\Backflow Preventer - BFP | 1009025
48-A1 | 48-A1 Hall of Justice | 48-A1-D2023-100-CTY04 | BFP04 MAIN DOMESTIC COLD WATER - AOC Owned/Testing performed by the City. | FEBCO | 9906111244 | 880V TYPE RP 2 inch | OM00001433 |  | COLD WATER TO NORTH WING BUILDING | NA | NA | NA | NA | NA | NA | NA | NA | NA | NA | \Classifications\Building System Class\D20-Plumbing\D2020 - Domestic Water\Backflow Preventer - BFP | 1009026
48-A1 | 48-A1 Hall of Justice | 48-A1-D4010-150-FMS01 | System Extinguishing,Wet Pipe - FMS01 | NA | NA | NA | OM00001431 | NA | County Storage Shop | NA | NA | NA | NA | NA | NA | NA | NA | NA | NA | \Classifications\Building System Class\D40-Fire Protection SYS\D4010 - Sprinkler SYS\Fire Systems, stand pipes - FMS | 1009028
48-A1 | 48-A1 Hall of Justice | 48-A1-D4010-150-FMS02 | System Extinguishing,Wet Pipe - FMS02 | NA | NA | NA | OM00001432 | NA | Exterior | NA | NA | NA | NA | NA | NA | NA | NA | NA | NA | \Classifications\Building System Class\D40-Fire Protection SYS\D4010 - Sprinkler SYS\Fire Systems, stand pipes - FMS | 1009029
48-A1 | 48-A1 Hall of Justice | 48-A1-D4024-100-FHS22 | Other Stand Pipe and Hose Systems - FHS22 | NA | NA | NA | OM00001447 | NA | Throughout | NA | NA | NA | NA | NA | NA | NA | NA | NA | NA | \Classifications\Building System Class\D40-Fire Protection SYS\D4020 - Stand Pipe\Other Stand Pipe Hose Systems - FHS | 1009030
48-A1 | 48-A1 Hall of Justice | 48-A1-D5010-200-ESD01 | Main Electrical Panel - SBR01 | GENERAL ELECTRIC | 1S1-37013 | AV INLINE SWITCHBOARD | OM00019689 |  | Exterior | NA | NA | NA | NA | 208 | 3000 | Electric | 3 | NA | NA | \Classifications\Building System Class\D50-Electrical SYS\D5010 - Elec Service & Dist\Electical Service and Distribution - ESD | 1009031
48-A1 | 48-A1 Hall of Justice | 48-A1-D5010-234-ATS01 | Automatic Transfer Switch - ATS01 | ASCO | 153643-5 | A300360041C | OM00019690 |  | Exterior | NA | NA | NA | NA | 208 | 600 | Electric | NA | NA | NA | \Classifications\Building System Class\D50-Electrical SYS\D5010 - Elec Service & Dist\Automatic Transfer Switch - ATS | 1009032
48-A1 | 48-A1 Hall of Justice | 48-A1-D5037-710-FAP01 | Fire Alarm Panel - FAP01 | NOTIFIER | FA09546743 | NFS2-640/E | OM00019675 | NA | Employee Entrance Hallway | NA | NA | NA | NA | 110 | DNA | Electric | 1 | NA | NA | \Classifications\Building System Class\D50-Electrical SYS\D5030 - Comm & Security\Fire Alarm Panel - FAP | 1009033
48-A1 | 48-A1 Hall of Justice | 48-A1-D5092-250-EML62 | Emergency And Exit Lighting - EML62 | LITHONIA | NA | QUANTUM SERIES | OM00032440 | NA | Throughout | NA | NA | NA | NA | 110 | DNA | Electric | 1 | NA | NA | \Classifications\Building System Class\D50-Electrical SYS\D5090 - Elec SYS\Emergency And Exit Lighting - EML | 1009035
48-A1 | 48-A1 Hall of Justice | 48-A1-D3012-120-GMR01 | Gas Meter Readings - GMR01 | Roots Meter | 7460149 | 11M125 | OM00005161 | NA | Exterior | NA | NA | NA | NA | NA | NA | NA | NA | NA | NA | \Classifications\Building System Class\D30-HVAC Systems\D3010 - Energy Supply\Gas Meter Readings - GMR | 1009039
48-A1 | 48-A1 Hall of Justice | 48-A1-D2020-130-WMR01 | Water Meter Readings - WMR01 | NA | NA | NA | OM00019682 | NA | Exterior | NA | NA | NA | NA | NA | NA | NA | NA | NA | NA | \Classifications\Building System Class\D20-Plumbing\D2020 - Domestic Water\Water Meter Readings - WMR | 1009040
48-A1 | 48-A1 Hall of Justice | 48-A1-G2050-200-LSC01 | Landscaping - LSC01 | NA | NA | NA | OM00001437 |  | Exterior | NA | NA | NA | NA | NA | NA | NA | NA | NA | NA | \Classifications\Building System Class\G20-Other Systems\G2050 - Landscaping\Landscaping - LSC | 1009041
48-A1 | 48-A1 Hall of Justice | 48-A1-D5092-250-ELT26 | Exterior Lighting - ELT26 | NA | NA | NA | OM00032441 | NA | Exterior | NA | NA | NA | NA | 110 | DNA | Electric | 1 | NA | NA | \Classifications\Building System Class\D50-Electrical SYS\D5090 - Elec SYS\Exterior Lighting - ELT | 1009042
48-A1 | 48-A1 Hall of Justice | 48-A1-G2049-300-HSC18 | Hardscape - HSC18 | NA | NA | NA | OM00001436 | NA | Exterior | NA | NA | NA | NA | NA | NA | NA | NA | NA | NA | \Classifications\Building System Class\G20-Other Systems\G2040 - Site Development\Hardscape - HSC | 1009043
48-A1 | 48-A1 Hall of Justice | 48-A1-D2023-100-BFP05 | BFP05 MAIN IRRIGATION - AOC Owned/Testing performed by the City. | WATTS | 210074 | 009M2OT RP 2 inch | OM00001434 |  | Exterior | NA | NA | NA | NA | NA | NA | NA | NA | NA | NA | \Classifications\Building System Class\D20-Plumbing\D2020 - Domestic Water\Backflow Preventer - BFP | 1009802
48-A1 | 48-A1 Hall of Justice | 48-A1-D5092-210-GEN02 | Emergency Standby Generator - GEN02 | Cummins | G100136479 | DSHAC-4872209 | OM00000257 | Plant #14316 B4316 | Exterior | NA | Fleetguard #AF25708M / Nelson#870904N | NA | 364 | 208 | 694 | Diesel | 3 | NA | NA | \Classifications\Building System Class\D50-Electrical SYS\D5090 - Elec SYS\Emergency Generator - GEN | 1009803
48-A1 | 48-A1 Hall of Justice | 48-A1-D2023-310-HWP03 | Domestic Hot Water Circulating Pump - HWP03 | Bell & Gossett Motors | 6189 | Series 100 | OM00032212 |  | North Wing HOJ Mechanical Room | NA | NA | NA | 1/2hp | 110 | 1.75 | electric | 1 | NA | NA | \Classifications\Building System Class\D20-Plumbing\D2020 - Domestic Water\Domestic Hot Water Circulating Pump - HWP | 1013633
48-A1 | 48-A1 Hall of Justice | 48-A1-D2040-100-PSU04 | Sump Pump - PSU04 | Zoeller Pump Co. | NA | NA | OM00032213 |  | Exterior | NA | NA | NA | 5 | 460 | DNA | electric | 3 | NA | NA | \Classifications\Building System Class\D20-Plumbing\D2040 - Rain Drain\Sump Pump - PSU | 1013634
48-A1 | 48-A1 Hall of Justice | 48-A1-D3041-230-RFN01 | Fan, Return-RFN01 | Trane | J4E34379 | 3657 | OM00032214 |  | Roof | B-100 (x2) | NA | NA | 5 | 230/460 | 13.1/6.54 | electric | 3 | NA | NA | \Classifications\Building System Class\D30-HVAC Systems\D3040 - Distribution SYS\Supply/Exhaust/Return fans- FAN | 1013635
48-A1 | 48-A1 Hall of Justice | 48-A1-D3041-230-RFN02 | Fan, Return-RFN02 | Trane | U4E34380 | 33S7 | OM00032211 |  | Roof | B-87 (x2) | NA | NA | 5 | 230/460 | DNA | electric | 3 | NA | NA | \Classifications\Building System Class\D30-HVAC Systems\D3040 - Distribution SYS\Supply/Exhaust/Return fans- FAN | 1013636
48-A1 | 48-A1 Hall of Justice | 48-A1-D3041-230-RFN03 | Fan, Return-RFN03 | Trane | U4S34400 | 33S7 | OM00032215 |  | Roof | B-87 (x2) | NA | NA | 5 | 230/460 | DNA | electric | 3 | NA | NA | \Classifications\Building System Class\D30-HVAC Systems\D3040 - Distribution SYS\Supply/Exhaust/Return fans- FAN | 1013637
48-A1 | 48-A1 Hall of Justice | 48-A1-D1013-310-WCL04 | Wheel Chair Lift - WCL04 | NA | NA | NA | OM00032209 | State ID# 160508 | 600 Union Ave - 2nd floor south East Breezeway to 530 Union | [6 empty] | Electric |  |  |  | \Classifications\Building System Class\D10-Conveyance Systems\D1010 - Elevator\Wheelchair Lift - WCL | 1015483
48-A1 | 48-A1 Hall of Justice | 48-A1-D3090-114-CMP02 | Compressor, Trailer - Flood Pumps - CMP02 | Sullair | 2.01206E+11 | 375H / 275HAFDPQ-CA3 | OM00032221 |  | Utility Yard | NA | NA | NA | 140 | NA | NA | Diesel | NA | NA | NA | \Classifications\Building System Class\D30-HVAC Systems\D3090 - Other HVAC Systems and Equipment\Air Compressor - CMP | 1015673
48-A1 | 48-A1 Hall of Justice | 48-A1-D1013-310-WCL03 | Wheelchair Lift - WCL03 | Porch Lift | NA | NA | OM00019672 | State ID# 156361 | West Entry Lobby | NA | NA | NA | NA | 110 | DNA | Electric | 1 | NA | NA | \Classifications\Building System Class\D10-Conveyance Systems\D1010 - Elevator\Wheelchair Lift - WCL | 1015852
48-A1 | 48-A1 Hall of Justice | 48-A1-C1020-110-FRD01 | Fire Door Rolling Overhead FRD01 | Cookson | 33603 | FD-10 | OM00032223 |  | North Wing Window Opening from Room 269 to Room 257 | NA | NA | NA | NA | NA | DNA | NA | DNA | NA | NA | \Classifications\Building System Class\C10-General Building Interior\C1020 - Fire Doors\Fire Doors - FRD | 1017625
48-A1 | 48-A1 Hall of Justice | 48-A1-C1020-110-FRD02 | Fire Door Rolling Overhead FRD02 | Cookson | 33608 | FD-10 | OM00032224 |  | Door Opening from Room 254 to Room 269 | NA | NA | NA | NA | NA | NA | NA | NA | NA | NA | \Classifications\Building System Class\C10-General Building Interior\C1020 - Fire Doors\Fire Doors - FRD | 1017626
48-A1 | 48-A1 Hall of Justice | 48-A1-C1020-110-FRD03 | Fire Door Rolling Overhead FRD03 | Cookson | 33607 | FD-10 | OM00032225 |  | Door Opening from Room 254 to Room 259 | NA | NA | NA | NA | NA | NA | NA | NA | NA | NA | \Classifications\Building System Class\C10-General Building Interior\C1020 - Fire Doors\Fire Doors - FRD | 1017627
48-A1 | 48-A1 Hall of Justice | 48-A1-C1020-110-FRD05 | Fire Door Rolling Overhead FRD05 | Cookson | 33605 | FD-10 | OM00032227 |  | Door Opening from Room 254 to Room 259 | NA | NA | NA | NA | NA | NA | NA | NA | NA | NA | \Classifications\Building System Class\C10-General Building Interior\C1020 - Fire Doors\Fire Doors - FRD | 1017629
48-A1 | 48-A1 Hall of Justice | 48-A1-C1020-110-FRD06 | Fire Door Rolling Overhead FRD06 | Cookson | 33604 | FD-10 | OM00032228 |  | Door Opening from Room 254 to Room 259 | NA | NA | NA | NA | NA | DNA | NA | DNA | NA | NA | \Classifications\Building System Class\C10-General Building Interior\C1020 - Fire Doors\Fire Doors - FRD | 1017630
48-A1 | 48-A1 Hall of Justice | 48-A1-C1020-110-FRD04 | Fire Door Rolling Overhead FRD04 | Cookson | 33606 | FD-10 | OM00032226 |  | Door Opening from Room 254 to Room 259 | NA | NA | NA | NA | NA | NA | NA | NA | NA | NA | \Classifications\Building System Class\C10-General Building Interior\C1020 - Fire Doors\Fire Doors - FRD | 1017628
48-A1 | 48-A1 Hall of Justice | 48-A1-D2023-100-BFP06 | Backflow Preventer - BFP01 | Wilkens Zurn | A318893 | 350XL | OM00032521 |  | Basement South Wing Mechanical Room | NA | NA | NA | NA | NA | [5 empty] | \Classifications\Building System Class\D20-Plumbing\D2020 - Domestic Water\Backflow Preventer - BFP | 1018022
48-A1 | 48-A1 Hall of Justice | 48-A1-D2040-100-PSU05 | Sump Pump PSU05 |  |  |  | OM00032536 |  | Outside Southside of 48-A1 |  |  |  | 7.5 | 460 |  |  | 3 |  |  | \Classifications\Building System Class\D20-Plumbing\D2040 - Rain Drain\Sump Pump - PSU | 1018547
48-A1 | 48-A1 Hall of Justice | 48-A1-D3050-250-ACU04 | Air Conditioning Split System - ACU04 | Fujitsu | GDN000412 | AOU24CL1 | OM00032484 |  | 2nd Floor IDF Room 252 | NA | NA, Washable | R-410A |  | 208 | 20 | Electric | 1 | 24000 | NA | \Classifications\Building System Class\D30-HVAC Systems\D3050 - Package SYS\Air Conditioning,Split System - ACU | 1019323
48-A1 | 48-A1 Hall of Justice | 48-A1-B2033-120-DOR03 | Automatic Low Energy Door Operator- Main Exit Door | Besam | BS 688 384 | Besam Assa Abloy SW100 | OM00032540 |  | Floor 1, Main Public Exit Door | NA | NA | NA | NA | 120 | 75 Watts | Electric | 1 | NA | NA | \Classifications\Building System Class\B20-General Building Exterior\B2030 - Exterior Doors\Door,Automatic-Sliding,Revolving - DOR | 1019329
48-A1 | 48-A1 Hall of Justice | 48-A1-G2023-150-PEG01 | Sally Port Parking Gate Operator | Elite Access Systems | U0531004785 | CSW-200-UL | OM00032539 |  | Sally Port NE side of Bldg | NA | NA | NA | 0.5 | 120 | 4 | Electric | 1 | NA | NA | \Classifications\Building System Class\G20-Other Systems\G2020 - Parking Lots\Secured Parking Gate - PEG | 1019330
48-A1 | 48-A1 Hall of Justice | 48-A1-D5011-240-TRN01 | Electrical, Transformer - TRN01 | General Electric | NA | 9T26Y5075 G2 | OM00032947 |  | 1st Floor North Riser Room 196 | NA | NA | NA | NA | 480/208/120VAC | 750KVA | Electric | 3 |  |  | \Classifications\Building System Class\D50-Electrical SYS\D5010 - Elec Service & Dist\Transformer - TRN | 1020288
48-A1 | 48-A1 Hall of Justice | 48-A1-D5011-240-CTY02 | Electrical, Transformer - TRN02 | General Electric | DNA | Unknown | OM00032948 |  | Exterior Utility Yard South | NA | NA | NA | NA | 480VAC | 12kVA | Electric | 3 | NA | NA | \Classifications\Building System Class\D50-Electrical SYS\D5010 - Elec Service & Dist\Transformer - TRN | 1020289
48-A1 | 48-A1 Hall of Justice | 48-A1-D2030-410-PMS03 | Pump, Ejector Sewage - PMS03 | Grundfos | 9863243810000024 | SL1.30.A30.30.4.61J.C | OM00032943 |  | Breezeway between A1/A2, Pit #2 | NA | NA | NA | 3.7 | 208VAC | 9.8 | Electric | 3 |  |  | \Classifications\Building System Class\D20-Plumbing\D2030 - Sani Waste\Sewage Ejector Pump - PMS | 1020305
48-A1 | 48-A1 Hall of Justice | 48-A1-D2030-410-PMS04 | Pump, Ejector Sewage - PMS04 | Grundfos | 9863243810000021 | SL1.30.A30.30.4.61J.C | OM00032944 |  | Grounds Breezeway between A1/A2, Pit #2 | NA | NA | NA | 3.7 | 208VAC | 9.8 | Electric | 3 | NA | NA | \Classifications\Building System Class\D20-Plumbing\D2030 - Sani Waste\Sewage Ejector Pump - PMS | 1020306
48-A1 | 48-A1 Hall of Justice | 48-A1-D2040-100-PSU09 | Pump, Sump - PSU09 | Grundfos | 9862506310000030 | SL1.30.A40.55.4.61J.C | OM00032945 |  | Grounds SE corner of 48-A1 at Sheriffs traffic circle, Pit #3 | NA | NA | NA | 5.5 | 208VAC | 17.3 | Electric | 3 | NA | NA | \Classifications\Building System Class\D20-Plumbing\D2040 - Rain Drain\Sump Pump - PSU | 1020307
48-A1 | 48-A1 Hall of Justice | 48-A1-D2040-100-PSU10 | Pump, Sump - PSU10 | Grundfos | 9862506310000025 | SL1.30.A40.55.4.61J.C | OM00032946 |  | Grounds SE corner of 48-A1 at Sheriffs traffic circle, Pit #3 | NA | NA | NA | 5.5 | 208VAC | 17.3 | Electric | 3 | NA | NA | \Classifications\Building System Class\D20-Plumbing\D2040 - Rain Drain\Sump Pump - PSU | 1020308
48-A1 | 48-A1 Hall of Justice | 48-A1-D2040-100-PSU07 | Pump, Sump - PSU07 | Grundfos | 9862506310000031 | SL1.30.A40.55.4.61J.C | OM00032941 |  | Grounds Breezeway between A1/A2, Pit #2 | NA | NA | NA | 5.5 | 208VAC | 17.3 | Electric | 3 | NA | NA | \Classifications\Building System Class\D20-Plumbing\D2040 - Rain Drain\Sump Pump - PSU | 1020309
48-A1 | 48-A1 Hall of Justice | 48-A1-D2040-100-PSU08 | Pump, Sump - PSU08 | Grundfos | 9862506310000032 | SL1.30.A40.55.4.61J.C | OM00032942 |  | Grounds Breezeway between A1/A2, Pit #2 | NA | NA | NA | 5.5 | 208VAC | 17.3 | Electric | 3 | NA | NA | \Classifications\Building System Class\D20-Plumbing\D2040 - Rain Drain\Sump Pump - PSU | 1020310
48-A2 | 48-A2 Law and Justice Center | 48-A2-D3041-110-AHU16 | Air Handling Unit - AHU16 | Temtrol | 31998 | RDR64M | OM00005151 | NA | Roof | (4) BX120, (3) BX133 | 24x24x2-(18) pleated filters, 24x24x22-(18) bag filters | NA | 40 (SUPPLY FAN) / 15 (RETURN FAN) | 460 | 48.5 (SUPPLY FAN) / 18.3 (RETURN FAN) | Electric | 3 | NA | NA | \Classifications\Building System Class\D30-HVAC Systems\D3040 - Distribution SYS\Air Handling Unit - AHU | EQ-1005926
48-A2 | 48-A2 Law and Justice Center | 48-A2-D4031-100-FEX06 | Fire Extinguisher - FEX06 | AMEREX | HW-418218 | 456 | OM00005162 |  | Throughout | NA | NA | NA | NA | NA | NA | NA | NA | NA | NA | \Classifications\Building System Class\D40-Fire Protection SYS\D4030 - FIRE SPEC\Fire Extinguisher - FEX | EQ-1005927
48-A2 | 48-A2 Law and Justice Center | 48-A2-B2010-100-BLD01 | Building Structure | NA | NA | NA | OM00032442 | NA | NA | NA | NA | NA | NA | NA | NA | NA | NA | NA | NA | \Classifications\Building System Class\B20-General Building Exterior\B2010 - Exterior Walls\Building - BLD | EQ-1007391
48-A2 | 48-A2 Law and Justice Center | 48-A2-D5092-250-EML18 | Emergency And Exit Lighting - EML18 | Lithonia | NA | NA | OM00019674 | NA | Throughout | NA | NA | NA | NA | 110 | DNA | Electric | 1 | NA | NA | \Classifications\Building System Class\D50-Electrical SYS\D5090 - Elec SYS\Emergency And Exit Lighting - EML | 1009044
48-A2 | 48-A2 Law and Justice Center | 48-A2-D1010-100-ELE01 | Elevator ELE01 - Inmate | Thyssen Krup | EAL536 | EP08020 | OM00032232 | State ID# 156491 | 530 Union Ave - West Holding | NA | NA | NA | NA | 480 | 28.4 | Electric | 3 | NA | NA | \Classifications\Building System Class\D10-Conveyance Systems\D1010 - Elevator\Elevator,Hydraulic,Pass/Freight - ELE | 1011604
48-A2 | 48-A2 Law and Justice Center | 48-A2-D1010-100-CTY02 | Elevator 2, County maintained | DNA | DNA | DNA | DNA | County Maintained/County Permitted | 530 Union - Secured area | [10 empty] | \Classifications\Building System Class\D10-Conveyance Systems\D1010 - Elevator\Elevator,Electric,Pass/Freight - ELE | 1011606
48-A2 | 48-A2 Law and Justice Center | 48-A2-D1010-100-CTY03 | Elevator 3, County maintained | DNA | DNA | DNA | DNA | County Maintained/County Permitted | 530 Union - Secured location | [10 empty] | \Classifications\Building System Class\D10-Conveyance Systems\D1010 - Elevator\Elevator,Electric,Pass/Freight - ELE | 1011607
48-A2 | 48-A2 Law and Justice Center | 48-A2-D3068-100-BAS01 | Building Automation System - BAS01 | Johnson Controls | NA | NCE | OM00032222 |  | IT Room | NA | NA | NA | NA | 110 | DNA | Electric | 1 | NA | NA | \Classifications\Building System Class\D30-HVAC Systems\D3060 - Control & Inst Air\Building Automation System - BAS | 1015819
48-A2 | 48-A2 Law and Justice Center | 48-A2-D3050-250-ACU01 | Air Conditioning,Split System - ACU03 | Movin Cool | 9306 0058 | CM-12 | OM00032230 |  | IT Room | NA | 20x20x1 | R-22 | DNA | 110 | 11.8 | electric | 1 | NA | 10500 | \Classifications\Building System Class\D30-HVAC Systems\D3050 - Package SYS\Air Conditioning,Split System - ACU | 1016086
48-A3 | 48-A3 Old Solano Courthouse | 48-A3-B2010-100-BLD01 | Building - BLD-01 | NA | NA | NA | OM00032531 |  |  | NA | NA | NA | NA | NA |  | NA |  | NA | NA | \Classifications\Building System Class\B20-General Building Exterior\B2010 - Exterior Walls\Building - BLD | 1017644
48-A3 | 48-A3 Old Solano Courthouse | 48-A3-D2023-100-CTY04 | Backflow Preventer - BFP04 | Febco | H019391 | 805 YB | OM00032108 |  | North Sidewalk at Empire st. adjacent to Driveway | NA | NA | NA | NA | NA | NA | NA | NA | NA | NA | \Classifications\Building System Class\D20-Plumbing\D2020 - Domestic Water\Backflow Preventer - BFP | 1018187
48-A3 | 48-A3 Old Solano Courthouse | 48-A3-D3021-130-BLR01 | Boiler, Hot Water, Oil/Gas/Comb. - BLR01 | Hydrotherm | 12154 CRN#M1500-5C | KN6 (2013) | OM00032245 |  | Boiler Room | NA | NA | NA | NA | 120 | 6A | Gas | 1 | 600000 | 510000 | \Classifications\Building System Class\D30-HVAC Systems\D3020 - Heat SYS\Boiler,Hot Water,Oil/Gas/Comb. - BLR | 1018189
48-A3 | 48-A3 Old Solano Courthouse | 48-A3-D3040-120-FCU03 | Fan Coil Unit - FCU03 | Mitsubishi | 34M00308 | PKFY-P24NKMU-E2 | OM00019677 |  | MDF Room 033 | NA | NA | R-410A | NA | 208 | 15 | NA | 1 | 24000 | NA | \Classifications\Building System Class\D30-HVAC Systems\D3040 - Distribution SYS\Fan Coil Unit - FCU | 1018195
48-A3 | 48-A3 Old Solano Courthouse | 48-A3-D5092-210-GEN01 | Emergency Standby Generator - GEN01 | Spectrum Detroit | 602060 | Model: 300DS, Spec: PA-191274 | OM00005171 | Plant #21270 | North Utility Yard at Empire St. | NA | NA | NA | 490 | 240VAC | 300kW | Diesel | 3 | DNA | DNA | \Classifications\Building System Class\D50-Electrical SYS\D5090 - Elec SYS\Emergency Generator - GEN | 1018197
48-A3 | 48-A3 Old Solano Courthouse | 48-A3-D3020-100-HET02 | Heater Water Expansion Tank (Dearator)- HET02 | Wessels | CRN L9699.5C L35 | HD.099 2:1 SH.107 | OM00032250 |  | Boiler Room 032 | NA | NA | NA | NA | NA | NA | NA | NA | NA | NA | \Classifications\Building System Class\D30-HVAC Systems\D3020 - Heat SYS\Heater Water Expansion Tank - HET | 1018199
48-A3 | 48-A3 Old Solano Courthouse | 48-A3-D2022-260-HWG01 | Water Heater, Domestic, Gas - HWG01 | State | 1342M001648 | SUF100199NE 100 Item #9281056001 | OM00032248 |  | Boiler Room 032 | NA | NA | NA | NA | 120 | 5A | Gas | 1 | 199,900 | NA | \Classifications\Building System Class\D20-Plumbing\D2020 - Domestic Water\Domestic Water Heater, Gas - HWG | 1018201
48-A3 | 48-A3 Old Solano Courthouse | 48-A3-D2023-310-HWP01 | Pump, Domestic Hot Water Circulating - HWP02 | Bell and Gosset | 1BL003LF J31 | PL-36B | OM00032254 |  | Boiler Room 032 | NA | NA | NA | NA | 115 | 2.1A | Electric | 1 | NA | NA | \Classifications\Building System Class\D20-Plumbing\D2020 - Domestic Water\Domestic Hot Water Circulating Pump - HWP | 1018202
48-A3 | 48-A3 Old Solano Courthouse | 48-A3-D5011-240-TRN02 | Electrical, Transformer - TRN02 | GE | 1M0325655 | 9T83B3819G51 | OM00032102 |  | North Utility Yard at Empire St. | NA | NA | NA | NA | 240D-208Y | 400kVA | Electric | 3 | NA | NA | \Classifications\Building System Class\D50-Electrical SYS\D5010 - Elec Service & Dist\Transformer - TRN | 1018208
48-A3 | 48-A3 Old Solano Courthouse | 48-A3-D5010-234-ATS01 | Automatic Transfer Switch - ATS01 | ASCO | NA | J7ATB C3 150 C5XM | OM00032103 |  | North Utility Yard at Empire St. | NA | NA | NA | NA | 208VAC | 150A | Electric | 3 | NA | NA | \Classifications\Building System Class\D50-Electrical SYS\D5010 - Elec Service & Dist\Automatic Transfer Switch - ATS | 1018182
48-A3 | 48-A3 Old Solano Courthouse | 48-A3-D5010-234-ATS02 | Automatic Transfer Switch - ATS02 | ASCO | NA | J7ATB C3 150 C5XM | OM00032104 |  | North Utility Yard at Empire St. | NA | NA | NA | NA | 208VAC | 600A | Electric | 3 | NA | NA | \Classifications\Building System Class\D50-Electrical SYS\D5010 - Elec Service & Dist\Automatic Transfer Switch - ATS | 1018183
48-A3 | 48-A3 Old Solano Courthouse | 48-A3-D2023-100-CTY01 | Backflow Preventer - BFP01 | Watts | 13931 | LF009M2QT | OM00032242 |  | South Sidewalk at Texas St. | NA | NA | NA | NA | NA | NA | NA | NA | NA | NA | \Classifications\Building System Class\D20-Plumbing\D2020 - Domestic Water\Backflow Preventer - BFP | 1018184
48-A3 | 48-A3 Old Solano Courthouse | 48-A3-D2023-100-CTY02 | Backflow Preventer - BFP02 | Wilkins-Zurn | 3664695 | 975 XL2 | OM00032243 |  | North Sidewal at Empire St. Adjacent to Fire OS&Y Valves | NA | NA | NA | NA | NA | NA | NA | NA | NA | NA | \Classifications\Building System Class\D20-Plumbing\D2020 - Domestic Water\Backflow Preventer - BFP | 1018185
48-A3 | 48-A3 Old Solano Courthouse | 48-A3-D2023-100-CTY03 | Backflow Preventer - BFP03 | Febco | N13050806657 | 856 DCDA | OM00032107 |  | North Sidewalk at Empire st. adjacent to Driveway | NA | NA | NA | NA | NA | NA | NA | NA | NA | NA | \Classifications\Building System Class\D20-Plumbing\D2020 - Domestic Water\Backflow Preventer - BFP | 1018186
48-A3 | 48-A3 Old Solano Courthouse | 48-A3-D2023-100-BFP05 | Backflow Preventer - BFP05 | Watts | 022593RP | LF009M2QT | OM00032244 |  | Boiler Room | NA | NA | NA | NA | NA | NA | NA | NA | NA | NA | \Classifications\Building System Class\D20-Plumbing\D2020 - Domestic Water\Backflow Preventer - BFP | 1018188
48-A3 | 48-A3 Old Solano Courthouse | 48-A3-D3021-130-BLR02 | Boiler, Hot Water, Oil/Gas/Comb. - BLR02 | Hydrotherm | 12155 CRN#M1500-5C | KN6 (2013) | OM00032246 |  | Boiler Room | NA | NA | NA | NA | 120 | 6A | Gas | 1 | 600000 | 510000 | \Classifications\Building System Class\D30-HVAC Systems\D3020 - Heat SYS\Boiler,Hot Water,Oil/Gas/Comb. - BLR | 1018190
48-A3 | 48-A3 Old Solano Courthouse | 48-A3-D5036-200-CSY01 | Clock Systems - CSY01 | American Time | 00116D050113 | ASQMSTR-00X2E | OM00005163 |  | IDR Room 227 | NA | NA | NA | NA | 120 | DNA | Electric | 1 | NA | NA | \Classifications\Building System Class\D50-Electrical SYS\D5030 - Comm & Security\Clock Systems - CSY | 1018191
48-A3 | 48-A3 Old Solano Courthouse | 48-A3-D5037-710-FAP01 | Fire Alarm Panel - FAP01 | Honeywell Notifier | NA | NFS-320 | OM00032256 |  | FACP Room 029 | NA | NA | NA | NA | 115 | NA | Electric | 1 | NA | NA | \Classifications\Building System Class\D50-Electrical SYS\D5030 - Comm & Security\Fire Alarm Panel - FAP | 1018192
48-A3 | 48-A3 Old Solano Courthouse | 48-A3-D3040-120-FCU01 | Fan Coil Unit - FCU01 | Mitsubishi | 34M00306 | PKFY-P24NKMU-E2 | OM00019676 |  | Main Electrical Room 028 | NA | NA | R-410A | NA | 208 | 15 | NA | 1 | 24000 | NA | \Classifications\Building System Class\D30-HVAC Systems\D3040 - Distribution SYS\Fan Coil Unit - FCU | 1018193
48-A3 | 48-A3 Old Solano Courthouse | 48-A3-D3040-120-FCU02 | Fan Coil Unit - FCU02 | Mitsubishi | 34M00304 | PKFY-P24NKMU-E2 | OM00032229 |  | FACP Room 029 | NA | NA | R-410A | NA | 208 | 15 | NA | 1 | 24000 | NA | \Classifications\Building System Class\D30-HVAC Systems\D3040 - Distribution SYS\Fan Coil Unit - FCU | 1018194
48-A3 | 48-A3 Old Solano Courthouse | 48-A3-D3040-120-FCU04 | Fan Coil Unit - FCU04 | Mitsubishi | 32M00295 | PKFY-P24NKMU-E2 | OM00019678 |  | IDF Room 113 | NA | NA | R-410A | NA | 208 | 15 | NA | 1 | 24000 | NA | \Classifications\Building System Class\D30-HVAC Systems\D3040 - Distribution SYS\Fan Coil Unit - FCU | 1018196
48-A3 | 48-A3 Old Solano Courthouse | 48-A3-D3020-100-HET01 | Heater Water Expansion Tank (Dearator)- HET01 | Wessels | 13-4230 | 271551 Size:12c | OM00032251 |  | Boiler Room 032 | NA | NA | NA | NA | NA | NA | NA | NA | NA | NA | \Classifications\Building System Class\D30-HVAC Systems\D3020 - Heat SYS\Heater Water Expansion Tank - HET | 1018198
48-A3 | 48-A3 Old Solano Courthouse | 48-A3-D3020-100-HET03 | Heater Water Expansion Tank (Dearator)- HET03 | Lochinvar | J13J00256398 | RVU120 | OM00032249 |  | Boiler Room 032 | NA | NA | NA | NA | NA | NA | NA | NA | NA | NA | \Classifications\Building System Class\D30-HVAC Systems\D3020 - Heat SYS\Heater Water Expansion Tank - HET | 1018200
48-A3 | 48-A3 Old Solano Courthouse | 48-A3-G2023-150-PEG01 | Security Parking Gate - PEG01 | HY Security | SL15-1427-585 | Slide Smart DC15 | OM00032110 |  | NW Corner of Parking Lot | NA | NA | NA | NA | 120 | 3A | Electric | 1 | NA | NA | \Classifications\Building System Class\G20-Other Systems\G2020 - Parking Lots\Secured Parking Gate - PEG | 1018203
48-A3 | 48-A3 Old Solano Courthouse | 48-A3-D3044-125-PHW01 | Pump, Hot Water - PHW01 | Bell and Gosset | PH013178 | 1510 1.25AC 6.5BF | OM00032252 |  | Boiler Room 032 | NA | NA | NA | NA | 208 | 4.5A | Electric | 3 | NA | NA | \Classifications\Building System Class\D30-HVAC Systems\D3040 - Distribution SYS\Hot Water Pump - PHW | 1018204
48-A3 | 48-A3 Old Solano Courthouse | 48-A3-D5010-200-ESD03 | Electrical, Switchboard, under 560 volts - SBR01 | GE | 17822238D-2 | 47512400 | OM00005170 |  | Main Electrical Room | NA | NA | NA | NA | 208 | 1600A | Electric | 3 | NA | NA | \Classifications\Building System Class\D50-Electrical SYS\D5010 - Elec Service & Dist\Electical Service and Distribution - ESD | 1018205
48-A3 | 48-A3 Old Solano Courthouse | 48-A3-D5010-200-ESD02 | Electrical, Switchboard, under 560 volts - SBR02 | GE | NA | NA | OM00032105 |  | Exterior | NA | NA | NA | NA | 208 | 600A | Electric | 3 | NA | NA | \Classifications\Building System Class\D50-Electrical SYS\D5010 - Elec Service & Dist\Electical Service and Distribution - ESD | 1018206
48-A3 | 48-A3 Old Solano Courthouse | 48-A3-D5011-240-TRN01 | Electrical, Transformer - TRN01 | Cooper Power Systems | 0001FP11XKFA | CP1450001247 | OM00005172 |  | North Utility Yard at Empire St. | NA | NA | NA | NA | 12kV-208Y | 750kVA | Electric | 3 | NA | NA | \Classifications\Building System Class\D50-Electrical SYS\D5010 - Elec Service & Dist\Transformer - TRN | 1018207
48-A3 | 48-A3 Old Solano Courthouse | 48-A3-D3041-110-AHU01 | Air Handling Unit - AHU01 | Alliance Air Products | 1977AHU1 | 2 SB-64.6-AS-PF-EC-FF-H -DX-PF-CU/Job:1312-1977 | OM00032481 |  | Roof | NA | See Notes | R-410A | SF: 40 RF: 25 | 208 | 110A | Electric | 3 | NA | NA | \Classifications\Building System Class\D30-HVAC Systems\D3040 - Distribution SYS\Air Handling Unit - AHU | 1018389
48-A3 | 48-A3 Old Solano Courthouse | 48-A3-D3031-210-CDR01 | Condenser, Air Cooled CDR01 | Mitsubishi Electric | 3YW00775 | PUHY-P72TKMU-A | OM00032474 |  | Roof | NA | NA | R-410A |  | 208/230 | DNA | Electric | 3 | NA | NA | \Classifications\Building System Class\D30-HVAC Systems\D3030 - Cooling SYS\Condensing Unit, Air Cooled - CDR | 1018390
48-A3 | 48-A3 Old Solano Courthouse | 48-A3-D3031-210-CDR02 | Condenser, Air Cooled CDR02 | Mitsubishi Electric | 3YW00776 | PUHY-P72TKMU-A | OM00032475 |  | Roof | NA | NA | R-410A |  | 208/230 |  | Electric | 3 | NA | NA | \Classifications\Building System Class\D30-HVAC Systems\D3030 - Cooling SYS\Condensing Unit, Air Cooled - CDR | 1018391
48-A3 | 48-A3 Old Solano Courthouse | 48-A3-B2033-120-DOR02 | Door, Automatic Sliding - DOH02 |  |  |  | OM00032523 |  | 1st Floor | NA | NA | NA | NA | 120 |  | Electric | 1 | NA | NA | \Classifications\Building System Class\B20-General Building Exterior\B2030 - Exterior Doors\Door,Automatic-Sliding,Revolving - DOR | 1018394
48-A3 | 48-A3 Old Solano Courthouse | 48-A3-D3031-210-CDR03 | AHU 1 Condensing unit- Air Cooled CDR03 | Carrier | 0514Q80119 | 38APD0805JA1C020 | OM00032473 |  | Roof | NA | NA | R-410A | NA | 208 | Compresors: RLA: 55.8A Each, LRA: 340A Fans: 1.4HP, FLA 6A each Qty 5 | Electric | 3 | NA | NA | \Classifications\Building System Class\D30-HVAC Systems\D3030 - Cooling SYS\Condensing Unit, Air Cooled - CDR | 1018392
48-A3 | 48-A3 Old Solano Courthouse | 48-A3-B2033-120-DOR01 | Door, Automatic Sliding - DOH01 |  |  |  | OM00032522 |  | 1st Floor | NA | NA | NA | NA | 120 |  | Electric | 1 | NA | NA | \Classifications\Building System Class\B20-General Building Exterior\B2030 - Exterior Doors\Door,Automatic-Sliding,Revolving - DOR | 1018393
48-A3 | 48-A3 Old Solano Courthouse | 48-A3-D3042-220-EFN01 | Fan, Exhaust - EFN01 | Soler & Palau USA Ventilation Systems | Serial # Obscured. Order:B128235 WO:460493 | SQB10 | OM00032111 |  | Ceiling above counter in 010; Serves Restroom 011 | NA | NA | NA | 1/2 | 115 |  | Electric | 1 | NA | NA | \Classifications\Building System Class\D30-HVAC Systems\D3040 - Distribution SYS\Supply/Exhaust/Return fans- FAN | 1018395
48-A3 | 48-A3 Old Solano Courthouse | 48-A3-D3042-220-EFN02 | Fan, Exhaust - EFN02 | Soler & Palau USA Ventilation Systems | 100134335 | SQB08 | OM00032112 |  | Mens Restroom Ceiling 031 | NA | NA | NA | 1/4 | 115 |  | Electric | 1 | NA | NA | \Classifications\Building System Class\D30-HVAC Systems\D3040 - Distribution SYS\Supply/Exhaust/Return fans- FAN | 1018396
48-A3 | 48-A3 Old Solano Courthouse | 48-A3-D3042-220-EFN06 | Fan, Exhaust - EFN06 | Soler & Palau USA Ventilation Systems | 100134338 | RED06 | OM00032479 |  | Roof | NA | NA | NA | 1/10 | 115 |  | Electric | 1 | NA | NA | \Classifications\Building System Class\D30-HVAC Systems\D3040 - Distribution SYS\Supply/Exhaust/Return fans- FAN | 1018400
48-A3 | 48-A3 Old Solano Courthouse | 48-A3-D3042-220-EFN07 | Fan, Exhaust - EFN07 | NA | NA | NA | OM00032480 |  | Roof | NA | NA | NA |  | 115 |  | Electric | 1 | NA | NA | \Classifications\Building System Class\D30-HVAC Systems\D3040 - Distribution SYS\Supply/Exhaust/Return fans- FAN | 1018401
48-A3 | 48-A3 Old Solano Courthouse | 48-A3-D1010-100-ELE01 | Elevator,Electric,Pass/Freight - ELE01 | Kone | 20359526 | KCM831 Traction-Hoistway Machine | OM00005166 | State ID# 167309 | Elevator Control Room 016 | NA | NA | NA | NA | 208 | DNA | Electric | 3 | NA | NA | \Classifications\Building System Class\D10-Conveyance Systems\D1010 - Elevator\Elevator,Electric,Pass/Freight - ELE | 1018402
48-A3 | 48-A3 Old Solano Courthouse | 48-A3-D1010-100-ELE02 | Elevator,Electric,Pass/Freight - ELE02 | Kone | 20359527 | KCM831 Traction-Hoistway Machine | OM00005167 | State ID# 167310 | Elevator Control Room 016 | NA | NA | NA | NA | 208 | 60A | Electric | 3 | NA | NA | \Classifications\Building System Class\D10-Conveyance Systems\D1010 - Elevator\Elevator,Electric,Pass/Freight - ELE | 1018403
48-A3 | 48-A3 Old Solano Courthouse | 48-A3-D3040-120-FCU05 | Fan Coil Unit - FCU05 | Mitsubishi | 32M 00295 | PKFY-P24NKMU-E2 | OM00019678 |  | IDF Room 113 | NA | NA | R-410A | NA | 208 | 15A | Electric | 1 | NA | NA | \Classifications\Building System Class\D30-HVAC Systems\D3040 - Distribution SYS\Fan Coil Unit - FCU | 1018405
48-A3 | 48-A3 Old Solano Courthouse | 48-A3-D1010-100-ELE03 | Elevator,Electric,Pass/Freight - ELE03 | Kone | NA | KCM831 Traction-Hoistway Machine | OM00005168 | State ID# 167311 | Elevator Control Room 016 | NA | NA | NA | NA | 208 | 60a | Electric | 3 | NA | NA | \Classifications\Building System Class\D10-Conveyance Systems\D1010 - Elevator\Elevator,Electric,Pass/Freight - ELE | 1018404
48-A3 | 48-A3 Old Solano Courthouse | 48-A3-D3040-120-FCU06 | Fan Coil Unit - FCU06 | Mitsubishi | 32M 00312 | PKFY-P24NKMU-E2 | OM00019679 |  | IDF Room 227 | NA | NA | R-410A | NA | 208 | 15A | Electric | 1 | NA | NA | \Classifications\Building System Class\D30-HVAC Systems\D3040 - Distribution SYS\Fan Coil Unit - FCU | 1018406
48-A3 | 48-A3 Old Solano Courthouse | 48-A3-D4031-100-FEX14 | Fire Extinguishers - FEX14 | NA | NA | 5lb ABC Rated Fire Extinguisher | OM00032524 |  | Floors G, 1, 2 | NA | NA | NA | NA | NA | NA | NA | NA | NA | NA | \Classifications\Building System Class\D40-Fire Protection SYS\D4030 - FIRE SPEC\Fire Extinguisher - FEX | 1018407
48-A3 | 48-A3 Old Solano Courthouse | 48-A3-D5010-200-ESD01 | Main Electrical Switchgear - MCE01 | GE | Job #17822238E-1 | 47512400 | OM00032106 |  | Exterior- North Utility Yard @ Empire St. | NA | NA | NA | NA | 208VAC | 200A | Electric | 3 | NA | NA | \Classifications\Building System Class\D50-Electrical SYS\D5010 - Elec Service & Dist\Electical Service and Distribution - ESD | 1018412
48-A3 | 48-A3 Old Solano Courthouse | 48-A3-D3020-100-HET04 | Heating Water Expansion tank - HET04 | Caleffi | NA | Discal | OM00032247 |  | Boiler Room | NA | NA | NA | NA | NA |  | NA |  | NA | NA | \Classifications\Building System Class\D30-HVAC Systems\D3020 - Heat SYS\Heater Water Expansion Tank - HET | 1018408
48-A3 | 48-A3 Old Solano Courthouse | 48-A3-G2049-300-HSC01 | Hardscaping - HSC01 | NA | NA | NA | OM00032529 |  | Exterior | NA | NA | NA | NA | NA |  | NA |  | NA | NA | \Classifications\Building System Class\G20-Other Systems\G2040 - Site Development\Hardscape - HSC | 1018409
48-A3 | 48-A3 Old Solano Courthouse | 48-A3-G2050-200-LSC01 | Landscaping - LSC01 | Various | NA | NA | OM00032528 |  | Exterior | NA | NA | NA | NA | NA |  | NA |  | NA | NA | \Classifications\Building System Class\G20-Other Systems\G2050 - Landscaping\Landscaping - LSC | 1018411
48-A3 | 48-A3 Old Solano Courthouse | 48-A3-D3044-125-PHW02 | Pump, Hot Water - PHW02 | Bell and Gosset | PH013178-A | 1510 1.25AC 6.5BF | OM00032253 |  | Boiler Room 032 | NA | NA | NA | 0002 | 208VAC | 4.5A | Electric | 3 | NA | NA | \Classifications\Building System Class\D30-HVAC Systems\D3040 - Distribution SYS\Hot Water Pump - PHW | 1018413
48-A3 | 48-A3 Old Solano Courthouse | 48-A3-D2040-100-PSU02 | Pump, Sump - PSU02 | HOMA | NA | AMX334-155/2,9T/C | OM00032483 |  | Exterior- East side of building at parking lot | NA | NA | NA | NA | 208VAC |  | Electric | 3 | NA | NA | \Classifications\Building System Class\D20-Plumbing\D2040 - Rain Drain\Sump Pump - PSU | 1018415
48-A3 | 48-A3 Old Solano Courthouse | 48-A3-B3010-100-RUF01 | Roof - RUF01 | NA | NA | Built up, with cap sheet | OM00032530 |  | Roof | NA | NA | NA | NA | NA |  | NA |  | NA | NA | \Classifications\Building System Class\B30-Roofing\B3010 - Roof Types\Roof - RUF | 1018416
48-A3 | 48-A3 Old Solano Courthouse | 48-A3-D1013-310-WCL01 | Lift, Wheelchair Lift - WCL01 | Garaventa | 58605 | Express-II | OM00005165 | State ID# 167297 | Courtroom 2 | NA | NA | NA | NA | 208VAC |  | Electric | 1 | NA | NA | \Classifications\Building System Class\D10-Conveyance Systems\D1010 - Elevator\Wheelchair Lift - WCL | 1018417
48-A3 | 48-A3 Old Solano Courthouse | 48-A3-D2040-100-PSU01 | Pump, Sump - PSU01 | HOMA | NA | AMX334-155/2,9T/C | OM00032482 |  | Exterior- East side of building at parking lot | NA | NA | NA | NA | 208VAC |  | Electric | 3 | NA | NA | \Classifications\Building System Class\D20-Plumbing\D2040 - Rain Drain\Sump Pump - PSU | 1018414
48-A3 | 48-A3 Old Solano Courthouse | 48-A3-D5092-250-EML124 | Emergency and Exit Lights EML124 |  |  |  | OM00032527 |  | All |  |  |  |  | 120VAC |  |  | 1 |  |  | \Classifications\Building System Class\D50-Electrical SYS\D5090 - Elec SYS\Emergency And Exit Lighting - EML | 1018495
48-A3 | 48-A3 Old Solano Courthouse | 48-A3-D5092-250-ELT56 | Exterior Lighting ELT56 |  |  |  | OM00032526 |  | Exterior | [10 empty] | \Classifications\Building System Class\D50-Electrical SYS\D5090 - Elec SYS\Exterior Lighting - ELT | 1018496
48-A3 | 48-A3 Old Solano Courthouse | 48-A3-D3068-100-BAS01 | Building Automation System BAS01 | NA |  | NA | OM00032534 |  | Basement 25 | NA | NA | NA |  | 115 |  | Electric | 1 |  |  | \Classifications\Building System Class\D30-HVAC Systems\D3060 - Control & Inst Air\Building Automation System - BAS | 1018696
48-A3 | 48-A3 Old Solano Courthouse | 48-A3-B2033-120-DOR03 | Automatic Door DOR03 |  |  |  | OM00032533 |  | "Ground floor ADA elevator lobby entrance" | NA | NA | NA |  | 120 |  | Electric | 1 |  |  | \Classifications\Building System Class\B20-General Building Exterior\B2030 - Exterior Doors\Door,Automatic-Sliding,Revolving - DOR | 1018697
48-A3 | 48-A3 Old Solano Courthouse | 48-A3-B2033-120-DOR04 | Automatic Door DOR04 |  |  |  | OM00032532 |  | Secure corridor | NA | NA | NA |  | 120 |  | Electric | 1 |  |  | \Classifications\Building System Class\B20-General Building Exterior\B2030 - Exterior Doors\Door,Automatic-Sliding,Revolving - DOR | 1018698
48-A3 | 48-A3 Old Solano Courthouse | 48-A3-B2033-120-DOR05 | Automatic Door DOR05 |  |  |  | OM00032535 |  | "Secure corridor- Jury Deliberation 222 to chambers 218" | NA | NA | NA |  | 120 |  | Electric | 1 |  |  | \Classifications\Building System Class\B20-General Building Exterior\B2030 - Exterior Doors\Door,Automatic-Sliding,Revolving - DOR | 1018699
48-A3 | 48-A3 Old Solano Courthouse | 48-A3-D4010-150-FMS01 | System Extinguishing,Wet Pipe - FMS01 | Westates Mechanical | NA | NA | OM00032525 |  | Basement | NA | NA | NA | NA | NA | NA | NA | NA | NA | NA | \Classifications\Building System Class\D40-Fire Protection SYS\D4010 - Sprinkler SYS\Fire Systems, stand pipes - FMS | 1019262
48-B1 | 48-B1 Solano Justice Building | 48-B1-D4031-100-FEX18 | Fire Extinguisher - FEX18 | Amerex | RP-476149 | B456 | OM00019771 |  | Whole bldg | NA | NA | NA | NA | NA | NA | NA | NA | NA | NA | \Classifications\Building System Class\D40-Fire Protection SYS\D4030 - FIRE SPEC\Fire Extinguisher - FEX | EQ-1007116
48-B1 | 48-B1 Solano Justice Building | 48-B1-B2010-100-BLD01 | Building Structure | NA | NA | NA | OM00032444 | NA | NA | NA | NA | NA | NA | NA | NA | NA | NA | NA | NA | \Classifications\Building System Class\B20-General Building Exterior\B2010 - Exterior Walls\Building - BLD | EQ-1007392
48-B1 | 48-B1 Solano Justice Building | 48-B1-D1013-310-WCL01 | Wheelchair Lift - WCL01 | Access Industries | NA | Porch-Lift Vertical Platform Lift | OM00001425 | NA | 321 Tuolome - Courtroom 205 | NA | NA | NA | DNA | 110 | DNA | Electric | 1 | NA | NA | \Classifications\Building System Class\D10-Conveyance Systems\D1010 - Elevator\Wheelchair Lift - WCL | 1009045
48-B1 | 48-B1 Solano Justice Building | 48-B1-D5092-250-EML32 | Emergency And Exit Lighting - EML32 | Lithonia | NA | NA | OM00001426 | NA | Throughout | NA | NA | NA | NA | 110 | DNA | Electric | 1 | NA | NA | \Classifications\Building System Class\D50-Electrical SYS\D5090 - Elec SYS\Emergency And Exit Lighting - EML | 1009046
48-B1 | 48-B1 Solano Justice Building | 48-B1-D4094-450-SFM01 | System,Extinguishing, Novec - SFM01 | Fenwall | NA | Fenwal 732 / 06-231866-949 | OM00000256 | NA | Evidence Locker | NA | NA | NA | NA | 120 | 3.2 | Electric | 1 | NA | NA | \Classifications\Building System Class\D40-Fire Protection SYS\D4090 - Other Fire Protection Systems\Fire Suppression, Gaseous - SFM | 1009804
48-B1 | 48-B1 Solano Justice Building | 48-B1-C1020-110-FRD01 | Rolling Counter Fire Door FRD01 | Cornell Iron Works | J-2011-119434-008 | ERC-10 | OM00032233 |  | Window 1 | NA | NA | NA | 1/3 | 120VAC | DNA | Electric | 1 | NA | NA | \Classifications\Building System Class\C10-General Building Interior\C1020 - Fire Doors\Fire Doors - FRD | 1017749
48-B1 | 48-B1 Solano Justice Building | 48-B1-C1020-110-FRD03 | Fire Curtain - FRD03 (Window) | Cornell Iron Works | J-2011-119434-006 | ERC-10 | OM00032235 |  | Window 3 | NA | NA | NA | 1/3 | 120VAC | DNA |  | 1 | NA | NA | \Classifications\Building System Class\C10-General Building Interior\C1020 - Fire Doors\Fire Doors - FRD | 1017751
48-B1 | 48-B1 Solano Justice Building | 48-B1-C1020-110-FRD05 | Fire Curtain - FRD05 (Window) | Cornell Iron Works | J-2011-119434-004 | ERC-10 | OM00032237 |  | Window 5 | NA | NA | NA | 1/3 | NA | 120VAC | Electric | 1 | NA | NA | \Classifications\Building System Class\C10-General Building Interior\C1020 - Fire Doors\Fire Doors - FRD | 1017753
48-B1 | 48-B1 Solano Justice Building | 48-B1-C1020-110-FRD06 | Fire Curtain - FRD06 (Window) | Cornell Iron Works | J-2011-119434-003 | ERC-10 | OM00032238 |  | Window 6 | NA | NA | NA | 1/3 | 120VAC | DNA | Electric | 1 | NA | NA | \Classifications\Building System Class\C10-General Building Interior\C1020 - Fire Doors\Fire Doors - FRD | 1017754
48-B1 | 48-B1 Solano Justice Building | 48-B1-C1020-110-FRD02 | Fire Curtain - FRD02 (Window) | Cornell Iron Works | J-2011-119434-007 | ERC-10 | OM00032234 |  | Window 2 | NA | NA | NA | 1/3 | 120VAC | DNA | Electric | 1 | NA | NA | \Classifications\Building System Class\C10-General Building Interior\C1020 - Fire Doors\Fire Doors - FRD | 1017750
48-B1 | 48-B1 Solano Justice Building | 48-B1-C1020-110-FRD04 | Fire Curtain - FRD04 (Window) | Cornell Iron Works | J-2011-119434-005 | ERC-10 | OM00032236 |  | Window 4 | NA | NA | NA | 1/3 | 120VAC | DNA | Electric | 1 | NA | NA | \Classifications\Building System Class\C10-General Building Interior\C1020 - Fire Doors\Fire Doors - FRD | 1017752
48-B1 | 48-B1 Solano Justice Building | 48-B1-C1020-110-FRD07 | Fire Curtain - FRD07 (Window) | Cornell Iron Works | J-2011-119434-002 | ERC-10 | OM00032239 |  | Window 7 | NA | NA | NA | 1/3 | 120VAC | DNA | Electric | 1 | NA | NA | \Classifications\Building System Class\C10-General Building Interior\C1020 - Fire Doors\Fire Doors - FRD | 1017755
48-B1 | 48-B1 Solano Justice Building | 48-B1-C1020-110-FRD08 | Fire Curtain - FRD08 (Window) | Cornell Iron Works | J-2011-119434-001 | ERC-10 | OM00032240 |  | Window 8 | NA |  | NA | 1/3 | 120VAC | DNA | Electric | 1 | NA | NA | \Classifications\Building System Class\C10-General Building Interior\C1020 - Fire Doors\Fire Doors - FRD | 1017756
48-B1 | 48-B1 Solano Justice Building | 48-B1-D3050-250-ACU02 | Split Unit Air Conditioner ACU02 | Fujitsu | Evap: GDA 022910 Cond: GND022459 | Evap: ASU24CL 1 Condenser: AOU24CL 1 | OM00032538 |  | Court IT room | NA | NA | R-410A | NA | 208 | 10.5 | Electric | 1 | 24000 |  | \Classifications\Building System Class\D30-HVAC Systems\D3050 - Package SYS\Air Conditioning,Split System - ACU | 1018921
48-B1 | 48-B1 Solano Justice Building | 48-B1-D4010-150-FMS01 | FMS & FAP system belongs to County - our fire doors not tested when County tests their assets | NA | NA | NA | NA |  |  | NA | NA | NA | NA | NA | NA | NA | NA | NA | NA | \Classifications\Building System Class\D40-Fire Protection SYS\D4010 - Sprinkler SYS\Fire Systems, stand pipes - FMS | 1021638
48-C1 | 48-C1 Solano Superior Court Storage | 48-C1-D4031-100-CTY18 | Fire Extinguisher - CTY18 | Buckeye Fire Company | G-553640 | 5 HI SA40 | OM00019773 | DNA | Throughout | NA | NA | NA | NA | NA | NA | NA | NA | NA | DNA | \Classifications\Building System Class\D40-Fire Protection SYS\D4030 - FIRE SPEC\Fire Extinguisher - FEX | EQ-1007590
48-C1 | 48-C1 Solano Superior Court Storage | 48-C1-D5092-250-EML02 | Emergency And Exit Lighting - EML02 | Lithonia | NA | NA | OM00001430 | NA | Throughout | NA | NA | NA | NA | 110 | DNA | Electric | 1 | NA | NA | \Classifications\Building System Class\D50-Electrical SYS\D5090 - Elec SYS\Emergency And Exit Lighting - EML | 1009048
49-A1 | 49-A1 Hall of Justice_ | 49-A1-D2018-100-DKF01 | Water Fountain | Haws | D6720C | HW58 | OM00018270 |  | Next to fire hose Judges Chambers | NA | NA | R-12 | 6.1 | 115 | DNA | ELECTRIC | DNA | NA | NA | \Classifications\Building System Class\D20-Plumbing\D2010 - Plumb Fix\Drink Fountain (Refr Indvl Wtrcooler) - DKF | EQ-1004669
49-A1 | 49-A1 Hall of Justice_ | 49-A1-D3050-250-ACU01 | Air Conditioning,Split System - ACU01 | Bryant | 2002x11800 | 538AEX060000B | OM00018266 |  | It Server Room Exterior Enclosure | NA | NA | R-22 | 0.1 | 460 | 8 | ELECTRIC | 3 | NA | NA | \Classifications\Building System Class\D30-HVAC Systems\D3050 - Package SYS\Air Conditioning,Split System - ACU | EQ-1004870
49-A1 | 49-A1 Hall of Justice_ | 49-A1-D3050-250-ACU02 | Air Conditioning,Split System - ACU02 | Trane | E21202499 | TTD748B100A0 | OM00018268 |  | It Server Room Exterior | NA | NA | R-22 | 0.2 | 200/230 | 2.4 | ELECTRIC | 1 | NA | NA | \Classifications\Building System Class\D30-HVAC Systems\D3050 - Package SYS\Air Conditioning,Split System - ACU | EQ-1004871
49-A1 | 49-A1 Hall of Justice_ | 49-A1-D3040-120-FCU01 | Fan Coil Unit - FCU01 | Data Aire | 2002-2730-A | DACU-1334 | OM00018265 | DNA | It Server Room Floor 1 | B36 -(x2) | 20x24x4-(2) | NA | 5 | 460 | 6.6 | ELECTRIC | 3 | NA | NA | \Classifications\Building System Class\D30-HVAC Systems\D3040 - Distribution SYS\Fan Coil Unit - FCU | EQ-1004874
49-A1 | 49-A1 Hall of Justice_ | 49-A1-D3040-120-CTY02 | Evap. Coil | Racco | 3102A58553 | FB4ANF060 | OM00018267 |  | IT server room | NA | 20x20x2 | R-22 | 0.75 | 208/230 | 5.4 | ELECTRIC | 1 | NA | NA | \Classifications\Building System Class\D30-HVAC Systems\D3040 - Distribution SYS\Fan Coil Unit - FCU | EQ-1004875
49-A1 | 49-A1 Hall of Justice_ | 49-A1-D3040-120-CTY03 | Evap. To Trane Condenser | Trane | E3758599B | TWH048B140A0 | OM00018269 |  | IT server room ceiling | NA | (1) 20x25x1 | R-22 | 0.5 | 208/230 | 4.2 | ELECTRIC | 1 | DNA | DNA | \Classifications\Building System Class\D30-HVAC Systems\D3040 - Distribution SYS\Fan Coil Unit - FCU | EQ-1004876
49-A1 | 49-A1 Hall of Justice_ | 49-A1-D4031-100-FEX45 | Fire Extinguisher - FEX45 | General | NA | TCP-5JH ABC | OM00043794 | OM00018271 | Multiple | NA | NA | NA | NA | NA | NA | NA | NA | NA | NA | \Classifications\Building System Class\D40-Fire Protection SYS\D4030 - FIRE SPEC\Fire Extinguisher - FEX | EQ-1005049
49-A1 | 49-A1 Hall of Justice_ | 49-A1-D4024-100-FHS02 | Other Stand Pipe and Hose Systems-FHS02 | DNA | DNA | DNA | OM00018274 | NA | Floor 2 | NA | NA | NA | NA | NA | NA | NA | NA | NA | NA | \Classifications\Building System Class\D40-Fire Protection SYS\D4020 - Stand Pipe\Other Stand Pipe Hose Systems - FHS | EQ-1005944
49-A1 | 49-A1 Hall of Justice_ | 49-A1-D5092-250-EML70 | Emergency And Exit Lighting - EML70 | Lithonia | NA | NA | OM00043793 | OM00018272 | Throughout Bldg | NA | NA | NA | NA | 110 | DNA | Electric | 1 | NA | NA | \Classifications\Building System Class\D50-Electrical SYS\D5090 - Elec SYS\Emergency And Exit Lighting - EML | EQ-1005946
49-A1 | 49-A1 Hall of Justice_ | 49-A1-B2010-100-BLD01 | Building Structure | NA | NA | NA | OM00043792 | OM00032446 | NA | NA | NA | NA | NA | NA | NA | NA | NA | NA | NA | \Classifications\Building System Class\B20-General Building Exterior\B2010 - Exterior Walls\Building - BLD | EQ-1007393
49-A1 | 49-A1 Hall of Justice | 49-A1-D4094-450-SFM01 | System,Extinguishing,FM200 - SFM01 | Notifier | DNA | AFP-400 | OM00020249 | DNA | COURT TECH SERVICES / COMPUTER ROOM | NA | NA | NA | NA | 110 | DNA | Electric | 1 | NA | NA | \Classifications\Building System Class\D40-Fire Protection SYS\D4090 - Other Fire Protection Systems\Fire Suppression, Gaseous - SFM | 1009900
49-A1 | 49-A1 Hall of Justice | 49-A1-D1013-310-WCL01 | Wheelchair Lift - WCL1 | Haldex | 7349682 | C6C17FZ29C | OM00020256 | Permit RISK RVW | 243 |  |  |  | 0.5 | 110 | 8.8 | Electric | 1 | NA | NA | \Classifications\Building System Class\D10-Conveyance Systems\D1010 - Elevator\Wheelchair Lift - WCL | 1014735
49-A1 | 49-A1 Hall of Justice | 49-A1-D2022-100-HWE01 | Point of Source Water Heater-6 Gal | Rheem | RR030211257 | EG5P6 | OM00032463 |  | Above Ceiling | NA | NA | NA | NA | 208 | 14 | NA | 1 | NA | NA | \Classifications\Building System Class\D20-Plumbing\D2020 - Domestic Water\Domestic Water Heater, Electric - HWE | 1019325
49-A1 | 49-A1 Hall of Justice | 49-A1-D2022-100-HWE02 | Point of Source Water Heater-5 Gal | AO SMITH | SB9032080 | DSE 5-3 | OM00032464 |  | Chambers Bathrom Above Ceiling | NA | NA | NA | NA | 208 | 14 | NA | 1 | NA | NA | \Classifications\Building System Class\D20-Plumbing\D2020 - Domestic Water\Domestic Water Heater, Electric - HWE | 1019326
49-A1 | 49-A1 Hall of Justice | 49-A1-D2022-100-HWE03 | Point of Source Water Heater 2.7 Gal | Ariston | 3605428351402 | GL2-55 | OM00032462 |  | Womans Bathroom Staff, Under Sink | NA | NA | NA | NA | 120 | 12 | NA | 1 | NA | NA | \Classifications\Building System Class\D20-Plumbing\D2020 - Domestic Water\Domestic Water Heater, Electric - HWE | 1019327
49-A1 | 49-A1 Hall of Justice | 49-A1-D2022-100-HWE04 | Point of Source Water Heater 205 Gal | Ariston | 021223 | GL-2.5 | OM00032461 |  |  | NA | NA | NA | NA | 120 | 12 | NA | 1 | NA | NA | \Classifications\Building System Class\D20-Plumbing\D2020 - Domestic Water\Domestic Water Heater, Electric - HWE | 1019328
49-A2 | 49-A2 Main Adult Detention Facility | 49-A2-D4031-100-FEX02 | FIRE EXTINGUISHER 1 | NA | NA | TCP-5LH | OM00043791 |  | Floor 1 Throughout | NA | NA | NA | NA | NA | NA | NA | NA | NA | NA | \Classifications\Building System Class\D40-Fire Protection SYS\D4030 - FIRE SPEC\Fire Extinguisher - FEX | 1008025
49-A2 | 49-A2 Main Adult Detention Facility | 49-A2-D5092-250-EML08 | Emergency And Exit Lighting - EML08 | Lithonia | NA | NA | OM00043790 |  | Throughout | NA | NA | NA | NA | 110 | DNA | Electric | 1 | NA | NA | \Classifications\Building System Class\D50-Electrical SYS\D5090 - Elec SYS\Emergency And Exit Lighting - EML | 1008244
49-A2 | 49-A2 Main Adult Detention Facility | 49-A2-B2010-100-BLD01 | Building |  |  |  | OM00043789 | [12 empty] | \Classifications\Building System Class\B20-General Building Exterior\B2010 - Exterior Walls\Building - BLD | 1011699
49-B1 | 49-B1 Empire Annex | 49-B1-B2010-100-CTY01 | Building - Landlord/Lease | NA | NA | NA | NA | Permit ID# 08879 | NA | NA | NA | NA | NA | NA | NA | NA | NA | NA | NA | \Classifications\Building System Class\B20-General Building Exterior\B2010 - Exterior Walls\Building - BLD | 1018492
49-B2 | 49-B2 3055 Cleveland Avenue | 49-B2-D4031-100-FEX14 | Fire Extinguisher - FEX14 | Amerex | ZX226536 | B500 | OM00043808 |  | Throughout | NA | NA | NA | NA | NA | NA | NA | NA | NA | NA | \Classifications\Building System Class\D40-Fire Protection SYS\D4030 - FIRE SPEC\Fire Extinguisher - FEX | EQ-1007591
49-B2 | 49-B2 3055 Cleveland Avenue | 49-B2-D1010-100-ELE01 | Elevator,Hydraulic,Pass/Freight - ELE01 | Otis | 47890852 | ABA21241U | OM00043787 | State ID# 148409 | Southeast Quadrant Floor 1 | NA | NA | NA | 25 | 208 | 82 | Electric | 3 | NA | NA | \Classifications\Building System Class\D10-Conveyance Systems\D1010 - Elevator\Elevator,Hydraulic,Pass/Freight - ELE | EQ-1007592
49-B2 | 49-B2 3055 Cleveland Avenue | 49-B2-D5092-250-EML140 | Emergency And Exit Lighting - EML140 | Lithonia | NA | NA | OM00043807 |  | Throughout BUILDING | NA | NA | NA | NA | 110 | DNA | Electric | 1 | NA | NA | \Classifications\Building System Class\D50-Electrical SYS\D5090 - Elec SYS\Emergency And Exit Lighting - EML | EQ-1007593
49-B2 | 49-B2 3055 Cleveland Avenue | 49-B2-D1091-100-DMW01 | Dumbwaiter,Electric - DMW01 | Matot | 126379 | 100 | OM00043788 | State ID# 148410¦ Dumb Waiter #1 | Floor 2 | NA | NA | NA | 3 | 208 | 9 | Electric | 3 | NA | NA | \Classifications\Building System Class\D10-Conveyance Systems\D1090 - Other Conveyance Systems\Dumbwaiter - DMW | EQ-1007594
49-B2 | 49-B2 3055 Cleveland Avenue | 49-B2-D4094-450-SFM01 | System,Extinguishing,FM200 - SFM01 | Notifier | 2009 H8858 | IN-14817 | OM00043785 | DNA | IT Server Room | NA | NA | NA | NA | NA | NA | NA | NA | NA | NA | \Classifications\Building System Class\D40-Fire Protection SYS\D4090 - Other Fire Protection Systems\Fire Suppression, Gaseous - SFM | 1008242
49-B2 | 49-B2 3055 Cleveland Avenue | 49-B2-D3050-250-ACU01 | Air Conditioning,Split System - ACU01 | Liebert | 0840N175010 | PFH096A-YL3 8 Toms | OM00043786 |  | Roof | B-52 | 20x25x2-(2) [OR 16x20x2-(2)] | R-22 | DNA | 208/230 | 35.6 | Electric | 3 | NA | NA | \Classifications\Building System Class\D30-HVAC Systems\D3050 - Package SYS\Air Conditioning,Split System - ACU | 1008243
49-B2 | 49-B2 3055 Cleveland Avenue | 49-B2-D3041-160-FDP02 | Fire Dampers - FDP02 | DNA | DNA | DNA | OM00001395 | DNA | IT Server Room | NA | NA | NA | NA | DNA | DNA | Electric | 1 | NA | NA | \Classifications\Building System Class\D30-HVAC Systems\D3040 - Distribution SYS\Fire Dampers - FDP | 1010288
49-B2 | 49-B2 3055 Cleveland Avenue | 49-B2-B2010-100-BLD01 | Building - Leased | NA | NA | NA | OM00043806 | [12 empty] | \Classifications\Building System Class\B20-General Building Exterior\B2010 - Exterior Walls\Building - BLD | 1016528
49-D2 | 49-D2 Juvenile Justice Center | 49-D2-D4031-100-FEX02 | Fire Extinguisher - FEX02 | General | NA | TCP5LH | OM00043881 | OM00032694 | Throughout Bldg | NA | NA | NA | NA | NA | NA | NA | NA | NA | NA | \Classifications\Building System Class\D40-Fire Protection SYS\D4030 - FIRE SPEC\Fire Extinguisher - FEX | EQ-1005947
49-D2 | 49-D2 Juvenile Justice Center | 49-D2-D5092-250-EML12 | Emergency And Exit Lighting - EML12 | Lithonia | NA | NA | OM00043796 |  | Throughout Bldg | NA | NA | NA | NA | 110 | DNA | Electric | 1 | NA | NA | \Classifications\Building System Class\D50-Electrical SYS\D5090 - Elec SYS\Emergency And Exit Lighting - EML | EQ-1005948
49-D2 | 49-D2 Juvenile Justice Center | 49-D2-B2010-100-BLD01 | Building Structure | NA | NA | NA | OM00043795 | OM00032697 | NA | NA | NA | NA | NA | NA | NA | NA | NA | NA | NA | \Classifications\Building System Class\B20-General Building Exterior\B2010 - Exterior Walls\Building - BLD | EQ-1007394
49-D2 | 49-D2 Juvenile Justice Center | 49-D2-D1091-100-DMW01 | Lift, Dumbwaiter DMW01 | Waupaca Elev Co. Inc. | 011-01-2637 | PW300 | OM00005203 | State ID# 139169 | Secure Hall | NA | NA | NA | NA | NA | NA | NA | NA | NA | NA | \Classifications\Building System Class\D10-Conveyance Systems\D1090 - Other Conveyance Systems\Dumbwaiter - DMW | 1017298
49-D2 | 49-D2 Juvenile Justice Center | 49-D2-D3050-250-ACU01 | HVAC Split System | Carrier | 5203830429 | 40QNB012300 | OM00005204 |  | IT Closet under stairs | DNA | NA | R-22 | 1/4 | 208-230 | 15 | Electric | 1 |  |  | \Classifications\Building System Class\D30-HVAC Systems\D3050 - Package SYS\Air Conditioning,Split System - ACU | 1018820
50-A1 | 50-A1 Modesto Main Courthouse | 50-A1-D1010-100-ELE03 | (Modesto Main public car) State ID# 033568 | MONTGOMERY | C12878 | 210 E | OM00003927 | State ID# 033568¦ Pass | Lower lever of the South Penthouse by the roof access | NA | NA | NA | DNA | DNA | DNA | NA | DNA | NA | NA | \Classifications\Building System Class\D10-Conveyance Systems\D1010 - Elevator\Elevator,Hydraulic,Pass/Freight - ELE | EQ-1004348
50-A1 | 50-A1 Modesto Main Courthouse | 50-A1-D1013-310-WCL01 | (wheel chair lift) State ID# 126493 | National Wheelo Vator Co. | 13380 | PCDE42 | OM00003700 | State ID# 126493 ¦ Wheel Chair Lift | By the Main Elevator - between the second floor elevator lobby and court floor | NA | NA | NA | DNA | 115 | 12 | NA | 1 | NA | NA | \Classifications\Building System Class\D10-Conveyance Systems\D1010 - Elevator\Wheelchair Lift - WCL | EQ-1004349
50-A1 | 50-A1 Modesto Main Courthouse | 50-A1-D2030-410-PMS01 | Sewage ejector Pump # 1 | Chicago Pump Co. | DNA | F5959 | OM00034252 |  | Boiler Room | NA | NA | NA | DNA | DNA | DNA | NA | DNA | NA | NA | \Classifications\Building System Class\D20-Plumbing\D2030 - Sani Waste\Sewage Ejector Pump - PMS | EQ-1004353
50-A1 | 50-A1 Modesto Main Courthouse | 50-A1-D2030-410-PMS02 | Sewage ejector Pump # 2 | Chigaco Pump Co. | DNA | F5959 | OM00034253 |  | Boiler Room | NA | NA | NA | DNA | DNA | DNA | NA | DNA | NA | NA | \Classifications\Building System Class\D20-Plumbing\D2030 - Sani Waste\Sewage Ejector Pump - PMS | EQ-1004354
50-A1 | 50-A1 Modesto Main Courthouse | 50-A1-D2030-410-PMS03 | Sewage ejector Pump # 3 | Chicago Pump | 4057BIG3-354 | F5959 | OM00003906 |  | Boiler Room | NA | NA | NA | DNA | DNA | DNA | NA | DNA | NA | NA | \Classifications\Building System Class\D20-Plumbing\D2030 - Sani Waste\Sewage Ejector Pump - PMS | EQ-1004355
50-A1 | 50-A1 Modesto Main Courthouse | 50-A1-D2030-410-PMS04 | Sewage ejector Pump # 4 | Chicago pump | 4044M4G2-254 | F 5959 | OM00003907 |  | Boiler Room | NA | NA | NA | DNA | DNA | DNA | NA | DNA | NA | NA | \Classifications\Building System Class\D20-Plumbing\D2030 - Sani Waste\Sewage Ejector Pump - PMS | EQ-1004356
50-A1 | 50-A1 Modesto Main Courthouse | 50-A1-D3021-130-BLR01 | Boiler 2 | Rite Engineering | 30014 | 250WG | OM00003257 | Boiler # 1 | County Jail - Boiler Room | NA | NA | NA | 1 | 230 & 120 | NA | Natural Gas | 1pH, 60hZ | 2,500,000 | 2,000,000 | \Classifications\Building System Class\D30-HVAC Systems\D3020 - Heat SYS\Boiler,Hot Water,Oil/Gas/Comb. - BLR | EQ-1004358
50-A1 | 50-A1 Modesto Main Courthouse | 50-A1-D3021-130-BLR02 | Boiler 1 | Rite Engineering | 30015 | 250WG | OM00003256 | Boiler # 2 | County Jail - Boiler Room | NA | NA | NA | 1 HP | 230 & 120 | 16.0 | Natural Gas | 1 Ph, 60 Hz | 2,500,000 | 2,000,000 | \Classifications\Building System Class\D30-HVAC Systems\D3020 - Heat SYS\Boiler,Hot Water,Oil/Gas/Comb. - BLR | EQ-1004359
50-A1 | 50-A1 Modesto Main Courthouse | 50-A1-D3030-110-CTW01 | Cooling Tower CTW01 | Baltimore Aircoil | 93200478 | VTI-307-0CR | OM00003258 |  | S Wing - Upper Roof | B144 / B158 | NA | NA | NA | DNA | DNA | NA | DNA | NA | NA | \Classifications\Building System Class\D30-HVAC Systems\D3030 - Cooling SYS\Cooling Tower - CTW | EQ-1004364
50-A1 | 50-A1 Modesto Main Courthouse | 50-A1-D3031-140-CLR01 | Chiller CLR01 | Carrier | 1093J05737 | 30HR140-F500 | OM00003264 | Chiller # 1 | E Wall | NA | NA | R-22 | NA | 208/230 | 241 - 350 max | NA | 3 Ph, 60 Hz | NA | NA | \Classifications\Building System Class\D30-HVAC Systems\D3030 - Cooling SYS\Chiller, Air Cooled - CLR | EQ-1004365
50-A1 | 50-A1 Modesto Main Courthouse | 50-A1-D3031-140-CLR02 | Chiller CLR02 | Carrier | 1493J05878 | 30HR160-F500 | OM00003265 | Chiller # 2 | E Wall of S. Penthouse Upper Level | NA | NA | R-22 | NA | 208/230 | 284 - 400 max | NA | 3 Ph, 60 Hz | NA | NA | \Classifications\Building System Class\D30-HVAC Systems\D3030 - Cooling SYS\Chiller, Air Cooled - CLR | EQ-1004366
50-A1 | 50-A1 Modesto Main Courthouse | 50-A1-D3031-100-PCH03 | Booster Pump # 1 | DNA | DNA | DNA | OM00034419 |  | South Penthouse Upper Level | NA | NA | NA | DNA | DNA | DNA | NA | DNA | NA | NA | \Classifications\Building System Class\D30-HVAC Systems\D3030 - Cooling SYS\Chilled Water Pump - PCH | EQ-1004368
50-A1 | 50-A1 Modesto Main Courthouse | 50-A1-D3031-100-PCH04 | Booster Pump # 2 | Coker | 00-62483-B | 2000 | OM00034420 |  | South Penthouse Upper Level | NA | NA | NA | DNA | DNA | DNA | NA | DNA | NA | NA | \Classifications\Building System Class\D30-HVAC Systems\D3030 - Cooling SYS\Chilled Water Pump - PCH | EQ-1004369
50-A1 | 50-A1 Modesto Main Courthouse | 50-A1-D3042-220-EFN01 | Exhaust Fan (aluminum cover) | Carnes | DNA | BE16A1 | OM00003697 |  | Roof | DNA | DNA | DNA | DNA | DNA | DNA | NA | DNA | NA | NA | \Classifications\Building System Class\D30-HVAC Systems\D3040 - Distribution SYS\Supply/Exhaust/Return fans- FAN | EQ-1004370
50-A1 | 50-A1 Modesto Main Courthouse | 50-A1-D3042-220-EFN02 | Exhaust Fan (aluminum cover) | Carnes | DNA | BE16A2 | OM00003698 |  | NW Corner of Roof | DNA | DNA | DNA | DNA | DNA | DNA | NA | DNA | NA | NA | \Classifications\Building System Class\D30-HVAC Systems\D3040 - Distribution SYS\Supply/Exhaust/Return fans- FAN | EQ-1004371
50-A1 | 50-A1 Modesto Main Courthouse | 50-A1-D3042-220-EFN03 | Exhaust Fan (aluminum cover) | Carnes | 4596 | BE273 | OM00003699 |  | upper level rooftop | DNA | DNA | DNA | DNA | DNA | DNA | NA | DNA | NA | NA | \Classifications\Building System Class\D30-HVAC Systems\D3040 - Distribution SYS\Supply/Exhaust/Return fans- FAN | EQ-1004372
50-A1 | 50-A1 Modesto Main Courthouse | 50-A1-D3042-220-EFN04 | Exhaust Fan FAN04 | American Blower | 250-11 | American HS Fan | OM00003267 | EF - 1 | SE Corner of South Penthouse Upper Level | DNA | DNA | DNA | DNA | DNA | DNA | NA | DNA | NA | NA | \Classifications\Building System Class\D30-HVAC Systems\D3040 - Distribution SYS\Supply/Exhaust/Return fans- FAN | EQ-1004373
50-A1 | 50-A1 Modesto Main Courthouse | 50-A1-D3050-210-PKU01 | Package Unit PKU01 | Carrier | 3802G51172 | 50JS-024---301-- | OM00003259 |  | South Penthouse Wall at Roof | Direct Drive | (2) 12X20X1 | R-22 | Indoor Mtr - 1/8 hp Outdoor Mtr - 1/8 hp | 208/230 | 25 | Electric | 3 Ph, 60Hz | 8,000 | 24,000 | \Classifications\Building System Class\D30-HVAC Systems\D3050 - Package SYS\Package Unit - PKU | EQ-1004374
50-A1 | 50-A1 Modesto Main Courthouse | 50-A1-D3090-114-CMP01 | Air Compressor CMP01 | Quincy | 5018174 | FF240 | OM00003266 | State ID# A033039-91 ¦ 91945F | SW Corner of South Penthouse Upper Level | (4) - Bx64 | 19 P element | NA | 3 HP | 200 | 9.8 | NA | 3 Ph, 60Hz | NA | NA | \Classifications\Building System Class\D30-HVAC Systems\D3090 - Other HVAC Systems and Equipment\Air Compressor - CMP | EQ-1004375
50-A1 | 50-A1 Modesto Main Courthouse | 50-A1-D5092-250-EML29 | Emergency Exit Lights | Lithonia | NA | ELM 2 | OM00034430 | OM00003704 | Throughout | NA | NA | NA | NA | DNA | DNA | NA | DNA | NA | NA | \Classifications\Building System Class\D50-Electrical SYS\D5090 - Elec SYS\Emergency And Exit Lighting - EML | EQ-1004380
50-A1 | 50-A1 Modesto Main Courthouse | 50-A1-D4031-100-FEX20 | Portable, Hand Held, Fire Extinguisher FEX20 | NA | NA | NA | OM00034429 | OM00003937 | all floors | NA | NA | NA | NA | NA | NA | NA | NA | NA | NA | \Classifications\Building System Class\D40-Fire Protection SYS\D4030 - FIRE SPEC\Fire Extinguisher - FEX | EQ-1004602
50-A1 | 50-A1 Modesto Main Courthouse | 50-A1-B2010-100-BLD01 | Building Structure | NA | NA | NA | OM00034435 | OM00003939 | NA | NA | NA | NA | NA | NA | NA | NA | NA | NA | NA | \Classifications\Building System Class\B20-General Building Exterior\B2010 - Exterior Walls\Building - BLD | EQ-1007395
50-A1 | 50-A1 Modesto Main Courthouse | 50-A1-B3010-100-RUF01 | Roofing Systems | NA | NA | NA | OM00034434 |  | NA | NA | NA | NA | NA | NA | NA | NA | NA | NA | NA | \Classifications\Building System Class\B30-Roofing\B3010 - Roof Types\Roof - RUF | EQ-1007572
50-A1 | 50-A1 Modesto Main Courthouse | 50-A1-D3041-110-AHU01 | Air Handling Unit - AHU01 | BUILT IN PLACE | NA | NA | OM00000169 | Unit #1 | SOUTH PENTHOUSE/LOWER LEVEL | B-180 | 24X24X2 | NA | 20HP/25HP | 208 | 70 AMPS | ELECTRIC | 3 | NA | NA | \Classifications\Building System Class\D30-HVAC Systems\D3040 - Distribution SYS\Air Handling Unit - AHU | 1008512
50-A1 | 50-A1 Modesto Main Courthouse | 50-A1-D3041-110-AHU02 | Air Handling Unit - AHU02 | BUILT IN PLACE | NA | NA | OM00000170 | Unit #2 | SOUTH PENTHOUSE HIGHER LEVEL | B-180 | DNA | NA | 20/HP/25HP | 208 | 70 AMPS | ELECTRIC | 3 | NA | NA | \Classifications\Building System Class\D30-HVAC Systems\D3040 - Distribution SYS\Air Handling Unit - AHU | 1008513
50-A1 | 50-A1 Modesto Main Courthouse | 50-A1-D1010-100-CTY05 | Elevator - (1115 H Street - Jail) | DNA | DNA | DNA | DNA | State ID# 030125¦ Pass | (1115 H Street - Jail) Transport of in-custody persons - central holding tunnel that connects to the court | NA | NA | NA | DNA | DNA | DNA | NA | DNA | NA |  | \Classifications\Building System Class\D10-Conveyance Systems\D1010 - Elevator\Elevator,Electric,Pass/Freight - ELE | 1010089
50-A1 | 50-A1 Modesto Main Courthouse | 50-A1-D1010-100-ELE04 | (Tunnel/inmate car) State ID# 033577 | Reuland | 13-13-00A-1 | A000 | OM00039995 | State ID# 033577 ¦ Permit in notes and documents | 1115 H Steet (Jail) | NA | NA | NA | DNA | DNA | DNA | NA | DNA | NA | NA | \Classifications\Building System Class\D10-Conveyance Systems\D1010 - Elevator\Elevator,Hydraulic,Pass/Freight - ELE | 1010090
50-A1 | 50-A1 Modesto Main Courthouse | 50-A1-D4010-150-FMS01 | Fire Sprinkler System FMS01 | Reliable | DNA | B1 | OM00003938 |  | On the South Side of the building by the courtrooms on 1st Flr. | [7 empty] | DNA |  |  | \Classifications\Building System Class\D40-Fire Protection SYS\D4010 - Sprinkler SYS\Fire Systems, stand pipes - FMS | 1010343
50-A1 | 50-A1 Modesto Main Courthouse | 50-A1-B2033-120-DOR01 | Auto sliding doors | Glidor | 04419 | SLM | OM00039050 | OM00039080 | Main Exit | NA | NA | NA | DNA | 110 | DNA | electrical | DNA |  |  | \Classifications\Building System Class\B20-General Building Exterior\B2030 - Exterior Doors\Door,Automatic-Sliding,Revolving - DOR | 1012480
50-A1 | 50-A1 Modesto Main Courthouse | 50-A1-D2017-100-SHW01 | EYE Wash | Bradley | NA | NA | OM00034440 |  | South Penthouse Lower Level Chiller Area | NA | NA | NA | NA | NA | NA | NA | NA | NA | NA | \Classifications\Building System Class\D20-Plumbing\D2010 - Plumb Fix\Showers - SHW | 1012481
50-A1 | 50-A1 Modesto Main Courthouse | 50-A1-D3031-100-PCH02 | Condenser pump for cooling tower | Coker | 10-19376 | 2000 | OM00034362 |  | South Penthouse Upper Level | NA | NA | NA | 10 | DNA | DNA | DNA | DNA |  |  | \Classifications\Building System Class\D30-HVAC Systems\D3030 - Cooling SYS\Chilled Water Pump - PCH | 1012484
50-A1 | 50-A1 Modesto Main Courthouse | 50-A1-D3041-210-SFN01 | Supply Fans for Courts | American Blower | DNA | 537 | OM00034438 |  | South Penthouse Upper Level | BX210 | NA | NA | 30 | 480 | DNA | Electrical | 3 | DNA | DNA | \Classifications\Building System Class\D30-HVAC Systems\D3040 - Distribution SYS\Supply/Exhaust/Return fans- FAN | 1012485
50-A1 | 50-A1 Modesto Main Courthouse | 50-A1-D3041-210-SFN02 | Supply Fans for Offices | American Blower | 53757 | 486 | OM00034436 |  | South Penthouse Upper Level | B180 | NA | NA | 20 | 220 | DNA | Electrical | DNA | DNA | DNA | \Classifications\Building System Class\D30-HVAC Systems\D3040 - Distribution SYS\Supply/Exhaust/Return fans- FAN | 1012486
50-A1 | 50-A1 Modesto Main Courthouse | 50-A1-D3041-230-RFN02 | Return Air for Offices | American Blower | 436-55 | 486 | OM00034437 |  | South Penthouse Upper Level | BP173 | NA | NA | DNA | DNA | DNA | Electrical | DNA | DNA | DNA | \Classifications\Building System Class\D30-HVAC Systems\D3040 - Distribution SYS\Supply/Exhaust/Return fans- FAN | 1012487
50-A1 | 50-A1 Modesto Main Courthouse | 50-A1-D3041-230-RFN01 | Return Fan for Courts | American Blower | DNA | 537 | OM00034439 |  | South Penthouse Upper Level | BX210 | NA | NA | 20 | 480 | DNA | Electrical | 3 | DNA | DNA | \Classifications\Building System Class\D30-HVAC Systems\D3040 - Distribution SYS\Supply/Exhaust/Return fans- FAN | 1012488
50-A1 | 50-A1 Modesto Main Courthouse | 50-A1-D3068-100-BAS01 | Building Automation System | NOVAR | DNA | DNA | OM00039048 |  | Maint Office | NA | NA | NA | DNA | DNA | DNA | Electrical | DNA | NA | NA | \Classifications\Building System Class\D30-HVAC Systems\D3060 - Control & Inst Air\Building Automation System - BAS | 1012489
50-A1 | 50-A1 Modesto Main Courthouse | 50-A1-D3090-220-CMD01 | Air Dryer | Hankison | 0305A-1-9106-726N | 8015 | OM00034358 |  | South Penthouse Upper Level | NA | NA | R-12 | DNA | DNA | DNA | Electric | DNA | NA | NA | \Classifications\Building System Class\D30-HVAC Systems\D3090 - Other HVAC Systems and Equipment\Compressed Air Dryer - CMD | 1012490
50-A1 | 50-A1 Modesto Main Courthouse | 50-A1-D5010-110-MCC01 | Motor Control Center | Siemens | 19-26543-01 | FCI | OM00034365 |  | South Penthouse Upper Level | NA | NA | NA | NA | 460 | 650 | Electrical | 3 | NA | NA | \Classifications\Building System Class\D50-Electrical SYS\D5010 - Elec Service & Dist\Chiller Room Electrical Panel - MCC | 1012491
50-A1 | 50-A1 Modesto Main Courthouse | 50-A1-D5010-200-ESD01 | Switch board | Square D | NA | 54947 | OM00034364 |  | South Penthouse Upper Level | NA | NA | NA | DNA | DNA | DNA | DNA | DNA | NA | NA | \Classifications\Building System Class\D50-Electrical SYS\D5010 - Elec Service & Dist\Electical Service and Distribution - ESD | 1012492
50-A1 | 50-A1 Modesto Main Courthouse | 50-A1-G2050-200-LSC01 | Exterior Landscape | NA | NA | NA | OM00034432 |  | Exterior Landscape | NA | NA | NA | NA | NA | NA | NA | NA | NA | NA | \Classifications\Building System Class\G20-Other Systems\G2050 - Landscaping\Landscaping - LSC | 1012494
50-A1 | 50-A1 Modesto Main Courthouse | 50-A1-D5092-250-ELT07 | Exterior Lighting | MULTIPLE | MULTIPLE | MULTIPLE | OM00034431 |  | Exterior Lighting Throughout | NA | NA | NA | DNA | DNA | DNA | Electrical | DNA | NA | NA | \Classifications\Building System Class\D50-Electrical SYS\D5090 - Elec SYS\Exterior Lighting - ELT | 1012495
50-A1 | 50-A1 Modesto Main Courthouse | 50-A1-D3020-100-HET01 | expansion tank for boilers | non ledgeable | DNA | DNA | OM00034370 |  | boiler room above restroom | DNA | DNA | DNA | DNA | DNA | DNA | NA | DNA | DNA | DNA | \Classifications\Building System Class\D30-HVAC Systems\D3020 - Heat SYS\Heater Water Expansion Tank - HET | 1012500
50-A1 | 50-A1 Modesto Main Courthouse | 50-A1-D2090-230-WIP01 | Chemical Feed Pump (2 pump system) | LMI | 960819267 | T131-199 | OM00034360 |  | 3rd Floor, Penthouse Mechanical Room | NA | NA | NA | NA | 110 | NA | Electric | 1 | NA | NA | \Classifications\Building System Class\D20-Plumbing\D2090 - Other Plumbing SYS\Water Treatment Inhibitor Pump - WIP | 1015374
50-A1 | 50-A1 Modesto Main Courthouse | 50-A1-G2049-300-HSC01 | Hardscape | NA | NA | NA | OM00034433 |  | Exterior -Grounds | NA | NA | NA | NA | NA | NA | NA | NA | NA | NA | \Classifications\Building System Class\G20-Other Systems\G2040 - Site Development\Hardscape - HSC | 1015375
50-A1 | 50-A1 Modesto Main Courthouse | 50-A1-D2023-100-BFP05 | Boiler Backflow Preventer | Febco | J000656 | 825Y | OM00034251 | ID# 3 last test SN J000658 | 1st Floor Boiler Room | [10 empty] | \Classifications\Building System Class\D20-Plumbing\D2020 - Domestic Water\Backflow Preventer - BFP | 1015382
50-A1 | 50-A1 Modesto Main Courthouse | 50-A1-D2023-310-WBS01 | Circulating Pump #1 | Bell & Gossett | HP000547 | 803X75875BF | OM00034249 |  | Boiler Room, 1st Floor | [10 empty] | \Classifications\Building System Class\D20-Plumbing\D2020 - Domestic Water\Domestic Water Booster System - WBS | 1015383
50-A1 | 50-A1 Modesto Main Courthouse | 50-A1-D2023-310-WBS02 | Circulating Pump #2 | Bell & Gossett | HP000548 | 803X75875BF | OM00034250 |  | Boiler Room, 1st Floor | [10 empty] | \Classifications\Building System Class\D20-Plumbing\D2020 - Domestic Water\Domestic Water Booster System - WBS | 1015384
50-A1 | 50-A1 Modesto Main Courthouse | 50-A1-D3031-100-PCH05 | Condenser pump for cooling tower | Weinman | 13-3433 | 5L7 | OM00039994 | NA | South Penthouse Upper Level | NA | NA | NA | 10 | 460 | DNA | Electric |  | NA | NA | \Classifications\Building System Class\D30-HVAC Systems\D3030 - Cooling SYS\Chilled Water Pump - PCH | 1016869
50-A1 | 50-A1 Modesto Main Courthouse | 50-A1-D3044-125-PHW05 | Hot Water Circulation Pump | Grundfos | PC-9914 | 52722342 | OM00039944 | NA | Boiler Room | NA | NA | NA | DNA | 115 | 1.7 | Electric | 1 | NA | NA | \Classifications\Building System Class\D30-HVAC Systems\D3040 - Distribution SYS\Hot Water Pump - PHW | 1017174
50-A1 | 50-A1 Modesto Main Courthouse | 50-A1-D2023-100-BFP07 | Landscape Backflow Preventer | Wilkins | 3173963 | 950XL DC 3/4" | OM00039942 | ID#: 3 | Secure Parking Area | NA | NA | NA | NA | NA | NA | NA | NA | NA | NA | \Classifications\Building System Class\D20-Plumbing\D2020 - Domestic Water\Backflow Preventer - BFP | 1017176
50-A1 | 50-A1 Modesto Main Courthouse | 50-A1-B2033-120-DOR02 | ADA Swinging Front Entrance Door | Selects 85"" | NA | NA | OM00039049 |  | Main Entrance Front ADA Entry Door | NA | NA | NA | NA | NA | NA | Electric | NA | NA | NA | \Classifications\Building System Class\B20-General Building Exterior\B2030 - Exterior Doors\Door,Automatic-Sliding,Revolving - DOR | 1017634
50-A1 | 50-A1 Modesto Main Courthouse | 50-A1-D2022-260-HWG02 | Domestic Water Heater, Gas | A.O. smith | 1446M002576 | BTL 199 200 | OM00037425 | OM00003944 | Basement Boiler Room | NA | NA | NA | NA | 120 | 5 | Gas | 1 | 199,000 | NA | \Classifications\Building System Class\D20-Plumbing\D2020 - Domestic Water\Domestic Water Heater, Gas - HWG | 1018976
50-A1 | 50-A1 Modesto Main Courthouse | 50-A1-D2023-100-BFP09 | Domestic Backflow | Wilkens | X35456 | 375 | OM00034323 | ID#: 4 | Basement Jail Boiler Room at Ceiling | NA | NA | NA | NA | NA | NA | NA | NA | NA | NA | \Classifications\Building System Class\D20-Plumbing\D2020 - Domestic Water\Backflow Preventer - BFP | 1020519
50-A1 | 50-A1 Modesto Main Courthouse | 50-A1-D2023-100-BFP08 | County Landscaping Backflow Preventer | Wilkens | 402219 | 720 | OM00034324 | ID#: 2 | Grounds North Lawn Planter Bed | NA | NA | NA | NA | NA | NA | NA | NA | NA | NA | \Classifications\Building System Class\D20-Plumbing\D2020 - Domestic Water\Backflow Preventer - BFP | 1020518
50-A1 | 50-A1 Modesto Main Courthouse | 50-A1-D3044-125-PHW06 | Boiler Pump # 1 | Paco | 16-46895 | 20709 | OM00034325 | OM00003945 | Basement at Jail in Boiler Room | NA | NA | NA | 7.5 | 230 | 17.2/8.6 | Electric | 3 | NA | NA | \Classifications\Building System Class\D30-HVAC Systems\D3040 - Distribution SYS\Hot Water Pump - PHW | 1021372
50-A1 | 50-A1 Modesto Main Courthouse | 50-A1-D3044-125-PHW07 | Boiler Pump # 2 | Weinman | 16-47342 A | 3L4-00P14 | OM00034326 | OM00003946 | Basement at Jail in Boiler Room | [10 empty] | \Classifications\Building System Class\D30-HVAC Systems\D3040 - Distribution SYS\Hot Water Pump - PHW | 1021373
50-A1 | 50-A1 Modesto Main Courthouse | 50-A1-D3044-125-PHW08 | Boiler Pump # 3 | Weinman | 16-47342 B | 3L4-00P14 | OM00034327 | OM00003947 | Basement at Jail in Boiler Room | NA | NA | NA | 7.5 | 230 | 19/19.5 | Electric | 3 | NA | NA | \Classifications\Building System Class\D30-HVAC Systems\D3040 - Distribution SYS\Hot Water Pump - PHW | 1021374
50-A1 | 50-A1 Modesto Main Courthouse | 50-A1-D3050-250-ACU02 | AC | FUJITSU | FTA014270 (outdoor | AOU36RLXB (outdoor unit) / ASU36RLXB(indoor unit) | OM00034102 | OM00003260 | ROOF | DNA | DNA | R-410A | DNA | 1 | 30 | Electric | 1 | NA | NA | \Classifications\Building System Class\D30-HVAC Systems\D3050 - Package SYS\Air Conditioning,Split System - ACU | 1021731
50-A2 | 50-A2 Hall of Records | 50-A2-D3090-114-CMP01 | Air Compressor CMP01 | Quincy | 5093515 | MQC03006SA | OM00003270 | State ID# A002614-04 ¦ 625935 | Near DA Penthouse - East Wall | (1) B57 | NA | NA | NA | DNA | 300 | Electric | 3 | NA | NA | \Classifications\Building System Class\D30-HVAC Systems\D3090 - Other HVAC Systems and Equipment\Air Compressor - CMP | EQ-1004381
50-A2 | 50-A2 Hall of Records | 50-A2-D3041-110-AHU01 | Air Handler AHU01 | Carrier Built in place | NA | 39BA-060D25 | OM00034237 | OM00000171 | East Penthouse Main Air Handler Unit | (1) A51 (4) B154 (3) BX70 | (20) 24x24x2 Pre Filters | NA | DNA | DNA | DNA | Electric | DNA | DNA | DNA | \Classifications\Building System Class\D30-HVAC Systems\D3040 - Distribution SYS\Air Handling Unit - AHU | EQ-1004382
50-A2 | 50-A2 Hall of Records | 50-A2-D3041-110-AHU02 | Air Handler AHU02 | Carrier | 774370493 | 39ED21 | OM00003274 |  | 3 Flr. HVAC Room | (3) BX48 | (5) 24x24x2 Pre Filters (5) 24x24x10 Bag Filters | NA | DNA | DNA | DNA | Electric | DNA | DNA | DNA | \Classifications\Building System Class\D30-HVAC Systems\D3040 - Distribution SYS\Air Handling Unit - AHU | EQ-1004383
50-A2 | 50-A2 Hall of Records | 50-A2-D3041-110-AHU03 | Air Handler AHU03 | TRANE | K98C20874 | MCCA008HCE0DOB | OM00034244 |  | Dept. 15 | (1) BX55 | (2) 20x25x4 | NA | DNA | DNA | DNA | Nat Gas | DNA | DNA | DNA | \Classifications\Building System Class\D30-HVAC Systems\D3040 - Distribution SYS\Air Handling Unit - AHU | EQ-1004384
50-A2 | 50-A2 Hall of Records | 50-A2-D3044-125-PHW01 | Booster Pump PHW01 | bell and gossett | 77591 | 2-AA43 | OM00034421 |  | Mechanical Room East Penthouse 5th Flr. | NA | NA | NA | DNA | DNA | DNA | NA | DNA | NA | NA | \Classifications\Building System Class\D30-HVAC Systems\D3040 - Distribution SYS\Hot Water Pump - PHW | EQ-1004385
50-A2 | 50-A2 Hall of Records | 50-A2-D3044-125-PHW02 | Chilled Water Pump - PCH02 | bell and gossett | JSE422-87 | MJM1M5418T | OM00034422 |  | 3rd floor | NA | NA | NA | DNA | DNA | DNA | NA | DNA | NA | NA | \Classifications\Building System Class\D30-HVAC Systems\D3040 - Distribution SYS\Hot Water Pump - PHW | EQ-1004386
50-A2 | 50-A2 Hall of Records | 50-A2-D3044-125-PHW03 | Hot Water Pump - PCH03 | bell and gossett | 1.17E+08 | 56B17D11008AP | OM00034423 |  | 1st floor dept. 15 | NA | NA | NA | DNA | DNA | DNA | NA | DNA | NA | NA | \Classifications\Building System Class\D30-HVAC Systems\D3040 - Distribution SYS\Hot Water Pump - PHW | EQ-1004387
50-A2 | 50-A2 Hall of Records | 50-A2-D3050-250-ACU03 | Split System | Liebert | 0627C88290 | DCSF104-P | OM00003261 | AC # 2 | North Roof | DNA | DNA | R-22 | PSC MOTOR - 0.75 Hp | 200/230 | 15 max fuse | NA | 1 Ph, 60 Hz | NA | NA | \Classifications\Building System Class\D30-HVAC Systems\D3050 - Package SYS\Air Conditioning,Split System - ACU | EQ-1004391
50-A2 | 50-A2 Hall of Records | 50-A2-D3050-250-ACU02 | Split System | Liebert | 0627C88289 | DCSF104-P | OM00003263 | AC # 1 | North Roof | DNA | DNA | R-22 | PSC Motor 0.75 Hp | 208/230 | 15 Max Fuse | NA | 1Ph, 60Hz | NA | NA | \Classifications\Building System Class\D30-HVAC Systems\D3050 - Package SYS\Air Conditioning,Split System - ACU | EQ-1004392
50-A2 | 50-A2 Hall of Records | 50-A2-D3050-250-ACU01 | Split System - Air Handler/Condenser | Carrier | X497302 | 38AE016500 | OM00003276 |  | SE Corner Outside in Inmate Sallyport Area | NA | NA | R-22 | NA | 208/230 | 125 | NA | 3 Ph, 60Hz | NA | NA | \Classifications\Building System Class\D30-HVAC Systems\D3050 - Package SYS\Air Conditioning,Split System - ACU | EQ-1004394
50-A2 | 50-A2 Hall of Records | 50-A2-D5092-250-EML17 | Emergency Exit Lights | NA | NA | NA | OM00034447 |  | Throughout | NA | NA | NA | NA | NA | NA | Electric | DNA | NA | NA | \Classifications\Building System Class\D50-Electrical SYS\D5090 - Elec SYS\Emergency And Exit Lighting - EML | EQ-1004398
50-A2 | 50-A2 Hall of Records | 50-A2-D3042-220-EFN01 | Exhaust Fan (aluminum cover) EFN01 | DNA | DNA | DNA | OM00034463 |  | Roof Top | DNA | DNA | NA | DNA | DNA | DNA | NA | DNA | NA | NA | \Classifications\Building System Class\D30-HVAC Systems\D3040 - Distribution SYS\Supply/Exhaust/Return fans- FAN | EQ-1004399
50-A2 | 50-A2 Hall of Records | 50-A2-D3042-220-EFN02 | Exhaust Fan (aluminum cover) EFN02 | Carnes | DNA | DNA | OM00034464 |  | Roof Top | DNA | DNA | NA | DNA | DNA | DNA | NA | DNA | NA | NA | \Classifications\Building System Class\D30-HVAC Systems\D3040 - Distribution SYS\Supply/Exhaust/Return fans- FAN | EQ-1004400
50-A2 | 50-A2 Hall of Records | 50-A2-D3042-210-FAN02 | Exhaust Fan (aluminum cover) EFN03 | DNA | DNA | DNA | OM00034424 |  | Services HVAC Room, tagged in 1st Flr. Dept. 15 | DNA | DNA | NA | DNA | DNA | DNA | NA | DNA | NA | NA | \Classifications\Building System Class\D30-HVAC Systems\D3040 - Distribution SYS\Fan,Axial - FAN | EQ-1004401
50-A2 | 50-A2 Hall of Records | 50-A2-D3050-210-PKU01 | Package Unit PKU01 | Goodman Manufacturing | 50903828 | GPG10600901A | OM00003262 |  | North Roof | DNA | DNA | R-22 | NA | 208-230 | 40.3 - 60 max fuse | Natural Gas | 1 Ph, 60Hz | 92,000 | DNA | \Classifications\Building System Class\D30-HVAC Systems\D3050 - Package SYS\Package Unit - PKU | EQ-1004406
50-A2 | 50-A2 Hall of Records | 50-A2-D4031-100-FEX26 | Portable, Hand Held, Fire Extinguisher FEX26 | NA | NA | NA | OM00034446 |  | DNA | NA | NA | NA | NA | NA | NA | NA |  | NA | NA | \Classifications\Building System Class\D40-Fire Protection SYS\D4030 - FIRE SPEC\Fire Extinguisher - FEX | EQ-1004606
50-A2 | 50-A2 Hall of Records | 50-A2-B2010-100-BLD01 | Building Structure | NA | NA | NA | OM00034452 | NA | NA | NA | NA | NA | NA | NA | NA | NA | NA | NA | NA | \Classifications\Building System Class\B20-General Building Exterior\B2010 - Exterior Walls\Building - BLD | EQ-1007396
50-A2 | 50-A2 Hall of Records | 50-A2-B3010-100-RUF01 | Roofing Systems | NA | NA | NA | OM00034451 |  | NA | NA | NA | NA | NA | NA | NA | NA | NA | NA | NA | \Classifications\Building System Class\B30-Roofing\B3010 - Roof Types\Roof - RUF | EQ-1007573
50-A2 | 50-A2 Hall of Records | 50-A2-D3041-110-AHU04 | Air Handling Unit - AHU04 | Carrier | 7745 | 28CU1224TA1071 | OM00003273 | UNIT #4 | Basement Between Hall of Records and Modesto Main Jury Assembly | (2) BX48 | (3) 24X24X2 Pre Filters, (3) 24x24x10 Bag Filters | NA | NA | 208 | 60 AMPS | ELECTRIC | 3 | NA | NA | \Classifications\Building System Class\D30-HVAC Systems\D3040 - Distribution SYS\Air Handling Unit - AHU | 1008514
50-A2 | 50-A2 Hall of Records | 50-A2-D2017-100-SHW01 | eye wash station | Bradley | DNA | DNA | OM00034243 |  | East Mechanical Room | NA | NA | NA | NA | NA | NA | NA | NA | NA | NA | \Classifications\Building System Class\D20-Plumbing\D2010 - Plumb Fix\Showers - SHW | 1012496
50-A2 | 50-A2 Hall of Records | 50-A2-D3044-125-PHW05 | Hot Water Pump | Bell & Gossett | 9035T6 | FQN56A17 | OM00034378 |  | mechanical room south end on 3rd. Flr. | NA | NA | NA | DNA | 110 | DNA | Electrical | DNA | NA | NA | \Classifications\Building System Class\D30-HVAC Systems\D3040 - Distribution SYS\Hot Water Pump - PHW | 1012502
50-A2 | 50-A2 Hall of Records | 50-A2-D3044-125-PHW07 | hot water pump | Armstrong | 116641 | HQ-56BMD1100 | OM00034377 |  | department 15 hallway | NA | NA | NA | DNA | DNA | DNA | Electrical | DNA | NA | NA | \Classifications\Building System Class\D30-HVAC Systems\D3040 - Distribution SYS\Hot Water Pump - PHW | 1012504
50-A2 | 50-A2 Hall of Records | 50-A2-D2090-230-WIP01 | water treatment pump | LMI | 09022732294-5 | DC4000 | OM00034380 |  | Mechanical Room East Penthouse 5th Flr. | NA | NA | NA | DNA | 110 | DNA | DNA | single | NA | NA | \Classifications\Building System Class\D20-Plumbing\D2090 - Other Plumbing SYS\Water Treatment Inhibitor Pump - WIP | 1012505
50-A2 | 50-A2 Hall of Records | 50-A2-D3031-100-PCH01 | Condenser Water Pump | Paco | 12-28905 | 30957 LL | OM00039240 | OM00039240 | East Mechanical Room | NA | NA | NA | 10 HP | 220 | DNA | Electrical | 3 | NA | NA | \Classifications\Building System Class\D30-HVAC Systems\D3030 - Cooling SYS\Chilled Water Pump - PCH | 1012506
50-A2 | 50-A2 Hall of Records | 50-A2-D3031-100-PCH02 | chilled water pump #2 | Baldor | Y288788A9 | 213TY | OM00034238 |  | East Mechanical Room | NA | NA | NA | DNA | 220 | DNA | Electrical | 3 | NA | NA | \Classifications\Building System Class\D30-HVAC Systems\D3030 - Cooling SYS\Chilled Water Pump - PCH | 1012507
50-A2 | 50-A2 Hall of Records | 50-A2-D3031-100-PCH03 | chilled water pump | Reliance | JMM3311T | 379765062 | OM00034239 |  | East Mechanical Room | NA | NA | NA | 10 | 220 | DNA | Electrical | 3 | NA | NA | \Classifications\Building System Class\D30-HVAC Systems\D3030 - Cooling SYS\Chilled Water Pump - PCH | 1012508
50-A2 | 50-A2 Hall of Records | 50-A2-D3041-210-SFN01 | supply fan | American Blower | 43229A | 7 | OM00034310 |  | East Mechanical Room | (4) B148 | NA | NA | DNA | 220 | DNA | Electrical | DNA | DNA | DNA | \Classifications\Building System Class\D30-HVAC Systems\D3040 - Distribution SYS\Supply/Exhaust/Return fans- FAN | 1012509
50-A2 | 50-A2 Hall of Records | 50-A2-D3042-220-EFN05 | vortex fan#1 | Lincoln | 1736316 | 184T | OM00034312 |  | East Mechanical Room | (1) BX70 | NA | NA | DNA | DNA | DNA | Electrical | DNA | NA | NA | \Classifications\Building System Class\D30-HVAC Systems\D3040 - Distribution SYS\Supply/Exhaust/Return fans- FAN | 1012510
50-A2 | 50-A2 Hall of Records | 50-A2-D3042-220-EFN06 | vortex fan #2 | Toshiba | 00158575 | 00158575 | OM00034313 |  | East Mechanical Room | (1) BX70 | NA | NA | DNA | DNA | DNA | Electrical | DNA | NA | NA | \Classifications\Building System Class\D30-HVAC Systems\D3040 - Distribution SYS\Supply/Exhaust/Return fans- FAN | 1012511
50-A2 | 50-A2 Hall of Records | 50-A2-D3042-220-EFN07 | vortex fan #3 | Toshiba | 90989379 | BY754F6F2U3 | OM00034314 |  | East Mechanical Room | (1) BX70 | NA | NA | DNA | DNA | DNA | Electrical | DNA | NA | NA | \Classifications\Building System Class\D30-HVAC Systems\D3040 - Distribution SYS\Supply/Exhaust/Return fans- FAN | 1012512
50-A2 | 50-A2 Hall of Records | 50-A2-D3041-230-RFN01 | Return Fan Unit | Carrier | 191127BA | BCF2700 | OM00034311 |  | East Mechanical Room | (1) BX70 | NA | NA | DNA | 220 | DNA | Electrical | DNA | DNA | DNA | \Classifications\Building System Class\D30-HVAC Systems\D3040 - Distribution SYS\Supply/Exhaust/Return fans- FAN | 1012513
50-A2 | 50-A2 Hall of Records | 50-A2-D3090-220-CMD01 | compressor air dryer | Hankson | 0305A | 8015 | OM00034242 |  | 5th Flr. penthouse north east wall | NA | NA | DNA | DNA | DNA | DNA | DNA | DNA | NA | NA | \Classifications\Building System Class\D30-HVAC Systems\D3090 - Other HVAC Systems and Equipment\Compressed Air Dryer - CMD | 1012514
50-A2 | 50-A2 Hall of Records | 50-A2-D5010-200-ESD01 | switch gear | Square D | 298957 | 49-60105-1 | OM00034309 |  | East Mechanical Room | NA | NA | NA | DNA | DNA | DNA | DNA | DNA | NA | NA | \Classifications\Building System Class\D50-Electrical SYS\D5010 - Elec Service & Dist\Electical Service and Distribution - ESD | 1012515
50-A2 | 50-A2 Hall of Records | 50-A2-G2050-200-LSC01 | Landscape | NA | NA | NA | OM00034449 |  | Exterior Landscape | NA | NA | NA | NA | NA | NA | NA | NA | NA | NA | \Classifications\Building System Class\G20-Other Systems\G2050 - Landscaping\Landscaping - LSC | 1012516
50-A2 | 50-A2 Hall of Records | 50-A2-D5092-250-ELT01 | exterior lighting | MULTIPLE | MULTIPLE | MULTIPLE | OM00034448 |  | exterior lighting | NA | NA | NA | DNA | DNA | DNA | Electrical | DNA | NA | NA | \Classifications\Building System Class\D50-Electrical SYS\D5090 - Elec SYS\Exterior Lighting - ELT | 1012517
50-A2 | 50-A2 Hall of Records | 50-A2-G2023-150-PEG02 | Judges Secured Parking lot Gate Opener | Liftmaster | 0214N1886 | CSL24V | OM00034345 | OM00003905 | Secured Parkinglot Gate Between Jail & Modesto main C/H | NA | NA | NA | 0.5 | 120 | 5 | Electric | 1 | NA | NA | \Classifications\Building System Class\G20-Other Systems\G2020 - Parking Lots\Secured Parking Gate - PEG | 1017310
50-A2 | 50-A2 Hall of Records | 50-A2-G2049-300-HSC01 | Hardscape | NA | NA | NA | OM00034450 |  | Exterior Hardscape | NA | NA | NA | NA | NA | NA | NA | NA | NA | NA | \Classifications\Building System Class\G20-Other Systems\G2040 - Site Development\Hardscape - HSC | 1017635
50-A2 | 50-A2 Hall of Records | 50-A2-D5010-200-ESD02 | Main Switch Board | Square D | D2618 | S-4945 | OM00039051 |  | 1st Flr. Electrical Closet | NA | NA | NA | NA | 120/208 | 8000 | Electric | 3 | NA | NA | \Classifications\Building System Class\D50-Electrical SYS\D5010 - Elec Service & Dist\Electical Service and Distribution - ESD | 1017636
50-A2 | 50-A2 Hall of Records | 50-A2-D3050-250-ACU04 | Split System A/C - Print Room ACU04 | Fujitsu | HBN021892 (outdoor unit) / HBA022015 (indoor unit) | AOI36CLX1 (outdoor unit) / ASU36CLX1 (indoor unit) | OM00034177 | OM00003275 | Northeast grounds / Print Room | NA | washable | R-410A | NA | 208 | 30 | Electric | 1 | NA | 36,000 | \Classifications\Building System Class\D30-HVAC Systems\D3050 - Package SYS\Air Conditioning,Split System - ACU | 1018923
50-A2 | 50-A2 Hall of Records | 50-A2-D3030-110-CTW02 | Cooling Tower | Baltimore Aire Coil | U151637201-01-01 | BTO-116-M/X | OM00034322 | OM00003271 | 5th Flr. East Penthouse | (1) B82 | NA | NA | NA | 220 | NA | Electric | 3 | NA | NA | \Classifications\Building System Class\D30-HVAC Systems\D3030 - Cooling SYS\Cooling Tower - CTW | 1019840
50-A2 | 50-A2 Hall of Records | 50-A2-D3031-130-CLR02 | Hall of Records Chiller | York | 11531G53981477 | YCWL0157XACSDTXXXXXLX90X44XE | OM00034321 | OM00003269 | 5th Flr. East Penthouse | NA | NA | R-410A | NA | 220 | 392 | Electric | 3 | NA | NA | \Classifications\Building System Class\D30-HVAC Systems\D3030 - Cooling SYS\Chiller, Water Cooled - CLR | 1019841
50-A2 | 50-A2 Hall of Records | 50-A2-D5037-710-FAP01 | Elevator Fire Alarm Panel | Gamewell | Account # IFS3472 | S3 Series | OM00034328 |  | 1st. Flr. Main Lobby outside elevator | NA | NA | NA | NA | NA | NA | NA | NA | NA | NA | \Classifications\Building System Class\D50-Electrical SYS\D5030 - Comm & Security\Fire Alarm Panel - FAP | 1022058
50-A2 | 50-A2 Hall of Records | 50-A2-D3050-250-ACU05 | Elevator Room Split System - ACU | Fujitsu | FTN0012913 | OSU36RLXB | OM00034101 |  | Roof Penthouse in elevator rm. And on roof outside elevator rm. | NA | DNA | DNA | NA | DNA | DNA | Electric | DNA | NA | NA | \Classifications\Building System Class\D30-HVAC Systems\D3050 - Package SYS\Air Conditioning,Split System - ACU | 1022088
50-A2 | 50-A2 Hall of Records | 50-A2-D1010-100-ELE02 | Elevator | Thyssen Krupp | NA | 10G788Y230G1 | OM00034329 | State ID# 21637 | Top Stairs / Machine Room | NA | NA | NA | 20 | 230/460 | 54 | Electric | 3 | NA | NA | \Classifications\Building System Class\D10-Conveyance Systems\D1010 - Elevator\Elevator,Electric,Pass/Freight - ELE | 1022877
50-C1 | 50-C1 Ceres Superior Court | 50-C1-D3031-210-CDR01 | Condensing Unit CDR01 | Trane | 8342NBY4F | 2TTA3060A3000AA | OM00003936 |  | Grounds Behind Building | NA | NA | R-22 | 1/4 | 230 | 35 | Electric | 1 | NA | NA | \Classifications\Building System Class\D30-HVAC Systems\D3030 - Cooling SYS\Condensing Unit, Air Cooled - CDR | EQ-1004407
50-C1 | 50-C1 Ceres Superior Court | 50-C1-D3031-210-CDR02 | Condensing Unit CDR02 | Trane | 5233LAN3F | 2TTB0060A1000AA | OM00003925 |  | Grounds Behind Building | NA | NA | R-22 | 1/4 | 230 | 23 | Electric | 3 | NA | NA | \Classifications\Building System Class\D30-HVAC Systems\D3030 - Cooling SYS\Condensing Unit, Air Cooled - CDR | EQ-1004409
50-C1 | 50-C1 Ceres Superior Court | 50-C1-D3050-122-FAH02 | Furnace on Rt. Side | Trane | 5105TW11G | TUD100C972K4 | OM00003134 |  | janitors closet | NA | (1) 20x25x1 | NA | NA | 120 | 20 | Gas | 1 | 120,000 | 100,000 | \Classifications\Building System Class\D30-HVAC Systems\D3050 - Package SYS\Forced Air Heater,Oil/Gas fired - FAH | EQ-1004410
50-C1 | 50-C1 Ceres Superior Court | 50-C1-D4031-100-FEX03 | Portable, Hand Held, Fire Extinguisher - (2) FEX03 | Badger | EY-376981 | 10MB-2H | OM00003904 |  | 1ST Floor Staff Kitchen | NA | NA | NA | NA | NA | NA | NA | NA | NA | NA | \Classifications\Building System Class\D40-Fire Protection SYS\D4030 - FIRE SPEC\Fire Extinguisher - FEX | EQ-1004609
50-C1 | 50-C1 Ceres Superior Court | 50-C1-D5092-250-EML04 | LIGHT, EMERGENCY, HARDWIRED SYSTEM | Lithonia Lighting | NA | NA | OM00034317 |  | Throughout | NA | NA | NA | NA | 110 | DNA | NA | DNA | NA | NA | \Classifications\Building System Class\D50-Electrical SYS\D5090 - Elec SYS\Emergency And Exit Lighting - EML | EQ-1004611
50-C1 | 50-C1 Ceres Superior Court | 50-C1-B2010-100-BLD01 | Building Structure | NA | NA | NA | OM00034319 |  | building structure | NA | NA | NA | NA | NA | NA | NA | NA | NA | NA | \Classifications\Building System Class\B20-General Building Exterior\B2010 - Exterior Walls\Building - BLD | EQ-1007397
50-C1 | 50-C1 Ceres Superior Court | 50-C1-B3010-100-RUF01 | Roofing Systems | NA | NA | NA | OM00034318 |  | roof | NA | NA | NA | NA | NA | NA | NA | NA | NA | NA | \Classifications\Building System Class\B30-Roofing\B3010 - Roof Types\Roof - RUF | EQ-1007574
50-C1 | 50-C1 Ceres Superior Court | 50-C1-D3050-122-FAH01 | furnace /air handler | Trane | 8262kyc1g | tue1c100a9601ab | OM00039941 | om00003133 | janitors closet | NA | (1) 20x25x1 | NA | NA | 110 | 12.8 | Natural Gas | 1 | 100,000 | 80,000 | \Classifications\Building System Class\D30-HVAC Systems\D3050 - Package SYS\Forced Air Heater,Oil/Gas fired - FAH | 1012518
50-C1 | 50-C1 Ceres Superior Court | 50-C1-G2050-200-LSC01 | Landscape | NA | NA | NA | OM00031539 | NA | Grounds | NA | NA | NA | NA | NA | NA | NA | NA | NA | NA | \Classifications\Building System Class\G20-Other Systems\G2050 - Landscaping\Landscaping - LSC | 1017178
50-C1 | 50-C1 Ceres Superior Court | 50-C1-G2049-300-HSC01 | Hardscape | NA | NA | NA | OM00031540 | NA | Grounds | NA | NA | NA | NA | NA | NA | NA | NA | NA | NA | \Classifications\Building System Class\G20-Other Systems\G2040 - Site Development\Hardscape - HSC | 1017180
50-C1 | 50-C1 Ceres Superior Court | 50-C1-D5092-250-ELT11 | Exterior Lights | NA | NA | NA | OM00031538 | NA | Grounds | NA | NA | NA | NA | NA | NA | Electric | NA | NA | NA | \Classifications\Building System Class\D50-Electrical SYS\D5090 - Elec SYS\Exterior Lighting - ELT | 1017177
50-C1 | 50-C1 Ceres Superior Court | 50-C1-D2022-100-HWE02 | Domestic Hot Water Heater 19 Gallon | A.O. Smith | 1408J013177 | DEL20102 | OM00039362 | OM00003135 | Janitor closet | NA | NA | NA | NA | 240 | NA | Electric | 1 | NA | NA | \Classifications\Building System Class\D20-Plumbing\D2020 - Domestic Water\Domestic Water Heater, Electric - HWE | 1018491
50-D1 | 50-D1 Turlock Superior Court | 50-D1-D3050-210-PKU02 | AC Unit PKU02 | Day & Night | 2395G80058 | 588APW048080ABBG | OM00003140 | Unit #3 | Roof | DNA | (1) 25x25x1 | R-22 | Indeoor motor - 3/4hp Outdoor motor - 1/3 hp | 208/230 | 25.9 - 40 max HACR | Natural Gas | 3 Ph, 60Hz | 80,000 | 64,800 | \Classifications\Building System Class\D30-HVAC Systems\D3050 - Package SYS\Package Unit - PKU | EQ-1004415
50-D1 | 50-D1 Turlock Superior Court | 50-D1-D3050-210-PKU04 | AC Unit PKU04 | Day & Night | 3395G80346 | 588APW060100ACBG | OM00003142 | UNIT #2 | Roof | DNA | (1) 25x25x1 | R-22 | DNA | 208/230 | 33.0 - 50 max HACR | Natural Gas | 3 Ph, 60Hz | 95,000 | 77,000 | \Classifications\Building System Class\D30-HVAC Systems\D3050 - Package SYS\Package Unit - PKU | EQ-1004417
50-D1 | 50-D1 Turlock Superior Court | 50-D1-D2022-100-HWE01 | Domestic Water Heater HWE01 | National Steel | 3C76-68986 | N30C-3 | OM00003138 | NA | Floor 1, Janitor Closet | NA | NA | NA | NA | 208 | 18 | Electrical | 1 Ph, 60Hz | NA | NA | \Classifications\Building System Class\D20-Plumbing\D2020 - Domestic Water\Domestic Water Heater, Electric - HWE | EQ-1004418
50-D1 | 50-D1 Turlock Superior Court | 50-D1-D5010-200-ESD01 | Switchboard SBR01 | Square D | DNA | Cat # 326NP | OM00003143 | NA | Floor 1, electrical closet | NA | NA | NA | NA | 240 | 600 | NA | 3 | NA | NA | \Classifications\Building System Class\D50-Electrical SYS\D5010 - Elec Service & Dist\Electical Service and Distribution - ESD | EQ-1004420
50-D1 | 50-D1 Turlock Superior Court | 50-D1-D4031-100-FEX02 | Portable, Hand Held, Fire Extinguisher - (2) FEX02 | Amerex | NJ - 318970 | A500 | OM00034390 | OM00003909 | 1st Floor Public Hallway South Side | NA | NA | NA | NA | NA | NA | NA | NA | NA | NA | \Classifications\Building System Class\D40-Fire Protection SYS\D4030 - FIRE SPEC\Fire Extinguisher - FEX | EQ-1004612
50-D1 | 50-D1 Turlock Superior Court | 50-D1-D5092-250-EML05 | LIGHT, EMERGENCY, HARDWIRED SYSTEM (5) | Lithonia Lighting | NA | Cat # LHQMSW1G120M4 | OM00034389 | OM00003908 | 1st Floor Throughout the facility | NA | NA | NA | NA | 120 | 0.23 | NA | NA | NA | NA | \Classifications\Building System Class\D50-Electrical SYS\D5090 - Elec SYS\Emergency And Exit Lighting - EML | EQ-1004614
50-D1 | 50-D1 Turlock Superior Court | 50-D1-B2010-100-BLD01 | Building Structure | NA | NA | NA | OM00034388 |  | NA | NA | NA | NA | NA | NA | NA | NA | NA | NA | NA | \Classifications\Building System Class\B20-General Building Exterior\B2010 - Exterior Walls\Building - BLD | EQ-1007398
50-D1 | 50-D1 Turlock Superior Court | 50-D1-B3010-100-RUF01 | Roofing Systems | NA | NA | NA | OM00034391 |  | roof | NA | NA | NA | NA | NA | NA | NA | NA | NA | NA | \Classifications\Building System Class\B30-Roofing\B3010 - Roof Types\Roof - RUF | EQ-1007575
50-D1 | 50-D1 Turlock Superior Court | 50-D1-D2023-100-BFP02 | Backflow Prevention Device, Domestic - BFP02 | Wilkins | L61905 | 375 RP 2 1/2" | OM00034387 | ID#: 1 L61905 | East Side of the Building | NA | NA | NA | NA | NA | NA | NA | NA | NA | NA | \Classifications\Building System Class\D20-Plumbing\D2020 - Domestic Water\Backflow Preventer - BFP | 1011558
50-D1 | 50-D1 Turlock Superior Court | 50-D1-B2034-400-DOH01 | Shutter for Transaction Window 1 | DNA | DNA | NA | OM00039939 | NA | Transaction windows | NA | NA | NA | NA | NA | NA | NA | NA | NA | NA | \Classifications\Building System Class\B20-General Building Exterior\B2030 - Exterior Doors\Door,Overhead-Shutter,Manual,Elec,Roll-up - DOH | 1017181
50-D1 | 50-D1 Turlock Superior Court | 50-D1-D3050-250-ACU01 | Split system for Com room | EMI | 1-09-F-7516-21 | S1CA3000D00 | OM00039936 |  | Roof South East Corner | NA | NA | R-22 | NA | 208/230 | 11.6 | Electric | 1 | NA | NA | \Classifications\Building System Class\D30-HVAC Systems\D3050 - Package SYS\Air Conditioning,Split System - ACU | 1017179
50-D1 | 50-D1 Turlock Superior Court | 50-D1-B2034-400-DOH02 | Shutter for Transaction Window 2 | DNA | DNA | NA | OM00039940 | NA | Transaction windows | NA | NA | NA | NA | NA | NA | NA | NA | NA | NA | \Classifications\Building System Class\B20-General Building Exterior\B2030 - Exterior Doors\Door,Overhead-Shutter,Manual,Elec,Roll-up - DOH | 1017182
50-D1 | 50-D1 Turlock Superior Court | 50-D1-D5092-250-ELT29 | Exterior Lights | NA | NA | NA | OM00031541 | NA | Grounds | NA | NA | NA | NA | NA | NA | Electric | NA | NA | NA | \Classifications\Building System Class\D50-Electrical SYS\D5090 - Elec SYS\Exterior Lighting - ELT | 1017183
50-D1 | 50-D1 Turlock Superior Court | 50-D1-G2050-200-LSC01 | Landscape | NA | NA | NA | OM00031542 |  | Grounds | NA | NA | NA | NA | NA | NA | NA |  | NA | NA | \Classifications\Building System Class\G20-Other Systems\G2050 - Landscaping\Landscaping - LSC | 1017209
50-D1 | 50-D1 Turlock Superior Court | 50-D1-G2049-300-HSC01 | Hardscape | NA | NA | NA | OM00031543 |  | Grounds | NA | NA | NA | NA | NA | NA | NA |  | NA | NA | \Classifications\Building System Class\G20-Other Systems\G2040 - Site Development\Hardscape - HSC | 1017210
50-D1 | 50-D1 Turlock Superior Court | 50-D1-D3050-210-PKU05 | Roof Top AC Unit PKU01, Nat. Gas | Daikin | 150905222 | DCG0600903BXXXAB | OM00034100 | OM00003139 | Roof South East Center | (1) AX61 | (4) 14X20X2 | R-410A | 1 | 208/230 | 40 | Gas | 3 | 92,000 | 73,000 | \Classifications\Building System Class\D30-HVAC Systems\D3050 - Package SYS\Package Unit - PKU | 1019969
50-D1 | 50-D1 Turlock Superior Court | 50-D1-D3050-210-PKU06 | PACKING UNIT | DAIKIN | 150905222 | DSG0600903BXXXAA | OM00034172 |  | ROOF | DNA | DNA | R-410A | 1 HP / .25 HP | 208 / 230 | 40 | Gas | DNA | 92,000 | 73,600 | \Classifications\Building System Class\D30-HVAC Systems\D3050 - Package SYS\Package Unit - PKU | 1022360
51-A1 | 51-A1 Courthouse West | 51-A1-D5092-250-EML09 | Emergency Exit Lights | Lithonia | NA | LQMSW3R | OM00027061 |  | Throughout Facility | NA | NA | NA | NA | NA | DNA | Electric | DNA | NA | NA | \Classifications\Building System Class\D50-Electrical SYS\D5090 - Elec SYS\Emergency And Exit Lighting - EML | EQ-1004422
51-A1 | 51-A1 Courthouse West | 51-A1-D4031-100-FEX11 | Fire Extinguishers FEX11 | Multiple | Multiple | Multiple | OM00027060 |  | Multiple | NA | NA | NA | NA | NA | NA | NA | NA | NA | NA | \Classifications\Building System Class\D40-Fire Protection SYS\D4030 - FIRE SPEC\Fire Extinguisher - FEX | EQ-1004423
51-A1 | 51-A1 Courthouse West | 51-A1-D3050-210-PKU01 | Package Unit 01 | Lennox | 5643H03803 | GCS16-261-50-1P | OM00003477 | DNA | Roof Serves Judicial Chambers #2 | Direct Drive NA | (1) 20x25x2 | R-22 | Blower fan - 1/3 hp Condenser fan - 1/6 hp | 208/230 | 17.7 - 25 max fuse /Combustion Fan .75 amp | Natural Gas | 1 Ph, 60Hz | 50,000 | 40,000 | \Classifications\Building System Class\D30-HVAC Systems\D3050 - Package SYS\Package Unit - PKU | EQ-1004424
51-A1 | 51-A1 Courthouse West | 51-A1-D3050-210-PKU02 | Package Unit 02 | Lennox | 5643H03897 | GCS16-413-100-9Y | OM00003478 | DNA | Roof Serves Jury Deliberation Room | Direct Drive NA | (1) 16x25x2 | R-22 | Fan Blower - 1/2 hp Condenser Fan 1/6 hp | 208/230 | 19-25 max fuse/ Compressor 10.8/Combustio Fan .75 amp | Natural gas / Electrical | 3 Ph, 60Hz | 100,000 | 80,000 | \Classifications\Building System Class\D30-HVAC Systems\D3050 - Package SYS\Package Unit - PKU | EQ-1004425
51-A1 | 51-A1 Courthouse West | 51-A1-D3050-210-PKU03 | Package Unit 03 | Lennox | 5643B00947 | GCS16-953-200-6Y | OM00003479 | DNA | Roof Serves Courtroom #1 | (1)A45 | (4) 16X20X2 | R-22 | Blower Fan - 2hp Condenser fan 3/4 hp | 208-230 | 44 - 50 max fuse/Compressor(1) 14.8 amp, (2)14.1 amp/Combustion Fan .75 amp | Natural Gas / Electric | 3 Ph, 60hz | Min - 126,000 Max 200,000 | 160,000 | \Classifications\Building System Class\D30-HVAC Systems\D3050 - Package SYS\Package Unit - PKU | EQ-1004426
51-A1 | 51-A1 Courthouse West | 51-A1-D3050-210-PKU04 | Package Unit 04 | Lennox | 5643B04904 | GCS16-413-100-9Y | OM00003480 | DNA | Roof Serves Judicial Chambers #1 | Direct Drive NA | (1) 16X25X2 | R-22 | Blower Fan - 1/2 hp Condenser Fan - 1/6 hp | 208/230 | 19-25 MAX FUSE /Compressor 10.9 amp/Combustion fan .75 amp | Natural Gas / Electric | 3 Ph, 60 Hz | 100,000 | 80,000 | \Classifications\Building System Class\D30-HVAC Systems\D3050 - Package SYS\Package Unit - PKU | EQ-1004427
51-A1 | 51-A1 Courthouse West | 51-A1-D3050-250-ACU01 | Split System #10 | Bryant | 1401E34133 | 663CJ024-B | OM00003482 |  | S wall | DNA | DNA | R-22 | Condenser fan - 1/5 hp | 208/230 | 25 max Fuse/HACR/ Compressor 11.5 | Electrical | 1 Ph | NA | 23 | \Classifications\Building System Class\D30-HVAC Systems\D3050 - Package SYS\Air Conditioning,Split System - ACU | EQ-1004429
51-A1 | 51-A1 Courthouse West | 51-A1-D3050-250-ACU02 | Split System #8 | Carrier | 2593E20093 | 38CK048540 | OM00003483 | #8 | S wall | DNA | DNA | R-22 | Condenser Fan in 1/4 hp | 208 | 19.8 - 30 Max / Compressor 14.7 | Electrical | 3 Ph, 60Hz | NA | NA | \Classifications\Building System Class\D30-HVAC Systems\D3050 - Package SYS\Air Conditioning,Split System - ACU | EQ-1004430
51-A1 | 51-A1 Courthouse West | 51-A1-D3031-240-CDR03 | Condenser #1 | Carrier | 4197E10662 | 38BRC030310 | OM00003484 | #1 | Sallyport | DNA | DNA | R-22 | Condenser Fan 1/8 hp | 208/230 | 30 max fuse ? HACR | Electrical | 1 Ph, 60Hz | NA | NA | \Classifications\Building System Class\D30-HVAC Systems\D3030 - Cooling SYS\Condensing Unit, Water Cooled - CDR | EQ-1004431
51-A1 | 51-A1 Courthouse West | 51-A1-D3031-240-CDR04 | Condenser #2 | Carrier | 4597E03616 | 38BRC036500 | OM00003485 | #2 | Sallyport | DNA | DNA | R-22 | Condenser Fan 1/4hp | 208/230 | 20 max fuse /HACR / Compressor 10.6 | Electrical | 3 Ph, 60Hz | NA | NA | \Classifications\Building System Class\D30-HVAC Systems\D3030 - Cooling SYS\Condensing Unit, Water Cooled - CDR | EQ-1004432
51-A1 | 51-A1 Courthouse West | 51-A1-D3031-240-CDR05 | Condenser #3 | Carrier | 5197E02840 | 38BRC030310 | OM00003486 | #3 | Sallyport Serves Courtroom#3 | DNA | DNA | R-22 | Condenser Fan - 1/8 hp | 208/230 | 30 max fuse /HACR Compressor 15 amp | Electrical | 1 Ph, 60Hz | NA | NA | \Classifications\Building System Class\D30-HVAC Systems\D3030 - Cooling SYS\Condensing Unit, Water Cooled - CDR | EQ-1004433
51-A1 | 51-A1 Courthouse West | 51-A1-D3031-240-CDR06 | Condenser #4 | Carrier | 4597E03619 | 38BRC036500 | OM00003487 | #4 | Sallyport Serves lobby area | DNA | DNA | R-22 | Condenser Fan 1/4 hp | 208/230 | 20 max fuse /HACR | Electric | 3 Ph, 6Hz | NA | NA | \Classifications\Building System Class\D30-HVAC Systems\D3030 - Cooling SYS\Condensing Unit, Water Cooled - CDR | EQ-1004434
51-A1 | 51-A1 Courthouse West | 51-A1-D3031-240-CDR07 | Condenser #5 | Carrier | 5197E03551 | 38BRC048520 | OM00003488 | #5 | Sallyport Serves Courtroom#3 | DNA | DNA | R-22 | Condenser Fan 1/4 hp | 208/230 | 30 max fuse /HACR Compressor 15 amp | Electrical | 3 Ph. 60 Hz | NA | NA | \Classifications\Building System Class\D30-HVAC Systems\D3030 - Cooling SYS\Condensing Unit, Water Cooled - CDR | EQ-1004435
51-A1 | 51-A1 Courthouse West | 51-A1-D3031-240-CDR08 | Condenser #6 | Carrier | 4197E10665 | 38BRC030310 | OM00003489 |  | Sallyport Serves DA Main Offices | DNA | DNA | R-22 | Condenser fan 1/8 hp | 208/230 | 30 max fuse /HACR Compressor 15 amp | Electrical | 1 Ph, 60Hz | NA | NA | \Classifications\Building System Class\D30-HVAC Systems\D3030 - Cooling SYS\Condensing Unit, Water Cooled - CDR | EQ-1004436
51-A1 | 51-A1 Courthouse West | 51-A1-D3031-240-CDR09 | Condenser #7 | Carrier | 4297E02423 | 38BRC042500 | OM00003490 | #7 | Sallyport Serves DA Office East | DNA | DNA | R-22 | Condenser Fan 1/4 hp | 208/230 | 25 max fuse /HACR Compressor 13.4 | Electrical | 3 Ph, 60Hz | NA | NA | \Classifications\Building System Class\D30-HVAC Systems\D3030 - Cooling SYS\Condensing Unit, Water Cooled - CDR | EQ-1004437
51-A1 | 51-A1 Courthouse West | 51-A1-D3031-240-CDR10 | Condenser #9 | Carrier | 4297E02426 | 38BRC042500 | OM00003491 | #9 | Roof Serves Appeals | DNA | DNA | R-22 | Condenser Fan 1/4 hp | 208/230 | 25 max fuse / HACR Compressor 13.4 | Electrical | 3 | NA | NA | \Classifications\Building System Class\D30-HVAC Systems\D3030 - Cooling SYS\Condensing Unit, Water Cooled - CDR | EQ-1004438
51-A1 | 51-A1 Courthouse West | 51-A1-D2022-100-HWE01 | Dom Hot Water Heater Attic HWE01 | State Select | B04203519 | P63020RT2 | OM00003492 | Water Heater | Attic 3RD Floor | NA | NA | NA | NA | 240 | 21 | Electric | DNA | DNA | DNA | \Classifications\Building System Class\D20-Plumbing\D2020 - Domestic Water\Domestic Water Heater, Electric - HWE | EQ-1004439
51-A1 | 51-A1 Courthouse West | 51-A1-D2022-260-HWG02 | Dom Hot Water Heater Air Handling Room | Hoyt Heater | 658973 | 30-HMEV | OM00003493 | Water Heater | Basement | NA | NA | NA | NA | NA | NA | Natural Gas | NA | 33,000 | DNA | \Classifications\Building System Class\D20-Plumbing\D2020 - Domestic Water\Domestic Water Heater, Gas - HWG | EQ-1004440
51-A1 | 51-A1 Courthouse West | 51-A1-D2022-100-HWE03 | Dom Hot Water Heater #3 HWE03 | Sears Roebuck | M01326400 | 153.317132 | OM00003494 | Water Heater | Basement | NA | NA | NA | NA | 120 | 13.75 | Electric | 1 Ph, 60 Hz | DNA | DNA | \Classifications\Building System Class\D20-Plumbing\D2020 - Domestic Water\Domestic Water Heater, Electric - HWE | EQ-1004441
51-A1 | 51-A1 Courthouse West | 51-A1-D3050-122-FAH01 | Forced Air Furnace 01 | Carrier | 0598A11373 | 58RAV070-12 | OM00004352 | Furnace #1 | Basement Fan Room Serves Judicial Chambers #3. Associated condenser #1. | NA | Note 1# (9) 20x30x4 | NA | Blower Fan 1/3 hp | 120 | 8.4 AMP TOTAL. Combustion Fan 1.8 amp | NA | 1 Ph, 60Hz | 75,000 | 56,000 | \Classifications\Building System Class\D30-HVAC Systems\D3050 - Package SYS\Forced Air Heater,Oil/Gas fired - FAH | EQ-1004443
51-A1 | 51-A1 Courthouse West | 51-A1-D3050-122-FAH02 | Forced Air Furnace #2 | Carrier | 0598A11369 | 58RAV070-12 | OM00004353 | Furnace #2 | Basement Fan Room Serves DA North Offices. Assoicated Condenser #2 | NA | Note 1* (9) 20x30x4 | NA | Blower Fan 1/3 hp | 120 | 8.4 total Combustion Fan 1.8 amp | Natural Gas | 1 Ph, 60Hz | 69,000 | 56,000 | \Classifications\Building System Class\D30-HVAC Systems\D3050 - Package SYS\Forced Air Heater,Oil/Gas fired - FAH | EQ-1004444
51-A1 | 51-A1 Courthouse West | 51-A1-D3050-122-FAH04 | Forced Air Furnace #4 | Carrier | 1097A12802 | 58RVA 095-16 | OM00004355 | Furnace | Basement Fan Room Serves Courtroom#3, associated condenser #3 | NA | (1) 20x30x4 | NA | Blower fan 1/2 hp | 110 | 10.2 | Natural Gas | 1 | 95000 | 75000 | \Classifications\Building System Class\D30-HVAC Systems\D3050 - Package SYS\Forced Air Heater,Oil/Gas fired - FAH | EQ-1004445
51-A1 | 51-A1 Courthouse West | 51-A1-D3042-210-FAN01 | Ceiling Fan | Illegible | Illegible | Illegible | OM00004362 | DNA | 2ND Floor (4) Courtroom 1 (2) Courtroom 2 | NA | NA | NA | NA | 120 | DNA | Electric | DNA | NA | NA | \Classifications\Building System Class\D30-HVAC Systems\D3040 - Distribution SYS\Fan,Axial - FAN | EQ-1004447
51-A1 | 51-A1 Courthouse West | 51-A1-G2023-150-PEG01 | Gate Opener 01 | Apollo | Data Plate Missing | Data Plate Missing | OM00004341 | DNA | Sallyport | NA | NA | NA | NA | External -120, Internal - 12 | DNA | Electric | DNA | NA | NA | \Classifications\Building System Class\G20-Other Systems\G2020 - Parking Lots\Secured Parking Gate - PEG | EQ-1004448
51-A1 | 51-A1 Courthouse West | 51-A1-B2010-100-BLD01 | Building Structure | NA | NA | NA | OM00027306 |  | Building | NA | NA | NA | NA | NA | NA | NA | NA | NA | NA | \Classifications\Building System Class\B20-General Building Exterior\B2010 - Exterior Walls\Building - BLD | EQ-1007399
51-A1 | 51-A1 Courthouse West | 51-A1-B3010-100-RUF01 | Roofing Systems | NA | NA | NA | OM00027305 |  | NA | NA | NA | NA | NA | NA | NA | NA | NA | NA | NA | \Classifications\Building System Class\B30-Roofing\B3010 - Roof Types\Roof - RUF | EQ-1007576
51-A1 | 51-A1 Courthouse West | 51-A1-D3050-122-FAH05 | Forced air Furnace #5 | Carrier | 0598A11374 | 58RVA 070-12 | OM00004356 | Furnace #5 | Basement Fan Air | NA | (9) 20x30x4 Pleated | NA | Blower fan 1/3 hp | 110 | 8.4 | Natural Gas | 1 | 69,000 | 56,000 | \Classifications\Building System Class\D30-HVAC Systems\D3050 - Package SYS\Forced Air Heater,Oil/Gas fired - FAH | 1008443
51-A1 | 51-A1 Courthouse West | 51-A1-D3050-122-FAH06 | Forced Air Furnace #6 | Carrier | 0598A11375 | 58RVA 070-12 | OM00004357 | Furnace #6 | Basement | Direct Drive | (9) 20x30x4 Pleated | NA | Blower fan 1/3 hp | 110 | 8.4 | Natural Gas | 1Ph, 60 Hz | 69,000 | 56,000 | \Classifications\Building System Class\D30-HVAC Systems\D3050 - Package SYS\Forced Air Heater,Oil/Gas fired - FAH | 1008444
51-A1 | 51-A1 Courthouse West | 51-A1-D3050-122-FAH07 | Forced Air Furnace #7 | Carrier | 1097A12806 | 58RVA 095-16 | OM00004358 | Furnace #7 | Basement Fan Air | Direct Drive | (9) 20x30x4 Pleated | NA | Blower fan 1/2 hp | 120 | 10.2 | Natural Gas | 1 Ph, 60 Hz | 92,000 | 75,000 | \Classifications\Building System Class\D30-HVAC Systems\D3050 - Package SYS\Forced Air Heater,Oil/Gas fired - FAH | 1008445
51-A1 | 51-A1 Courthouse West | 51-A1-D2023-100-BFP01 | Domestic Water Backflow Preventer BFP01 | Watts | 194214 | 009 M2Q1 RP | OM00004351 |  | South Side of Building | NA | NA | NA | NA | NA | NA | NA | NA | NA | NA | \Classifications\Building System Class\D20-Plumbing\D2020 - Domestic Water\Backflow Preventer - BFP | 1008446
51-A1 | 51-A1 Courthouse West | 51-A1-D2023-100-BFP02 | Domestic Water Backflow Preventer BFP02 | Wilkins | L-48917 | Wilkins 375 | OM00004350 | ID#: 1 ¦ 48917 | Front of Building | NA | NA | NA | NA | NA | NA | NA |  | NA | NA | \Classifications\Building System Class\D20-Plumbing\D2020 - Domestic Water\Backflow Preventer - BFP | 1008447
51-A1 | 51-A1 Courthouse West | 51-A1-D3050-122-FAH08 | Forced Air Heater,Oil/Gas fired - FAH | Carrier | 4097A09491 | 58RAV 11-20 | OM00004359 | Furnace #8 | Secured Basement | Direct Drive | (9) 20x30x4 Pleated | NA | Blower fan 3/4 HP | 120 | 14.4 | Natural Gas | 1 Ph, 60 HZ | 110,000 | 75,000 | \Classifications\Building System Class\D30-HVAC Systems\D3050 - Package SYS\Forced Air Heater,Oil/Gas fired - FAH | 1009052
51-A1 | 51-A1 Courthouse West | 51-A1-D3050-122-FAH03 | Forced air Furnace #3 | 58RAV070-12 | 0598A11368 | 58RVA 070-12 | OM00004354 |  | BASEMENT | NA | (9) 20x30x4 Pleated | NA | DNA | 120 V. | 10 | Natural Gas | 1 PH | 69000 | 56000 | \Classifications\Building System Class\D30-HVAC Systems\D3050 - Package SYS\Forced Air Heater,Oil/Gas fired - FAH | 1012519
51-A1 | 51-A1 Courthouse West | 51-A1-D3068-100-BAS01 | Delta control system | Delta | DNA | 327884101REV-B | OM00027015 |  | Sally port area | NA | NA | NA | DNA | 120 | DNA | Electrical | 1 | NA | NA | \Classifications\Building System Class\D30-HVAC Systems\D3060 - Control & Inst Air\Building Automation System - BAS | 1012520
51-A1 | 51-A1 Courthouse West | 51-A1-G2050-200-LSC01 | LANDSCAPE | NA | NA | NA | OM00027063 |  | Exterior Landscape | NA | NA | NA | NA | NA | NA | NA | NA | NA | NA | \Classifications\Building System Class\G20-Other Systems\G2050 - Landscaping\Landscaping - LSC | 1012521
51-A1 | 51-A1 Courthouse West | 51-A1-D5092-250-ELT14 | EXTERIOR LIGHTING | MULTIPLE | MULTIPLE | MULTIPLE | OM00027062 |  | EXTERIOR | NA | NA | NA | DNA | 120 | DNA | Electrical | 1 PH | NA | NA | \Classifications\Building System Class\D50-Electrical SYS\D5090 - Elec SYS\Exterior Lighting - ELT | 1012522
51-A1 | 51-A1 Courthouse West | 51-A1-G2049-300-HSC01 | HARDSCAPE | NA | NA | NA | OM00027064 |  | EXTERIOR | NA | NA | NA | NA | NA | NA | NA | NA | NA | NA | \Classifications\Building System Class\G20-Other Systems\G2040 - Site Development\Hardscape - HSC | 1012523
51-A1 | 51-A1 Courthouse West | 51-A1-D3050-210-PKU06 | Package Unit 05 | Bryant | 5011C45221 | 574DPW48090NA | OM00031057 | OM00003481 | Roof Serves Courtroom #2 | NA | (2) 16x20x2 | R-410A | DNA | 240 | 25.9 | Natural gas and electric | 3 | 90000 | 73000 | \Classifications\Building System Class\D30-HVAC Systems\D3050 - Package SYS\Package Unit - PKU | 1014878
51-A1 | 51-A1 Courthouse West | 51-A1-D3050-210-PKU07 | IT Room Portable Air Conditioner | Friedrich | AABA01459 | P12B-A | OM00027235 | NA | IT Room | NA | NA | R-410A | NA | 110 | 1.8 | Electric | DNA | NA | NA | \Classifications\Building System Class\D30-HVAC Systems\D3050 - Package SYS\Package Unit - PKU | 1016302
51-A1 | 51-A1 Courthouse West | 51-A1-D3050-210-PKU08 | UPS Room Portable Air Conditioner | Friedrich | AABA00930 | P09B-A | OM00027236 | NA | UPS Room | NA | NA | R-410A | NA | 110 | 11.5 | Electric | DNA | NA | NA | \Classifications\Building System Class\D30-HVAC Systems\D3050 - Package SYS\Package Unit - PKU | 1016303
51-A1 | 51-A1 Courthouse West | 51-A1-D2023-100-BFP03 | Landscape | Wilkins Zurn | 3559069 | 1015 | OM00027270 |  | Grounds | NA | NA | NA | NA | NA | NA | NA |  | NA | NA | \Classifications\Building System Class\D20-Plumbing\D2020 - Domestic Water\Backflow Preventer - BFP | 1016509
51-A1 | 51-A1 Courthouse West | 51-A1-D2023-100-BFP04 | Landscape 1" | Wilkins Zurn | 2993973 | 975XL | OM00027271 |  | Grounds | NA | NA | NA | NA | NA | NA | NA |  | NA | NA | \Classifications\Building System Class\D20-Plumbing\D2020 - Domestic Water\Backflow Preventer - BFP | 1016510
51-A1 | 51-A1 Courthouse West | 51-A1-D2022-100-HWE02 | Water Heater 2 | GE | 112701268 | GEU2P065AG | OM00039901 | NA | Jurry room #2 | NA | NA | NA | NA | 120 | NA | Electric | 1 | NA | NA | \Classifications\Building System Class\D20-Plumbing\D2020 - Domestic Water\Domestic Water Heater, Electric - HWE | 1016724
51-C1 | 51-C1 New Yuba City Courthouse | 51-C1-D2023-100-BFP01 | Backflow Assembly, 3" BFP01 | Ames | OB-1700 | Colt 400 3" RP | OM00043277 | ID#: 1 | Grounds Southwest Corner of Main Parking lot | NA | NA | NA | NA | NA | NA | NA | NA | NA | NA | \Classifications\Building System Class\D20-Plumbing\D2020 - Domestic Water\Backflow Preventer - BFP | 1019538
51-C1 | 51-C1 New Yuba City Courthouse | 51-C1-D2023-100-BFP02 | Backflow, 6" BFP02 | Ames | OB-2129 | Colt 500 RP 6" | OM00043278 | ID#: 2 | Grounds Southwest Corner of Main Parking lot | NA | NA | NA | NA | NA | NA | NA | NA | NA | NA | \Classifications\Building System Class\D20-Plumbing\D2020 - Domestic Water\Backflow Preventer - BFP | 1019539
51-C1 | 51-C1 New Yuba City Courthouse | 51-C1-D2023-100-BFP03 | Backflow, 2" BFP03 | Watt | 017862 | 009 2" RP | OM00043276 | ID#: 3 | Grounds Southwest Corner of Main Parking lot | NA | NA | NA | NA | NA | NA | NA | NA | NA | NA | \Classifications\Building System Class\D20-Plumbing\D2020 - Domestic Water\Backflow Preventer - BFP | 1019540
51-C1 | 51-C1 New Yuba City Courthouse | 51-C1-D2023-100-BFP04 | Backflow, 3/4" BFP04 | Watts | 50895 | 919 3/4" RP | OM00043279 | ID#: 4 | Grounds Southwest Corner of Main Parking lot | NA | NA | NA | NA | NA | NA | NA | NA | NA | NA | \Classifications\Building System Class\D20-Plumbing\D2020 - Domestic Water\Backflow Preventer - BFP | 1019541
51-C1 | 51-C1 New Yuba City Courthouse | 51-C1-B2010-100-BLD01 | building | NA | NA | NA | OM00031183 |  | NA | NA | NA | NA | NA | NA | NA | NA | NA | NA | NA | \Classifications\Building System Class\B20-General Building Exterior\B2010 - Exterior Walls\Building - BLD | 1019966
51-C1 | 51-C1 New Yuba City Courthouse | 51-C1-B2033-120-DOR01 | Main Entrance ADA Double Doors | Interteck | NA | NA | OM00043076 |  | 1st. Flr. Front Entrance | NA | NA | NA | NA | NA | NA | Electric | NA | NA | NA | \Classifications\Building System Class\B20-General Building Exterior\B2030 - Exterior Doors\Door,Automatic-Sliding,Revolving - DOR | 1019993
51-C1 | 51-C1 New Yuba City Courthouse | 51-C1-B2033-120-DOR02 | Employee Breakroom ADA Door | Interteck | NA | NA | OM00043064 |  | Front Public Entrance | NA | NA | NA | NA | NA | NA | Electric | NA | NA | NA | \Classifications\Building System Class\B20-General Building Exterior\B2030 - Exterior Doors\Door,Automatic-Sliding,Revolving - DOR | 1019994
51-C1 | 51-C1 New Yuba City Courthouse | 51-C1-B2034-400-DOH01 | South Sallyport Door | Marathon Doors ASI Technologies, Inc. | NA | 109G Power | OM00043274 |  | Exterior South Side of Sallyport | NA | NA | NA | NA | NA | NA | Electric | NA | NA | NA | \Classifications\Building System Class\B20-General Building Exterior\B2030 - Exterior Doors\Door,Overhead-Shutter,Manual,Elec,Roll-up - DOH | 1019995
51-C1 | 51-C1 New Yuba City Courthouse | 51-C1-B2034-400-DOH02 | North Sallyport Door | Marathon Doors ASI Technologies, Inc. | NA | 109G Power | OM00043275 |  | Exterior North Side of Sallyport | NA | NA | NA | NA | NA | NA | Electric | NA | NA | NA | \Classifications\Building System Class\B20-General Building Exterior\B2030 - Exterior Doors\Door,Overhead-Shutter,Manual,Elec,Roll-up - DOH | 1019996
51-C1 | 51-C1 New Yuba City Courthouse | 51-C1-B2034-400-DOH03 | Judges Gate | HySecurity | 080101-1523-816 | 222 DCE ST | OM00043061 |  | Grounds - Judges Parkinglot Gate - N. Side of Bldg. | NA | NA | NA | NA | NA | NA | Electric | NA | NA | NA | \Classifications\Building System Class\B20-General Building Exterior\B2030 - Exterior Doors\Door,Overhead-Shutter,Manual,Elec,Roll-up - DOH | 1019997
51-C1 | 51-C1 New Yuba City Courthouse | 51-C1-B3010-100-RUF01 | Roof | NA | NA | NA | OM00031182 |  | Roof | NA | NA | NA | NA | NA | NA | NA | NA | NA | NA | \Classifications\Building System Class\B30-Roofing\B3010 - Roof Types\Roof - RUF | 1019998
51-C1 | 51-C1 New Yuba City Courthouse | 51-C1-C1020-110-FRD01 | Front Desk Fire Curtain #1 Tagged on T-Bar | McKeon | NA | FSFD-15-HC | OM00043305 |  | 1st Flr. Above main counter | NA | NA | NA | NA | NA | NA | Electric | NA | NA | NA | \Classifications\Building System Class\C10-General Building Interior\C1020 - Fire Doors\Fire Doors - FRD | 1019999
51-C1 | 51-C1 New Yuba City Courthouse | 51-C1-C1020-110-FRD02 | Front Desk Fire Curtain #2 Tagged on T-Bar | McKeon | NA | FSFD-15-HC | OM00043306 |  | 1st Flr. Above main counter | NA | NA | NA | NA | NA | NA | Electric | NA | NA | NA | \Classifications\Building System Class\C10-General Building Interior\C1020 - Fire Doors\Fire Doors - FRD | 1020000
51-C1 | 51-C1 New Yuba City Courthouse | 51-C1-C1020-110-FRD03 | Front Desk Fire Curtain #3 Tagged on T-Bar | McKeon | NA | FSFD-15-HC | OM00043307 |  | 1st Flr. Above main counter | NA | NA | NA | NA | NA | NA | Electric | NA | NA | NA | \Classifications\Building System Class\C10-General Building Interior\C1020 - Fire Doors\Fire Doors - FRD | 1020001
51-C1 | 51-C1 New Yuba City Courthouse | 51-C1-D1010-100-ELE01 | Detention Elevator #1 State ID# 167211 | Otis | 00A41440 | AAA21310AD | OM00043056 | State ID# 167211 ¦ Old ID#618155 | 2nd Flr. East Secured Hallway Outside of Courtroom #3 | NA | NA | NA | 11 | 480 | 15 | Electric | 3 | NA | NA | \Classifications\Building System Class\D10-Conveyance Systems\D1010 - Elevator\Elevator,Hydraulic,Pass/Freight - ELE | 1020002
51-C1 | 51-C1 New Yuba City Courthouse | 51-C1-D1010-100-ELE02 | Detention Elevator #2 State ID# 167212 | Otis | 11631445 | AAA21310AD | OM00043522 | State ID#167212¦ Old ID# 618156 | Floor 2. Secured Hallway Outside of Courtroom #2 | NA | NA | NA | 8 | 480 | 15 | Electric | 3 | NA | NA | \Classifications\Building System Class\D10-Conveyance Systems\D1010 - Elevator\Elevator,Hydraulic,Pass/Freight - ELE | 1020003
51-C1 | 51-C1 New Yuba City Courthouse | 51-C1-D1010-100-ELE03 | Staff Elevator #3 State ID# 168555 | Otis | 00A21440 | AAA21310AD | OM00043521 | State ID# 168555¦ Old ID#618157 | Floor 1 Work Station Area Door 117 | NA | NA | NA | 15 | 480 | 18 | Electric | 3 | NA | NA | \Classifications\Building System Class\D10-Conveyance Systems\D1010 - Elevator\Elevator,Hydraulic,Pass/Freight - ELE | 1020004
51-C1 | 51-C1 New Yuba City Courthouse | 51-C1-D1010-100-ELE04 | Public Elevator #4 State ID# 167494 | Otis | 94081441 | AAA21310AD | OM00043523 | State ID# 167494¦ Old ID#618158 | Roof Elevator Room | NA | NA | NA | 15 | 480 | 18 | Electric | 3 | NA | NA | \Classifications\Building System Class\D10-Conveyance Systems\D1010 - Elevator\Elevator,Hydraulic,Pass/Freight - ELE | 1020005
51-C1 | 51-C1 New Yuba City Courthouse | 51-C1-D1010-100-ELE05 | Public Elevator #5 State ID# 167495 | Otis | 11641445 | AAA21310AD | OM00043524 | State ID# 167495 ¦ Old ID# 618159 | Roof Elevator Room | NA | NA | NA | 13 | 480 | 18 | Electric | 3 | NA | NA | \Classifications\Building System Class\D10-Conveyance Systems\D1010 - Elevator\Elevator,Hydraulic,Pass/Freight - ELE | 1020006
51-C1 | 51-C1 New Yuba City Courthouse | 51-C1-D2022-100-HWE01 | Electric Water Heater | A.O. Smith | 1448J011903 | DEL 20 102 | OM00043058 |  | Floor 1 Janitor's Room | NA | NA | NA | NA | 240 | NA | Electric | 1 | NA | NA | \Classifications\Building System Class\D20-Plumbing\D2020 - Domestic Water\Domestic Water Heater, Electric - HWE | 1020007
51-C1 | 51-C1 New Yuba City Courthouse | 51-C1-D2040-100-PSU01 | SS Grinder Pump System SSP-1 | Zoeller Pump Co. | 10-1122 Rev-C | Model G841, Part No. 841-0008 | OM00043271 |  | Basement Janitors Closet Rm. 023 | NA | NA | NA | (2) 2 Hp. | 460 | NA | Electric | 3 | NA | NA | \Classifications\Building System Class\D20-Plumbing\D2040 - Rain Drain\Sump Pump - PSU | 1020008
51-C1 | 51-C1 New Yuba City Courthouse | 51-C1-D2040-100-PSU02 | Storm and Sub-Drain System SP-1 | Zoeller Pump Co. | 10-1106 Rev-B | Model G841, Part No. 841-0008 | OM00043272 |  | Basement Janitors Closet Rm. 023 | NA | NA | NA | (2) 2 Hp. | 460 | NA | Electric | 3 | NA | NA | \Classifications\Building System Class\D20-Plumbing\D2040 - Rain Drain\Sump Pump - PSU | 1020009
51-C1 | 51-C1 New Yuba City Courthouse | 51-C1-D3044-125-PHW01 | HW Heating Water Pump P-R-3 | Bell & Gossett | PH014163-B | 2.5X9.5 7.5 BF | OM00043537 |  | Roof Boiler Room 402 | NA | NA | NA | (1) 5 Hp | 208-230/460V | 13.9/6.7 | Electric | 3 | NA | NA | \Classifications\Building System Class\D30-HVAC Systems\D3040 - Distribution SYS\Hot Water Pump - PHW | 1020010
51-C1 | 51-C1 New Yuba City Courthouse | 51-C1-D3044-125-PHW02 | HW Heating Water Pump P-R-4 | Bell & Gossett | PH014163-A | 2.5X9.5 7.5 BF | OM00043538 |  | Roof Boiler Room 402 | NA | NA | NA | (1) 5 Hp | 208-230/460V | 13.9/6.7 | Electric | 3 | NA | NA | \Classifications\Building System Class\D30-HVAC Systems\D3040 - Distribution SYS\Hot Water Pump - PHW | 1020011
51-C1 | 51-C1 New Yuba City Courthouse | 51-C1-D3044-125-PHW03 | SHW Heating Water Pump P-R-5 | Bell & Gossett | PH014162-B | 1.5X7 6.875 BF | OM00043539 |  | Roof Boiler Room 402 | NA | NA | NA | (1) 1.5 Hp | 208-230/460V | 4.5/2.2 | Electric | 3 | NA | NA | \Classifications\Building System Class\D30-HVAC Systems\D3040 - Distribution SYS\Hot Water Pump - PHW | 1020012
51-C1 | 51-C1 New Yuba City Courthouse | 51-C1-D3044-125-PHW04 | SHW Heating Water Pump P-R-6 | Bell & Gossett | PH014162-A | 1.5X7 6.875 BF | OM00043540 |  | Roof Boiler Room 402 | NA | NA | NA | (1) 1.5 Hp | 208-230/460V | 4.5/2.2 | Electric | 3 | NA | NA | \Classifications\Building System Class\D30-HVAC Systems\D3040 - Distribution SYS\Hot Water Pump - PHW | 1020013
51-C1 | 51-C1 New Yuba City Courthouse | 51-C1-D3021-130-BLR01 | Gas Fired Hot Water Boiler B-R-1 | AERCO International, Inc. | G-14-2316 | BMK2000-GWBF9 | OM00043536 |  | Roof Boiler Room 402 | NA | NA | NA | NA | 120 | NA | Natural Gas | 1 | 2,000,000 | 1,888,000 | \Classifications\Building System Class\D30-HVAC Systems\D3020 - Heat SYS\Boiler,Hot Water,Oil/Gas/Comb. - BLR | 1020014
51-C1 | 51-C1 New Yuba City Courthouse | 51-C1-D3021-130-BLR02 | Gas Fired Hot Water Boiler B-R-2 | AERCO International, Inc. | G-14-2315 | BMK2000-GWBF9 | OM00043535 |  | Roof Boiler Room 402 | NA | NA | NA | NA | 120 | NA | Natural Gas | 1 | 2,000,000 | 1,888,000 | \Classifications\Building System Class\D30-HVAC Systems\D3020 - Heat SYS\Boiler,Hot Water,Oil/Gas/Comb. - BLR | 1020015
51-C1 | 51-C1 New Yuba City Courthouse | 51-C1-D3031-140-CLR01 | 25 Ton Modular Air Cooled Chiller #1 | ArctiChill Chilled Water Systems | A121021214 | PACVMV0250D4-MM-DS | OM00043526 |  | Southside of Roof | NA | NA | R-410A | (2) 7.5 Hp | 4460 | RLA Per Unit 150amps LRA Per compressor RLA 21.7 amps (ea) | Electric | 3 | NA | NA | \Classifications\Building System Class\D30-HVAC Systems\D3030 - Cooling SYS\Chiller, Air Cooled - CLR | 1020016
51-C1 | 51-C1 New Yuba City Courthouse | 51-C1-D3031-140-CLR02 | 25 Ton Modular Air Cooled Chiller #2 | ArctiChill Chilled Water Systems | A122021314 | PACVMV0250D4-MM | OM00043527 |  | Southside of Roof | NA | NA | R-410A | (2) 7.5 Hp | 460 | RLA Per Unit 150amps LRA Per compressor RLA 21.7 amps (ea) | Electric | 3 | NA | NA | \Classifications\Building System Class\D30-HVAC Systems\D3030 - Cooling SYS\Chiller, Air Cooled - CLR | 1020017
51-C1 | 51-C1 New Yuba City Courthouse | 51-C1-D3031-100-PCH01 | SCHW Chilled Water Pump P-R-1 | Bell & Gossett | PH0141G1-A | 15X7 | OM00043528 |  | Roof N. Side of Chillers | NA | NA | NA | (1) 1 Hp | 208-230/460V | 3.1/1.5 | Electric | 3 | NA | NA | \Classifications\Building System Class\D30-HVAC Systems\D3030 - Cooling SYS\Chilled Water Pump - PCH | 1020018
51-C1 | 51-C1 New Yuba City Courthouse | 51-C1-D3031-100-PCH02 | SCHW Chilled Water Pump P-R-2 | Bell & Gossett | PH0141G1-B | 15X7 | OM00043529 |  | Roof N. Side of Chillers | NA | NA | NA | (1) 1 Hp | 208-230/460V | 3.1/1.5 | Electric | 3 | NA | NA | \Classifications\Building System Class\D30-HVAC Systems\D3030 - Cooling SYS\Chilled Water Pump - PCH | 1020019
51-C1 | 51-C1 New Yuba City Courthouse | 51-C1-D3031-210-CDR01 | Outdoor Air Cooled Condensing Unit CU-1-1 | Daikin McQuay | F191401297 | RCS15F180D | OM00043063 |  | Grounds - Next to fire pump room, east side of building | NA | NA | R-410A | NA | 460 | 32.0 Amps MCA | Electric | 3 | NA | NA | \Classifications\Building System Class\D30-HVAC Systems\D3030 - Cooling SYS\Condensing Unit, Air Cooled - CDR | 1020020
51-C1 | 51-C1 New Yuba City Courthouse | 51-C1-D3041-110-AHU01 | Air Handler Unit AHU R-1 | Daikin McQuay | FB0U140800083 | RDT130DLWS5Y | OM00043532 |  | Northside of Roof | SA (4) BX-79, RA (4) BX-75 | 35% Nominal Effciency Pre-Filter Merv 8. Qty (9) 16"X20"X2" Qty (27) 16"X25"X2". 85% Nominal Efficiency Final Filter Merv13. Qty (9) 16"X20"X2" Qty (27) 16"X25"X2". Face Area 95.0 ft. Face Velocity 421.1 ft/min. Air Pressure Drop 0.24inH2O | NA | (1) 50Hp Supply, (1) 40Hp Return | 460 | Supply FLA 57.0 amps. Return FLA 46.0 amps | Electric | 3 | NA | NA | \Classifications\Building System Class\D30-HVAC Systems\D3040 - Distribution SYS\Air Handling Unit - AHU | 1020021
51-C1 | 51-C1 New Yuba City Courthouse | 51-C1-D3041-110-AHU02 | Air Handler Unit AHU R-2 | Daikin McQuay | FB0U140800823 | RDT130DLWS5Y | OM00043533 |  | Southside of Roof | SA (4) BX-79, RA (3) B-86 | 35% Nominal Effciency Pre-Filter Merv 8. Qty (9) 16"X20"X2" Qty (27) 16"X25"X2". 85% Nominal Efficiency Final Filter Merv13. Qty (9) 16"X20"X2" Qty (27) 16"X25"X2". Face Area 95.0 ft. Face Velocity 421.1 ft/min. Air Pressure Drop 0.24inH2O | NA | (1) 50Hp Supply, (1) 40Hp Return | 460 | Supply FLA 57.0 amps. Return FLA 46.0 amps | Electric | 3 | NA | NA | \Classifications\Building System Class\D30-HVAC Systems\D3040 - Distribution SYS\Air Handling Unit - AHU | 1020022
51-C1 | 51-C1 New Yuba City Courthouse | 51-C1-D3041-110-AHU03 | Air Handler Unit AHU R-3 | Daikin McQuay | FB0U140800158 | RDT045DSWS5Y | OM00043544 |  | Eastside of Roof | SA (2) B-70, RA (2) A-88 | 35% Nominal Effciency Pre-Filter Merv 8. Qty (6) 16"X20"X2" Qty (18) 16"X25"X2". 85% Nominal Efficiency Final Filter Merv13. Qty (9) 16"X20"X2" Qty (27) 16"X25"X2". Face Area 63.3 ft. Face Velocity 185.0 ft/min. Air Pressure Drop 0.12inH2O | NA | (1) 10.0Hp Supply, (1) 5Hp Return | 460 | Supply FLA 12.6 amps. Return FLA 6.5 amps | Electric | 3 | NA | NA | \Classifications\Building System Class\D30-HVAC Systems\D3040 - Distribution SYS\Air Handling Unit - AHU | 1020023
51-C1 | 51-C1 New Yuba City Courthouse | 51-C1-D3041-110-AHU04 | Air Handler Unit AHU LL-1 | Daikin McQuay | SLPD140500121 | LAH0007A0V | OM00043273 |  | Basement Mechanical Room 021 | (2) B-48 | Merv 13 Qty (2) 24"X24"X4" Face Area 7.6ft. Filter Face Velocity 421.6 ft/min. Air Pressure Drop 0.92 inH2O | NA | (1) 5.0Hp Supply | 460 | Supply FLA 6.5 amps | Electric | 3 | NA | NA | \Classifications\Building System Class\D30-HVAC Systems\D3040 - Distribution SYS\Air Handling Unit - AHU | 1020024
51-C1 | 51-C1 New Yuba City Courthouse | 51-C1-D3040-120-FCU01 | Computer Room Air conditioning Unit CRAC-1-1 | Data Aire Inc. | 2014-1851-A | DALC-0834 | OM00043308 |  | 1st. Flr. MDF Room 118 | NA | Qty (4) Merv 8 High Efficiancy Filters Qty (2) 20"X25"X4" and (2) 16"X25"X4" | NA | (1) 3 Hp | 460 | 4.4 | Electric | 3 | NA | NA | \Classifications\Building System Class\D30-HVAC Systems\D3040 - Distribution SYS\Fan Coil Unit - FCU | 1020025
51-C1 | 51-C1 New Yuba City Courthouse | 51-C1-D3040-120-FCU02 | Computer Room Air conditioning Unit CRAC-1-2 | Data Aire Inc. | 2014-1850-A | DALC-0834 | OM00043309 |  | 1st. Flr. MDF Room 118 | NA | Qty (4) Merv 8 High Efficiancy Filters Qty (2) 20"X25"X4" and (2) 16"X25"X4" | NA | (1) 3 Hp | 460 | 4.4 | Electric | 3 | NA | NA | \Classifications\Building System Class\D30-HVAC Systems\D3040 - Distribution SYS\Fan Coil Unit - FCU | 1020026
51-C1 | 51-C1 New Yuba City Courthouse | 51-C1-D3040-120-FCU03 | Fan Coil Cooling Only FC 2-1 | Williams | 348681-1 | HH-F022W2F601R0 | OM00043518 |  | Floor 2 IDF 201C | NA | Qty (3) 12"X20"X1" Pleated MERV 8 Filters | NA | (2) 1/3 Hp | 120 | 9 | Electric | 1 | NA | NA | \Classifications\Building System Class\D30-HVAC Systems\D3040 - Distribution SYS\Fan Coil Unit - FCU | 1020027
51-C1 | 51-C1 New Yuba City Courthouse | 51-C1-D3040-120-FCU04 | Fan Coil Cooling Only FC 2-2 | Williams | 348681-8 | HH-F022W2F601R0 | OM00043314 |  | Floor 2 IDF Room 204C | NA | Qty (3) 12"X20"X1" Pleated MERV 8 Filters | NA | (2) 1/3 Hp | 120 | 9 | Electric | 1 | NA | NA | \Classifications\Building System Class\D30-HVAC Systems\D3040 - Distribution SYS\Fan Coil Unit - FCU | 1020028
51-C1 | 51-C1 New Yuba City Courthouse | 51-C1-D3040-120-FCU05 | Fan Coil Cooling Only FC 3-1 | Williams | 348681-9 | HH-F022W2F601R0 | OM00043067 |  | Floor 3 IDF Room 304C | NA | Qty (3) 12"X20"X1" Pleated MERV 8 Filters | NA | (2) 1/3 Hp | 120 | 9 | Electric | 1 | NA | NA | \Classifications\Building System Class\D30-HVAC Systems\D3040 - Distribution SYS\Fan Coil Unit - FCU | 1020029
51-C1 | 51-C1 New Yuba City Courthouse | 51-C1-D3040-120-FCU06 | Fan Coil Cooling Only FC 3-2 | Williams | 348681-10 | HH-F022W2F601R0 | OM00043070 |  | Floor 3 IDF Room 305C | NA | Qty (3) 12"X20"X1" Pleated MERV 8 Filters | NA | (2) 1/3 Hp | 120 | 9 | Electric | 1 | NA | NA | \Classifications\Building System Class\D30-HVAC Systems\D3040 - Distribution SYS\Fan Coil Unit - FCU | 1020030
51-C1 | 51-C1 New Yuba City Courthouse | 51-C1-D3042-220-EFN01 | Exhaust Fan EF-R-1 | Greenheck | 13786122 | 24-BISW-21-X-10-1 | OM00043531 |  | North Roof | (1) AX57 | NA | NA | 2 Hp | 460 | DNA | Electric | 3 | NA | NA | \Classifications\Building System Class\D30-HVAC Systems\D3040 - Distribution SYS\Supply/Exhaust/Return fans- FAN | 1020032
51-C1 | 51-C1 New Yuba City Courthouse | 51-C1-D3042-220-EFN02 | Exhaust Fan EF-R-2 | Greenheck | 13786123 | 16-BISW-21-X-41-1 | OM00043534 |  | South Roof | (1) AP37 | NA | NA | 1.5 Hp | 460 | DNA | Electric | 3 | NA | NA | \Classifications\Building System Class\D30-HVAC Systems\D3040 - Distribution SYS\Supply/Exhaust/Return fans- FAN | 1020033
51-C1 | 51-C1 New Yuba City Courthouse | 51-C1-D3042-220-EFN03 | Exhaust Fan EF-R-3 | Greenheck | 13786124 | 13-BISW-21-X-10-1 | OM00043269 |  | East Roof | (1) AP31 | NA | NA | 3/4 Hp | 460 | DNA | Electric | 3 | NA | NA | \Classifications\Building System Class\D30-HVAC Systems\D3040 - Distribution SYS\Supply/Exhaust/Return fans- FAN | 1020034
51-C1 | 51-C1 New Yuba City Courthouse | 51-C1-D3042-220-EFN04 | Exhaust Fan EF-R-4 | Greenheck | 13786125 | 7-BISW-21-X-10-1 | OM00043270 |  | East Roof | (1) 4L300 | NA | NA | 1/4 Hp | 115 | DNA | Electric | 1 | NA | NA | \Classifications\Building System Class\D30-HVAC Systems\D3040 - Distribution SYS\Supply/Exhaust/Return fans- FAN | 1020035
51-C1 | 51-C1 New Yuba City Courthouse | 51-C1-D3042-220-EFN05 | Exhaust Fan EF-R-5 | Greenheck | 13786126 | 9-BISW-21-X-10-1 | OM00043543 |  | Middle Roof | (1) 4L280 | NA | NA | 1/3 Hp | 115 | DNA | Electric | 1 | NA | NA | \Classifications\Building System Class\D30-HVAC Systems\D3040 - Distribution SYS\Supply/Exhaust/Return fans- FAN | 1020036
51-C1 | 51-C1 New Yuba City Courthouse | 51-C1-D3042-220-EFN06 | Exhaust Fan EF-R-6 | Greenheck | 13786127 | 9-BISW-21-X-10-1 | OM00043542 |  | Middle Roof | (1) AL290 | NA | NA | 1/3 Hp | 115 | DNA | Electric | 1 | NA | NA | \Classifications\Building System Class\D30-HVAC Systems\D3040 - Distribution SYS\Supply/Exhaust/Return fans- FAN | 1020037
51-C1 | 51-C1 New Yuba City Courthouse | 51-C1-D3042-220-EFN07 | Exhaust Fan RF-LL-1 | Greenheck | 14134299 15E | QEI-15-1-15-HTUL | OM00027198 |  | Basement Hallway 015 | (2) BX-47 | NA | NA | 1 1/2 | 208 | 10.1 | Electric | 3 | NA | NA | \Classifications\Building System Class\D30-HVAC Systems\D3040 - Distribution SYS\Supply/Exhaust/Return fans- FAN | 1020038
51-C1 | 51-C1 New Yuba City Courthouse | 51-C1-D3042-220-EFN08 | Exhaust Fan EF-1-5 | Greenheck | DNA | QEI-15-1 | OM00027188 |  | Floor 1 Hallway 159 | (1) AX45 | NA | NA | NA | 208 | 12.3 | Electric | 3 | NA | NA | \Classifications\Building System Class\D30-HVAC Systems\D3040 - Distribution SYS\Supply/Exhaust/Return fans- FAN | 1020039
51-C1 | 51-C1 New Yuba City Courthouse | 51-C1-D3050-250-ACU01 | Split System Air Conditioner AC 1-1/CU 1-2 | Daikin McQuay | G002303 | Condensing Unit RKN18KEVJU5 | OM00043062 |  | Grounds Outside the Fire Pump Room | (1) A-45 | Titanium apatite photocatalytic air-purifying filter (washable-reusable) | R-410A | NA | 230 | NA | Electric | 1 | NA | NA | \Classifications\Building System Class\D30-HVAC Systems\D3050 - Package SYS\Air Conditioning,Split System - ACU | 1020040
51-C1 | 51-C1 New Yuba City Courthouse | 51-C1-D3050-250-ACU02 | Split System Air Conditioner AC R-1/CU R-1 | Daikin McQuay | G002314 | Condensing Unit RKN18KEVJU | OM00043525 |  | East roof outside elevator room 401 | NA | Titanium apatite photocatalytic air-purifying filter (washable-reusable) | R-410A | NA | 230 | NA | Electric | 1 | NA | NA | \Classifications\Building System Class\D30-HVAC Systems\D3050 - Package SYS\Air Conditioning,Split System - ACU | 1020041
51-C1 | 51-C1 New Yuba City Courthouse | 51-C1-D3050-250-ACU03 | Split System Air Conditioner AC R-2/CU R-2 | Daikin McQuay | E001351 | Condensing Unit RKN530LVJU | OM00043541 |  | East roof behind BLR RM 402 | NA | Titanium apatite photocatalytic air-purifying filter (washable-reusable) | R-410A | NA | 230 | DNA | Electric | 1 | NA | NA | \Classifications\Building System Class\D30-HVAC Systems\D3050 - Package SYS\Air Conditioning,Split System - ACU | 1020042
51-C1 | 51-C1 New Yuba City Courthouse | 51-C1-D3068-100-BAS01 | MEP Building Automation System "BAS" Tagged on BAS Computer | L&H Airco | 542TDQ1 | Custom System Installed by L&H Airco | OM00027201 |  | 1st. Flr Receiving Area | NA | NA | NA | NA | NA | NA | Electric | NA | NA | NA | \Classifications\Building System Class\D30-HVAC Systems\D3060 - Control & Inst Air\Building Automation System - BAS | 1020043
51-C1 | 51-C1 New Yuba City Courthouse | 51-C1-D4010-150-FMS01 | Wet Splinker Fire System | NA | NA | NA | OM00043315 |  | 1st. Flr. Storage 121 inside Self Help Class Room 120 | NA | NA | NA | NA | NA | NA | NA | NA | NA | NA | \Classifications\Building System Class\D40-Fire Protection SYS\D4010 - Sprinkler SYS\Fire Systems, stand pipes - FMS | 1020044
51-C1 | 51-C1 New Yuba City Courthouse | 51-C1-D4022-210-FSG01 | Main Fire Pump FP-1 | Aurora | 14-24263 | 4-481-15 | OM00043513 |  | Floor 1 Fire Pump Room 06 | NA | NA | NA | 40 | 460 | DNA | Electric | 3 | NA | NA | \Classifications\Building System Class\D40-Fire Protection SYS\D4020 - Stand Pipe\Pump,Fire,Electric Motor Driven - FSG | 1020045
51-C1 | 51-C1 New Yuba City Courthouse | 51-C1-D4031-100-FEX27 | Fire Extinguishers | NA | NA | NA | OM00031177 |  | Throughout | NA | NA | NA | NA | NA | NA | NA | NA | NA | NA | \Classifications\Building System Class\D40-Fire Protection SYS\D4030 - FIRE SPEC\Fire Extinguisher - FEX | 1020046
51-C1 | 51-C1 New Yuba City Courthouse | 51-C1-D4022-210-JPM01 | Fire Jockey Pump JFP-1 | Fairbanks Morse | 4205679-10 | PVM2-80 | OM00043514 |  | Floor 1 Fire Pump Room 06 | NA | NA | NA | 1.5 | 460 | DNA | Electric | 3 | NA | NA | \Classifications\Building System Class\D40-Fire Protection SYS\D4020 - Stand Pipe\Jockey Pump - JPM | 1020047
51-C1 | 51-C1 New Yuba City Courthouse | 51-C1-D5010-200-ESD01 | 2500A Main Electrical Switchboard MSB-1 | General Electric | NA | NA | OM00043503 |  | Floor 1 Main Electrical Rm. 126 | NA | NA | NA | NA | 480/277V, 3-Pole, 4 Wire, 60Hz | 2500 Amp | Electric | 3 | NA | NA | \Classifications\Building System Class\D50-Electrical SYS\D5010 - Elec Service & Dist\Electical Service and Distribution - ESD | 1020048
51-C1 | 51-C1 New Yuba City Courthouse | 51-C1-D5010-200-ESD02 | 1200A Main Electrical Swichboard EDSH-GEN | General Electric | NA | NA | OM00043497 |  | Grounds - Generator Yard | NA | NA | NA | NA | 480/277V, 3-Pole, 4 Wire, 60Hz | 1200 Amp | Electric | 3 | NA | NA | \Classifications\Building System Class\D50-Electrical SYS\D5010 - Elec Service & Dist\Electical Service and Distribution - ESD | 1020049
51-C1 | 51-C1 New Yuba City Courthouse | 51-C1-D5010-234-ATS01 | Automatic Transfer Switch S-ATS-Y1 | Asco Delta | 1145514-002RE | J3ADTSB30260NGXF | OM00043509 |  | Grounds Generator Yard | NA | NA | NA | NA | 480 | NA | Electric | 3 | NA | NA | \Classifications\Building System Class\D50-Electrical SYS\D5010 - Elec Service & Dist\Automatic Transfer Switch - ATS | 1020051
51-C1 | 51-C1 New Yuba City Courthouse | 51-C1-D5010-234-ATS02 | Automatic Transfer Switch S-ATS-Y2 | Asco Delta | 1145515-002RE | J3ADTSB30260NGXF | OM00043510 |  | Generator Yard | NA | NA | NA | NA | 480 | NA | Electric | 3 | NA | NA | \Classifications\Building System Class\D50-Electrical SYS\D5010 - Elec Service & Dist\Automatic Transfer Switch - ATS | 1020052
51-C1 | 51-C1 New Yuba City Courthouse | 51-C1-D5010-234-ATS03 | Automatic Transfer Switch U-ATS-Y1 | Asco Delta | 1145514-001RE | J3ADTSB30260NGXF | OM00043511 |  | Generator Yard | NA | NA | NA | NA | 480 | NA | Electric | 3 | NA | NA | \Classifications\Building System Class\D50-Electrical SYS\D5010 - Elec Service & Dist\Automatic Transfer Switch - ATS | 1020053
51-C1 | 51-C1 New Yuba City Courthouse | 51-C1-D5010-234-ATS04 | Automatic Transfer Switch E-ATS-Y1 | Asco Delta | 1145514-003RE | J3ADTSB30260NGXF | OM00043512 |  | Generator Yard | NA | NA | NA | NA | 480 | NA | Electric | 3 | NA | NA | \Classifications\Building System Class\D50-Electrical SYS\D5010 - Elec Service & Dist\Automatic Transfer Switch - ATS | 1020054
51-C1 | 51-C1 New Yuba City Courthouse | 51-C1-D5010-200-ESD16 | 600A Electrical Distribution Panel Board DPH-MA1 | General Electric | NA | NA | OM00043507 |  | 1st. Flr. Electrical Room 126 | NA | NA | NA | NA | 480/277V, 3-Pole, 4 Wire, 60Hz, 100KAIC | 600 Amp | Electric | 3 | NA | NA | \Classifications\Building System Class\D50-Electrical SYS\D5010 - Elec Service & Dist\Electical Service and Distribution - ESD | 1020055
51-C1 | 51-C1 New Yuba City Courthouse | 51-C1-D5010-200-ESD17 | 600A Electrical Distribution Panel Board DPH-MB1 | General Electric | NA | NA | OM00043506 |  | Floor 1 Main Electrical Rm. 126 | NA | NA | NA | NA | 480/277V, 3-Pole, 4 Wire, 60Hz, 42KAIC | 600 Amp | Electric | 3 | NA | NA | \Classifications\Building System Class\D50-Electrical SYS\D5010 - Elec Service & Dist\Electical Service and Distribution - ESD | 1020056
51-C1 | 51-C1 New Yuba City Courthouse | 51-C1-D5010-200-ESD18 | 400A Electrical Distribution Panel Board SDPH-M1 | General Electric | NA | NA | OM00043505 |  | Floor 1 Main Electrical Rm. 126 | NA | NA | NA | NA | 480/277V, 3-Pole, 4 Wire, 60Hz, 42KAIC | 400 Amp | Electric | 3 | NA | NA | \Classifications\Building System Class\D50-Electrical SYS\D5010 - Elec Service & Dist\Electical Service and Distribution - ESD | 1020057
51-C1 | 51-C1 New Yuba City Courthouse | 51-C1-D5010-200-ESD04 | 400A Electrical Distribution Panel Board EDPH-M1 | General Electric | NA | NA | OM00043504 |  | Floor 1 Main Electrical Rm. 126 | NA | NA | NA | NA | 480/277V, 3-Pole, 4 Wire, 60Hz, 42KAIC | 400 Amp | Electric | 3 | NA | NA | \Classifications\Building System Class\D50-Electrical SYS\D5010 - Elec Service & Dist\Electical Service and Distribution - ESD | 1020058
51-C1 | 51-C1 New Yuba City Courthouse | 51-C1-D5010-200-ESD05 | 400A Electrical Distribution Panel Board UDPH-M1 | General Electric | NA | NA | OM00043311 |  | Floor 1 Main Electrical Rm. 126 | NA | NA | NA | NA | 480/277V, 3-Pole, 4 Wire, 60Hz, 42KAIC | 400 Amp | Electric | 3 | NA | NA | \Classifications\Building System Class\D50-Electrical SYS\D5010 - Elec Service & Dist\Electical Service and Distribution - ESD | 1020059
51-C1 | 51-C1 New Yuba City Courthouse | 51-C1-D5010-200-ESD06 | 400A Electrical Distribution Panel Board DPL-1A1 | General Electric | NA | NA | OM00043517 |  | Floor 1 Electrical 104C | NA | NA | NA | NA | 208Y/120V, 3-Pole, 4 Wire, 60Hz, 18KAIC | 400 Amp | Electric | 3 | NA | NA | \Classifications\Building System Class\D50-Electrical SYS\D5010 - Elec Service & Dist\Electical Service and Distribution - ESD | 1020060
51-C1 | 51-C1 New Yuba City Courthouse | 51-C1-D5010-200-ESD07 | 400A Electrical Distribution Panel Board UDPL-1B1 | General Electric | NA | NA | OM00043508 |  | 1st. Flr. MDF Room 118B | NA | NA | NA | NA | 208Y/120V, 3-Pole, 4 Wire, 60Hz, 42KAIC | 400 Amp | Electric | 3 | NA | NA | \Classifications\Building System Class\D50-Electrical SYS\D5010 - Elec Service & Dist\Electical Service and Distribution - ESD | 1020061
51-C1 | 51-C1 New Yuba City Courthouse | 51-C1-D5010-200-ESD08 | 250A Electrical Distribution Panel Board DPL-1B1 | General Electric | NA | NA | OM00043515 |  | Floor 1 Electrical Closet 125 | NA | NA | NA | NA | 208Y/120V, 3-Pole, 4 Wire, 60Hz, 18KAIC | 250 Amp | Electric | 3 | NA | NA | \Classifications\Building System Class\D50-Electrical SYS\D5010 - Elec Service & Dist\Electical Service and Distribution - ESD | 1020062
51-C1 | 51-C1 New Yuba City Courthouse | 51-C1-D5010-200-ESD09 | 250A Electrical Distribution Panel Board DPL-2A1 | General Electric | NA | NA | OM00043519 |  | Floor 2 Electrical 201D | NA | NA | NA | NA | 208Y/120V, 3-Pole, 4 Wire, 60Hz, 14KAIC | 250 Amp | Electric | 3 | NA | NA | \Classifications\Building System Class\D50-Electrical SYS\D5010 - Elec Service & Dist\Electical Service and Distribution - ESD | 1020063
51-C1 | 51-C1 New Yuba City Courthouse | 51-C1-D5010-200-ESD10 | 250A Electrical Distribution Panel Board DPL-2A1 | General Electric | NA | NA | OM00043312 |  | Floor 2 Electrical 204B | NA | NA | NA | NA | 208Y/120V, 3-Pole, 4 Wire, 60Hz, 14KAIC | 250 Amp | Electric | 3 | NA | NA | \Classifications\Building System Class\D50-Electrical SYS\D5010 - Elec Service & Dist\Electical Service and Distribution - ESD | 1020064
51-C1 | 51-C1 New Yuba City Courthouse | 51-C1-D5010-200-ESD11 | 250A Electrical Distribution Panel Board DPL-3B1 | General Electric | NA | NA | OM00043068 |  | Floor 3 Electrical 305B | NA | NA | NA | NA | 208Y/120V, 3-Pole, 4 Wire, 60Hz, 14KAIC | 250 Amp | Electric | 3 | NA | NA | \Classifications\Building System Class\D50-Electrical SYS\D5010 - Elec Service & Dist\Electical Service and Distribution - ESD | 1020065
51-C1 | 51-C1 New Yuba City Courthouse | 51-C1-D5010-200-ESD12 | 250A Electrical Distribution Panel Board DPL-3A1 | General Electric | NA | NA | OM00043065 |  | Floor 3 Electrical 304A | NA | NA | NA | NA | 208Y/120V, 3-Pole, 4 Wire, 60Hz, 14KAIC | 250 Amp | Electric | 3 | NA | NA | \Classifications\Building System Class\D50-Electrical SYS\D5010 - Elec Service & Dist\Electical Service and Distribution - ESD | 1020066
51-C1 | 51-C1 New Yuba City Courthouse | 51-C1-D5010-200-ESD13 | 600A Electrical Distribution Panel Board DPH-RA1 | General Electric | NA | NA | OM00043071 |  | Main Roof | NA | NA | NA | NA | 480/277V, 3-Pole, 4 Wire, 60Hz, 42KAIC | 600 Amp | Electric | 3 | NA | NA | \Classifications\Building System Class\D50-Electrical SYS\D5010 - Elec Service & Dist\Electical Service and Distribution - ESD | 1020067
51-C1 | 51-C1 New Yuba City Courthouse | 51-C1-D5010-200-ESD14 | 600A Electrical Distribution Panel Board DPH-RB1 | General Electric | NA | NA | OM00043073 |  | Main Roof | NA | NA | NA | NA | 480/277V, 3-Pole, 4 Wire, 60Hz, 42KAIC | 600 Amp | Electric | 3 | NA | NA | \Classifications\Building System Class\D50-Electrical SYS\D5010 - Elec Service & Dist\Electical Service and Distribution - ESD | 1020068
51-C1 | 51-C1 New Yuba City Courthouse | 51-C1-D5010-200-ESD15 | 350A Electrical Distribution Panel Board SDPH-RB1 | General Electric | NA | NA | OM00043074 |  | Main Roof | NA | NA | NA | NA | 480/277V, 3-Pole, 4 Wire, 60Hz, 65KAIC | 350 Amp | Electric | 3 | NA | NA | \Classifications\Building System Class\D50-Electrical SYS\D5010 - Elec Service & Dist\Electical Service and Distribution - ESD | 1020069
51-C1 | 51-C1 New Yuba City Courthouse | 51-C1-D5011-240-TRN01 | 75KVA Dry Type Transformer TK-M1 | General Electric | NA | 9T83B3475G03 | OM00043500 |  | Floor 1 Main Electrical Rm. 126 | NA | NA | NA | NA | 75KVA - 480V/208Y/120 | NA | Electric | 3 | NA | NA | \Classifications\Building System Class\D50-Electrical SYS\D5010 - Elec Service & Dist\Transformer - TRN | 1020070
51-C1 | 51-C1 New Yuba City Courthouse | 51-C1-D5011-240-TRN02 | 75KVA Dry Type Transformer ETK-M1 | General Electric | NA | 9T83B3475G03 | OM00043501 |  | Floor 1 Main Electrical Rm. 126 | NA | NA | NA | NA | 75KVA - 480V/208Y/120 | NA | Electric | 3 | NA | NA | \Classifications\Building System Class\D50-Electrical SYS\D5010 - Elec Service & Dist\Transformer - TRN | 1020071
51-C1 | 51-C1 New Yuba City Courthouse | 51-C1-D5011-240-TRN03 | 112.5KVA Dry Type Transformer UTK-M1 | General Electric | NA | 9T83B34112G03 | OM00043502 |  | Floor 1 Main Electrical Rm. 126 | NA | NA | NA | NA | 112.5KVA - 480V/208Y/120 | NA | Electric | 3 | NA | NA | \Classifications\Building System Class\D50-Electrical SYS\D5010 - Elec Service & Dist\Transformer - TRN | 1020072
51-C1 | 51-C1 New Yuba City Courthouse | 51-C1-D5011-240-TRN04 | 45KVA Dry Type Transformer STK-M1 | General Electric | NA | 9T83B34112G03 | OM00043499 |  | Floor 1 Main Electrical Rm. 126 | NA | NA | NA | NA | 45KVA - 480V/208Y/120 | NA | Electric | 3 | NA | NA | \Classifications\Building System Class\D50-Electrical SYS\D5010 - Elec Service & Dist\Transformer - TRN | 1020073
51-C1 | 51-C1 New Yuba City Courthouse | 51-C1-D5011-240-TRN05 | 75KVA Dry Type Transformer TK-1A1 | General Electric | NA | 9T83B34112G03 | OM00043516 |  | Floor 1 Clerks Area above Ceiling over moving files | NA | NA | NA | NA | 75KVA - 480V/208Y/120 | NA | Electric | 3 | NA | NA | \Classifications\Building System Class\D50-Electrical SYS\D5010 - Elec Service & Dist\Transformer - TRN | 1020074
51-C1 | 51-C1 New Yuba City Courthouse | 51-C1-D5011-240-TRN06 | 75KVA Dry Type Transformer TK-1B1 | General Electric | NA | 9T83B3475G03 | OM00043310 |  | Floor 1 MDF Room 118 | NA | NA | NA | NA | 75KVA - 480V/208Y/120 | NA | Electric | 3 | NA | NA | \Classifications\Building System Class\D50-Electrical SYS\D5010 - Elec Service & Dist\Transformer - TRN | 1020075
51-C1 | 51-C1 New Yuba City Courthouse | 51-C1-D5011-240-TRN07 | 75KVA Dry Type Transformer TK-2A1 | General Electric | NA | 9T83B3475G03 | OM00043520 |  | Floor 2 Electrical 201D | NA | NA | NA | NA | 75KVA - 480V/208Y/120 | NA | Electric | 3 | NA | NA | \Classifications\Building System Class\D50-Electrical SYS\D5010 - Elec Service & Dist\Transformer - TRN | 1020076
51-C1 | 51-C1 New Yuba City Courthouse | 51-C1-D5011-240-TRN08 | 75KVA Dry Type Transformer TK-2B1 | General Electric | NA | 9T83B3475G03 | DNA |  | Floor 2 Electrical 204B | NA | NA | NA | NA | 75KVA - 480V/208Y/120 | NA | Electric | 3 | NA | NA | \Classifications\Building System Class\D50-Electrical SYS\D5010 - Elec Service & Dist\Transformer - TRN | 1020077
51-C1 | 51-C1 New Yuba City Courthouse | 51-C1-D5011-240-TRN09 | 75KVA Dry Type Transformer TK-3A1 | General Electric | NA | 9T83B3475G03 | OM00043066 |  | Floor 3 Electrical 304A | NA | NA | NA | NA | 75KVA - 480V/208Y/120 | NA | Electric | 3 | NA | NA | \Classifications\Building System Class\D50-Electrical SYS\D5010 - Elec Service & Dist\Transformer - TRN | 1020078
51-C1 | 51-C1 New Yuba City Courthouse | 51-C1-D5011-240-TRN10 | 75KVA Dry Type Transformer TK-3B1 | General Electric | NA | 9T83B3475G03 | OM00043069 |  | Floor 3 Electrical 305B | NA | NA | NA | NA | 75KVA - 480V/208Y/120 | NA | Electric | 3 | NA | NA | \Classifications\Building System Class\D50-Electrical SYS\D5010 - Elec Service & Dist\Transformer - TRN | 1020079
51-C1 | 51-C1 New Yuba City Courthouse | 51-C1-D5011-240-TRN11 | 30KVA Dry Type Transformer TK-RA1 | General Electric | NA | 9T83B3462G03 | OM00043072 |  | Roof | NA | NA | NA | NA | 30KVA - 480V/208Y/120 | NA | Electric | 3 | NA | NA | \Classifications\Building System Class\D50-Electrical SYS\D5010 - Elec Service & Dist\Transformer - TRN | 1020080
51-C1 | 51-C1 New Yuba City Courthouse | 51-C1-D5011-240-TRN12 | 30KVA Dry Type Transformer TK-RB1 | General Electric | NA | 9T83B3462G03 | OM00043075 |  | Roof | NA | NA | NA | NA | 30KVA - 480V/208Y/120 | NA | Electric | 3 | NA | NA | \Classifications\Building System Class\D50-Electrical SYS\D5010 - Elec Service & Dist\Transformer - TRN | 1020081
51-C1 | 51-C1 New Yuba City Courthouse | 51-C1-D5037-710-FAP01 | Fire Alarm Panel | Edwards | NA | EST-3 | OM00043280 |  | Floor 1 Security Control 100 | NA | NA | NA | NA | NA | NA | NA | NA | NA | NA | \Classifications\Building System Class\D50-Electrical SYS\D5030 - Comm & Security\Fire Alarm Panel - FAP | 1020082
51-C1 | 51-C1 New Yuba City Courthouse | 51-C1-D5092-210-GEN01 | 500Kw Emergency Generator | Onsite Energy | 130901044-010010 | DS500D6SRA | OM00043057 | Permit# P23248 ¦Block Serial Number: 16601003039 Model # ROV1600G80S | Generator Yard | NA | NA | NA | 752 | 500Kw 277/480V | DNA | Diesel | 3 | NA | NA | \Classifications\Building System Class\D50-Electrical SYS\D5090 - Elec SYS\Emergency Generator - GEN | 1020083
51-C1 | 51-C1 New Yuba City Courthouse | 51-C1-D5092-250-EML74 | Emergency Lights | NA | NA | NA | OM00031178 |  | Throughout | NA | NA | NA | NA | NA | NA | Electric | NA | NA | NA | \Classifications\Building System Class\D50-Electrical SYS\D5090 - Elec SYS\Emergency And Exit Lighting - EML | 1020084
51-C1 | 51-C1 New Yuba City Courthouse | 51-C1-G2023-160-PEB01 | North Sallyport Barrier | Door King, Inc | 11888 | 1601-080 | OM00043059 |  | Grounds North Side of Sallyport | NA | NA | NA | 0 | 115 | 5.4 | Electric | 1 | NA | NA | \Classifications\Building System Class\G20-Other Systems\G2020 - Parking Lots\Security Parking Electric Barrier - PEB | 1020085
51-C1 | 51-C1 New Yuba City Courthouse | 51-C1-G2023-160-PEB02 | South Sallyport Barrier | Door King, Inc | 11891 | 1601-080 | OM00043060 |  | Grounds South Side of Sallyport | NA | NA | NA | 0 | 115 | 5.4 | Electric | 1 | NA | NA | \Classifications\Building System Class\G20-Other Systems\G2020 - Parking Lots\Security Parking Electric Barrier - PEB | 1020086
51-C1 | 51-C1 New Yuba City Courthouse | 51-C1-G2050-200-LSC01 | Landscape | NA | NA | NA | OM00031180 |  | Grounds | NA | NA | NA | NA | NA | NA | NA | NA | NA | NA | \Classifications\Building System Class\G20-Other Systems\G2050 - Landscaping\Landscaping - LSC | 1020087
51-C1 | 51-C1 New Yuba City Courthouse | 51-C1-D5092-250-ELT257 | Exterior Lights (LHT) | NA | NA | NA | OM00031179 |  | Grounds | NA | NA | NA | NA | NA | NA | NA | NA | NA | NA | \Classifications\Building System Class\D50-Electrical SYS\D5090 - Elec SYS\Exterior Lighting - ELT | 1020088
51-C1 | 51-C1 New Yuba City Courthouse | 51-C1-G2049-300-HSC01 | Hardscape | NA | NA | NA | OM00031181 |  | Grounds | NA | NA | NA | NA | NA | NA | NA | NA | NA | NA | \Classifications\Building System Class\G20-Other Systems\G2040 - Site Development\Hardscape - HSC | 1020089
51-C1 | 51-C1 New Yuba City Courthouse | 51-C1-D2023-100-BFP05 | Chiller Backflow Preventer | Watts | 97066 | LF009M3QT | OM00043530 |  | Roof next to Chiller | NA | NA | NA | NA | NA | NA | NA | NA | NA | NA | \Classifications\Building System Class\D20-Plumbing\D2020 - Domestic Water\Backflow Preventer - BFP | 1020379
51-C1 | 51-C1 Sutter County Superior Courthouse | 51-C1-D2023-310-WBS01 | Booster Pump (2 pump system) | FLOWTHERM | 70VS-02 | FAB15-298 | OM00027202 |  | Judges Parking Lot | NA | NA | NA | 5 | 480 | DNA | Electric | 3 | NA | NA | \Classifications\Building System Class\D20-Plumbing\D2020 - Domestic Water\Domestic Water Booster System - WBS | 1022466
52-A3 | 52-A3 Annex No. 2 | 52-A3-B2010-100-CTY01 | Building Structure | NA | NA | NA | OM00027093 | NA | NA | NA | NA | NA | NA | NA | NA | NA | NA | NA | NA | \Classifications\Building System Class\B20-General Building Exterior\B2010 - Exterior Walls\Building - BLD | EQ-1007401
52-E1 | 52-E1 New Red Bluff Courthouse | 52-E1-B2010-100-BLD01 | Building | NA | NA | NA | OM00027036 |  | NA | NA | NA | NA | NA | NA | NA | NA | NA | NA | NA | \Classifications\Building System Class\B20-General Building Exterior\B2010 - Exterior Walls\Building - BLD | 1019967
52-E1 | 52-E1 New Red Bluff Courthouse | 52-E1-D2023-100-BFP01 | 6" Backflow | Wilkins | V41112 | 350ADA 6" | OM00043127 | ID#: 1 | NE Grounds | NA | NA | NA | NA | NA | NA | NA | NA | NA | NA | \Classifications\Building System Class\D20-Plumbing\D2020 - Domestic Water\Backflow Preventer - BFP | 1021562
52-E1 | 52-E1 New Red Bluff Courthouse | 52-E1-D2023-100-BFP02 | 3/4" Bypass Backflow | Wilkins | 3957042XLD | 950XL2 | OM00043128 | ID#: 2 | NE Grounds | NA | NA | NA | NA | NA | NA | NA | NA | NA | NA | \Classifications\Building System Class\D20-Plumbing\D2020 - Domestic Water\Backflow Preventer - BFP | 1021563
52-E1 | 52-E1 New Red Bluff Courthouse | 52-E1-D2023-100-BFP03 | Landscaping Backflow | Wilkins | 4081283 | 950XL2 | OM00043132 | ID#: 3 | SE Grounds | NA | NA | NA | NA | NA | NA | NA | NA | NA | NA | \Classifications\Building System Class\D20-Plumbing\D2020 - Domestic Water\Backflow Preventer - BFP | 1021564
52-E1 | 52-E1 New Red Bluff Courthouse | 52-E1-D2023-100-BFP04 | Boiler Backflow | Wilkins | 4113548 | 975XL1" | OM00043139 | ID#: 4 | 1st. Flr. NE Boiler Rm. | NA | NA | NA | NA | NA | NA | NA | NA | NA | NA | \Classifications\Building System Class\D20-Plumbing\D2020 - Domestic Water\Backflow Preventer - BFP | 1021565
52-E1 | 52-E1 New Red Bluff Courthouse | 52-E1-D2023-100-BFP05 | Domestic Backflow 3" | Wilkins | 45794 | 350ADA 3" | OM00043133 | ID#: 5 | SE Grounds | NA | NA | NA | NA | NA | NA | NA | NA | NA | NA | \Classifications\Building System Class\D20-Plumbing\D2020 - Domestic Water\Backflow Preventer - BFP | 1021566
52-E1 | 52-E1 New Red Bluff Courthouse | 52-E1-D2023-100-BFP06 | Domestic Bypass Backflow 3/4" | Wilkins | 4202032 | 950XLV 3/4" | OM00043134 | ID#: 6 | SE Grounds | NA | NA | NA | NA | NA | NA | NA | NA | NA | NA | \Classifications\Building System Class\D20-Plumbing\D2020 - Domestic Water\Backflow Preventer - BFP | 1021567
52-E1 | 52-E1 New Red Bluff Courthouse | 52-E1-D4010-150-FMS01 | Fire Sprinkler System - Dry | Viking | W713653 | 13765 4"/DN100 Dry | OM00043140 |  | 1st. Flr. Fire Sprinkler Rm. | NA | NA | NA | NA | NA | NA | NA | NA | NA | NA | \Classifications\Building System Class\D40-Fire Protection SYS\D4010 - Sprinkler SYS\Fire Systems, stand pipes - FMS | 1021568
52-E1 | 52-E1 New Red Bluff Courthouse | 52-E1-D5037-710-FAP01 | Fire Alarm Panel | Notifier Honeywell | I.12064 | UDATCT-2 | OM00043141 |  | 1st. Flr. Fire Sprinkler Rm. | NA | NA | NA | NA | NA | NA | NA | NA | NA | NA | \Classifications\Building System Class\D50-Electrical SYS\D5030 - Comm & Security\Fire Alarm Panel - FAP | 1021569
52-E1 | 52-E1 New Red Bluff Courthouse | 52-E1-D1010-100-ELE01 | Elevator #1 - Lobby | Otis GEN2 | G258251549 | AAA21242E | OM00027037 | State ID# 170201 |  | NA | NA | NA | 30 | 480 | 43 | Electric | 3 | NA | NA | \Classifications\Building System Class\D10-Conveyance Systems\D1010 - Elevator\Elevator,Electric,Pass/Freight - ELE | 1021570
52-E1 | 52-E1 New Red Bluff Courthouse | 52-E1-D1010-100-ELE02 | Elevator #2 - Lobby Hydraulic | Otis GEN2 | 6258251549 | AAA21242E | OM00027038 | State ID# 170200 | 1ST FLR | NA | NA | NA | 30 | 480 | 43 | Electric | 3 | NA | NA | \Classifications\Building System Class\D10-Conveyance Systems\D1010 - Elevator\Elevator,Electric,Pass/Freight - ELE | 1021571
52-E1 | 52-E1 New Red Bluff Courthouse | 52-E1-D1010-100-ELE04 | Elevator #4 - Inmate | Otis GEN2 | 6258282715-045 | AAA21310AD | OM00043146 | State ID# 170204 | 1st. Flr. Elevator Rm in Secured Hallway / Judges | NA | NA | NA | 12(9) | 480 | 16 | Electric | 3 | NA | NA | \Classifications\Building System Class\D10-Conveyance Systems\D1010 - Elevator\Elevator,Electric,Pass/Freight - ELE | 1021573
52-E1 | 52-E1 New Red Bluff Courthouse | 52-E1-D1010-100-ELE05 | Elevator #5 - Inmate | Otis GEN2 | 6258281549 | AAA21310AD | OM00043144 | State ID# 170203 | 1st. Flr. Elevator Rm in Secured Hallway | NA | NA | NA | 12(9) | 480 | 16 | Electric | 3 | NA | NA | \Classifications\Building System Class\D10-Conveyance Systems\D1010 - Elevator\Elevator,Electric,Pass/Freight - ELE | 1021574
52-E1 | 52-E1 New Red Bluff Courthouse | 52-E1-D1010-100-ELE03 | Elevator #3 - Judges | Otis GEN2 | 6258261549 | AAA21242E | OM00043145 | State ID# 170202 | 1st. Flr. Elevator Rm in Secured Hallway / Judges | NA | NA | NA | 30 | 480 | 43 | Electric | 3 | NA | NA | \Classifications\Building System Class\D10-Conveyance Systems\D1010 - Elevator\Elevator,Electric,Pass/Freight - ELE | 1021572
52-E1 | 52-E1 New Red Bluff Courthouse | 52-E1-D4031-100-FEX23 | Fire Extinguishers | NA | NA | NA | OM00027030 |  | 1st. Flr. Elevator Rm in Secured Hallway Throughout Building | NA | NA | NA | NA | NA | NA | NA | NA | NA | NA | \Classifications\Building System Class\D40-Fire Protection SYS\D4030 - FIRE SPEC\Fire Extinguisher - FEX | 1021575
52-E1 | 52-E1 New Red Bluff Courthouse | 52-E1-D5092-250-EML166 | Emergency Lights | NA | NA | NA | OM00027031 |  | Throughout Building | NA | NA | NA | NA | NA | NA | NA | NA | NA | NA | \Classifications\Building System Class\D50-Electrical SYS\D5090 - Elec SYS\Emergency And Exit Lighting - EML | 1021576
52-E1 | 52-E1 New Red Bluff Courthouse | 52-E1-D3041-110-AHU01 | #1 Air Handler 50 Ton | Daikin | FBOU150700027 | RPS050D0DLWS5 | OM00039205 |  | Roof | NA | Washable | R-410A | Supply Fan 20 HP, Return Fan 15 HP | 460 | 18.6 | Electric | 3 | NA | NA | \Classifications\Building System Class\D30-HVAC Systems\D3040 - Distribution SYS\Air Handling Unit - AHU | 1021587
52-E1 | 52-E1 New Red Bluff Courthouse | 52-E1-D3041-110-AHU02 | #2 Air Handler 50 Ton | Daikin | FBOU150700011 | RPS050D0DLWS5 | OM00039202 |  | Roof | NA | (7) 16x20x2 filters(10) 16x25x2 | R-410A | NA | 208/230 | 15 | Electric | 1 | NA | NA | \Classifications\Building System Class\D30-HVAC Systems\D3040 - Distribution SYS\Air Handling Unit - AHU | 1021588
52-E1 | 52-E1 New Red Bluff Courthouse | 52-E1-D3050-250-ACU02 | #2 Split System (CDR/FCU) | Daikin | E017024 | (Heat Pump/CU-2) RXS12LVJU (FCU02)PEA-A12AA | OM00039206 |  | Roof | NA | Washable | R-410A | NA | 208/230 | 15 | Electric | 1 | NA | NA | \Classifications\Building System Class\D30-HVAC Systems\D3050 - Package SYS\Air Conditioning,Split System - ACU | 1021589
52-E1 | 52-E1 New Red Bluff Courthouse | 52-E1-D3050-250-ACU03 | #3 Split System (CDR/FCU) | Daikin | E017050 | (Heat Pump/CU-3) RXS12LVJU (FCU03)PEA-A12AA | OM00039207 |  | Roof | NA | Washable | R-410A | NA | 208/230 | 15 | Electric | 1 | NA | NA | \Classifications\Building System Class\D30-HVAC Systems\D3050 - Package SYS\Air Conditioning,Split System - ACU | 1021590
52-E1 | 52-E1 New Red Bluff Courthouse | 52-E1-D3050-250-ACU04 | #4 Split System (CDR/FCU) | Daikin | E005853 | (Heat Pump/CU-4) RXS36LVJU (FCU04)PKA-A36KA | OM00039208 |  | Roof | NA | Washable | R-410A | NA | 208/230 | 20 | Electric | 1 | NA | NA | \Classifications\Building System Class\D30-HVAC Systems\D3050 - Package SYS\Air Conditioning,Split System - ACU | 1021591
52-E1 | 52-E1 New Red Bluff Courthouse | 52-E1-D3050-250-ACU05 | #5 Split System (CDR/FCU) | Daikin | E005954 | (Heat Pump/CU-5) RXS36LVJU(FCU05)PKA-A36KA | OM00039209 |  | Roof | NA | Washable | R-410A | NA | 208/230 | 20 | Electric | 1 | NA | NA | \Classifications\Building System Class\D30-HVAC Systems\D3050 - Package SYS\Air Conditioning,Split System - ACU | 1021592
52-E1 | 52-E1 New Red Bluff Courthouse | 52-E1-D3050-250-ACU06 | #6 Split System (CDR/FCU) | Daikin | E005937 | (Heat Pump/CU-6) RXS36LVJU(FCU06)PKA-A36KA | OM00039210 |  | Roof | NA | Washable | R-410A | NA | 208/230 | 20 | Electric | 1 | NA | NA | \Classifications\Building System Class\D30-HVAC Systems\D3050 - Package SYS\Air Conditioning,Split System - ACU | 1021593
52-E1 | 52-E1 New Red Bluff Courthouse | 52-E1-D3050-250-ACU01 | #1 Split System (CDR/FCU) | Daikin | E017047 | (Heat Pump/CU-1) RXS12LVJU(FCU01)PEA-A12AA | OM00039204 |  | Roof | NA | (7) 16x20x2 filters(10) 16x25x2 | R-410A | NA | 208/230 | 15 | Electric | 1 | NA | NA | \Classifications\Building System Class\D30-HVAC Systems\D3050 - Package SYS\Air Conditioning,Split System - ACU | 1021594
52-E1 | 52-E1 New Red Bluff Courthouse | 52-E1-D3050-250-ACU07 | #7 Split System (CDR/FCU) | Daikin | E008555 | (Heat Pump/CU-7) RXS24LVJU (FCU07) PKA-A24KA | OM00039211 |  | Roof | NA | Washable | R-410A | NA | 208/230 | 20 | Electric | 1 | NA | NA | \Classifications\Building System Class\D30-HVAC Systems\D3050 - Package SYS\Air Conditioning,Split System - ACU | 1021595
52-E1 | 52-E1 New Red Bluff Courthouse | 52-E1-D3050-250-ACU08 | #8 Split System (CDR/FCU) | Daikin | E008557 | (Heat Pump/CU-8) RXS12LVJU (FCU08) PKA-A24KA | OM00039212 |  | Roof | NA | Washable | R-410A | NA | 208/230 | 20 | Electric | 1 | NA | NA | \Classifications\Building System Class\D30-HVAC Systems\D3050 - Package SYS\Air Conditioning,Split System - ACU | 1021596
52-E1 | 52-E1 New Red Bluff Courthouse | 52-E1-D3012-120-GMR01 | Gas Meter | PG&E | SH175 | 1515356 | OM00039226 |  | NE Grounds | NA | NA | NA | NA | NA | NA | Gas | NA | NA | NA | \Classifications\Building System Class\D30-HVAC Systems\D3010 - Energy Supply\Gas Meter Readings - GMR | 1021598
52-E1 | 52-E1 New Red Bluff Courthouse | 52-E1-D3050-250-ACU09 | #9 Split System (CDR/FCU) | Daikin | E008560 | (Heat Pump/CU-9) RXS12LVJU (FCU09) PKA-A24KA | OM00039213 |  | Roof | NA | Washable | R-410A | NA | 460 | 5.4/3.9 | Electric | 3 | NA | NA | \Classifications\Building System Class\D30-HVAC Systems\D3050 - Package SYS\Air Conditioning,Split System - ACU | 1021597
52-E1 | 52-E1 New Red Bluff Courthouse | 52-E1-D3041-110-AHU03 | #3 Air Handler 25 Ton | Daikin | FBOU150700242 | RPS050D0DLWS5 | OM00039203 |  | Roof | NA | (7) 16x20x2 filters(10) 16x25x2 | R-410A | Supply Fan 15 HP, Return Fan 10 HP | 460 | 18.6 | Electric | 3 | NA | NA | \Classifications\Building System Class\D30-HVAC Systems\D3040 - Distribution SYS\Air Handling Unit - AHU | 1021599
52-E1 | 52-E1 New Red Bluff Courthouse | 52-E1-D2022-260-HWG01 | Gas Water Heater | AOS Smith | 1530M000565 | BTX-100-140 | OM00043131 |  | 1st. Flr. NE Boiler Rm. | NA | NA | NA | NA | 120 | 5 | Gas | DNA | 100,000 | 100,000 | \Classifications\Building System Class\D20-Plumbing\D2020 - Domestic Water\Domestic Water Heater, Gas - HWG | 1021602
52-E1 | 52-E1 New Red Bluff Courthouse | 52-E1-D3041-110-AHU04 | #4 Air Handler 70 Ton | Daikin | FBOU150700063 | RPS070D0DLWS5 | OM00039201 |  | Roof | NA | (7) 16x20x2 filters(10) 16x25x2 | R-410A | Supply Fan 40 HP, Return Fan 20 HP | 460 | 17.9 | Electric | 3 | NA | NA | \Classifications\Building System Class\D30-HVAC Systems\D3040 - Distribution SYS\Air Handling Unit - AHU | 1021600
52-E1 | 52-E1 New Red Bluff Courthouse | 52-E1-D3021-130-BLR01 | Boiler #1 | Advanced Thermal Hydonics | 91541645 | KN-10WW | OM00043129 |  | 1st. Flr. NE Boiler Rm. | NA | NA | NA | NA | 120 | DNA | Gas | DNA | 1,000,000 | 900,000 | \Classifications\Building System Class\D30-HVAC Systems\D3020 - Heat SYS\Boiler,Hot Water,Oil/Gas/Comb. - BLR | 1021603
52-E1 | 52-E1 New Red Bluff Courthouse | 52-E1-D3021-130-BLR02 | Boiler #2 | Advanced Thermal Hydonics | 91541646 | KN-10WW | OM00043130 |  | 1st. Flr. NE Boiler Rm. | NA | NA | NA | NA | 120 | DNA | Gas | DNA | 1,000,000 | 900,000 | \Classifications\Building System Class\D30-HVAC Systems\D3020 - Heat SYS\Boiler,Hot Water,Oil/Gas/Comb. - BLR | 1021604
52-E1 | 52-E1 New Red Bluff Courthouse | 52-E1-D3042-220-EFN01 | EF-1 Exhaust Fan | Greenheck | 14159668 15F | GB-180-7-X | OM00039214 |  | Roof | (1) A24 | NA | NA | 1/2 | 115/208-230 | 6.8/3.6-3.4 | Electric | 1 | NA | NA | \Classifications\Building System Class\D30-HVAC Systems\D3040 - Distribution SYS\Supply/Exhaust/Return fans- FAN | 1021605
52-E1 | 52-E1 New Red Bluff Courthouse | 52-E1-D3042-220-EFN02 | EF-2 Exhaust Fan | Greenheck | 14159659 15F | GB-101-5-X | OM00039215 |  | Roof | (1) AP20 | NA | NA | 1/2 | 115/208-230 | 6.8/3.6-3.4 | Electric | 1 | NA | NA | \Classifications\Building System Class\D30-HVAC Systems\D3040 - Distribution SYS\Supply/Exhaust/Return fans- FAN | 1021606
52-E1 | 52-E1 New Red Bluff Courthouse | 52-E1-D3042-220-EFN04 | EF-4 Exhaust Fan | Greenheck | 14159661 15F | GB-101-5-X | OM00039217 |  | Lower Roof | (1) AP20 | NA | NA | 1/2 | 115/208-230 | 6.8/3.6-3.4 | Electric | 1 | NA | NA | \Classifications\Building System Class\D30-HVAC Systems\D3040 - Distribution SYS\Supply/Exhaust/Return fans- FAN | 1021608
52-E1 | 52-E1 New Red Bluff Courthouse | 52-E1-D3042-220-EFN03 | EF-3 Exhaust Fan | Greenheck | 14159660 15F | GB-180HP-7-X | OM00039216 |  | Roof | (1) AP24 | NA | NA | 1/2 | 115/208-230 | 6.8/3.6-3.4 | Electric | 1 | NA | NA | \Classifications\Building System Class\D30-HVAC Systems\D3040 - Distribution SYS\Supply/Exhaust/Return fans- FAN | 1021607
52-E1 | 52-E1 New Red Bluff Courthouse | 52-E1-D3042-220-EFN05 | EF-5 Exhaust Fan | Greenheck | 14159662 15F | GB-101-5-X | OM00039218 |  | Lower Roof | (1) AP20 | NA | NA | 1/2 | 115/208-230 | 6.8/3.6-3.4 | Electric | 1 | NA | NA | \Classifications\Building System Class\D30-HVAC Systems\D3040 - Distribution SYS\Supply/Exhaust/Return fans- FAN | 1021609
52-E1 | 52-E1 New Red Bluff Courthouse | 52-E1-D3050-210-PKU01 | Package Unit | Daikin | FBOU150701210 | DPS007AHMG4FW-3 | OM00039219 |  | Lower Roof | NA | (3) 18x24x2 | R-410A | NA | 460 | 5.4/3.9 | Electric |  | NA | NA | \Classifications\Building System Class\D30-HVAC Systems\D3050 - Package SYS\Package Unit - PKU | 1021610
52-E1 | 52-E1 New Red Bluff Courthouse | 52-E1-D5010-110-EMT01 | Electrical Meter | NA | NA | NA | OM00039225 |  | NE Grounds | NA | NA | NA | NA | NA | NA | Electric | NA | NA | NA | \Classifications\Building System Class\D50-Electrical SYS\D5010 - Elec Service & Dist\Electric Meter Readings - EMT | 1021612
52-E1 | 52-E1 New Red Bluff Courthouse | 52-E1-D3044-125-PHW01 | HW Pump - 01 | Bell & Gossett | G15K20039 | QG56A17D58F K | OM00043135 |  | 1st. Flr. NE Boiler Rm. | NA | NA | NA | 1/2 | 115/208-230 | 5/2.5-2.5 | Electric | 1 | NA | NA | \Classifications\Building System Class\D30-HVAC Systems\D3040 - Distribution SYS\Hot Water Pump - PHW | 1021613
52-E1 | 52-E1 New Red Bluff Courthouse | 52-E1-D3044-125-PHW02 | HW Pump - 02 | Bell & Gossett | G15K20074 | QG56A17D58F K | OM00043136 |  | 1st. Flr. NE Boiler Rm. | NA | NA | NA | 1/2 | 115/208-230 | 5/2.5-2.5 | Electric | 1 | NA | NA | \Classifications\Building System Class\D30-HVAC Systems\D3040 - Distribution SYS\Hot Water Pump - PHW | 1021614
52-E1 | 52-E1 New Red Bluff Courthouse | 52-E1-D3044-125-PHW03 | HW Pump - 03 | Bell & Gossett | F1509150259 | VEJN072S27061 | OM00043137 |  | 1st. Flr. NE Boiler Rm. | NA | NA | NA | 5 | 208-230/40 | 14-13.2/6.6 | Electric | 3 | NA | NA | \Classifications\Building System Class\D30-HVAC Systems\D3040 - Distribution SYS\Hot Water Pump - PHW | 1021615
52-E1 | 52-E1 New Red Bluff Courthouse | 52-E1-D3044-125-PHW04 | HW Pump - 04 | Bell & Gossett | F1509150269 | VEJN072S27061 | OM00043138 |  | 1st. Flr. NE Boiler Rm. | NA | NA | NA | 5 | 208-230/40 | 14-13.2/6.6 | Electric | 3 | NA | NA | \Classifications\Building System Class\D30-HVAC Systems\D3040 - Distribution SYS\Hot Water Pump - PHW | 1021616
52-E1 | 52-E1 New Red Bluff Courthouse | 52-E1-D2023-310-HWP01 | Hot Water Circulation Pump | Grundfo's | 598962.10P1 | UP-15-1087/TLC | OM00043143 |  | 1st. Flr. NE Boiler Rm. | NA | NA | NA | NA | NA | NA | NA | NA | NA | NA | \Classifications\Building System Class\D20-Plumbing\D2020 - Domestic Water\Domestic Hot Water Circulating Pump - HWP | 1021617
52-E1 | 52-E1 New Red Bluff Courthouse | 52-E1-D5092-250-ELT64 | Exterior Lights | NA | NA | NA | OM00017032 |  | Throughout Building | NA | NA | NA | NA | NA | NA | NA | NA | NA | NA | \Classifications\Building System Class\D50-Electrical SYS\D5090 - Elec SYS\Exterior Lighting - ELT | 1021618
52-E1 | 52-E1 New Red Bluff Courthouse | 52-E1-B3010-100-RUF01 | Roof | NA | NA | NA | OM00027035 |  | Throughout Building | NA | NA | NA | NA | NA | NA | NA | NA | NA | NA | \Classifications\Building System Class\B30-Roofing\B3010 - Roof Types\Roof - RUF | 1021619
52-E1 | 52-E1 New Red Bluff Courthouse | 52-E1-G2049-300-HSC01 | Hardscape | NA | NA | NA | OM00027034 |  | Throughout Building | NA | NA | NA | NA | NA | NA | NA | NA | NA | NA | \Classifications\Building System Class\G20-Other Systems\G2040 - Site Development\Hardscape - HSC | 1021620
52-E1 | 52-E1 New Red Bluff Courthouse | 52-E1-G2050-200-LSC01 | Landscape | NA | NA | NA | OM00027033 |  | Throughout Building | NA | NA | NA | NA | NA | NA | NA | NA | NA | NA | \Classifications\Building System Class\G20-Other Systems\G2050 - Landscaping\Landscaping - LSC | 1021621
52-E1 | 52-E1 Tehama County Courthouse | 52-E1-D4010-150-FMS02 | Fire Sprinkler System - Wet | Tyco | NA | BFV-N | TBD |  | 1st Flr. Fire Sprinkler Room | NA | NA | NA | NA | NA | NA | NA | NA | NA | NA | \Classifications\Building System Class\D40-Fire Protection SYS\D4010 - Sprinkler SYS\Fire Systems, stand pipes - FMS | 1021797
54-B1 | 54-B1 Tulare Division | 54-B1-D3041-110-AHU01 | HVAC AHU01 | Aladdin | 72873 | Type HC | OM00000193 | AHU #1 | Lower Level | (2) B43 | 20x25x2 (6) | NA | 7 1/2 | 240 | 18.5 | Electrical | 3 | NA | NA | \Classifications\Building System Class\D30-HVAC Systems\D3040 - Distribution SYS\Air Handling Unit - AHU | EQ-1004500
54-B1 | 54-B1 Tulare Division | 54-B1-D3041-110-AHU02 | HVAC AHU02 | Aladdin | 72874 | Type HC | OM00000194 | AHU #2 | Lower Level | (2) B55 | (8) 20x25x2 | Chilled Water | 7 1/2 | 240 | 18.5 | DNA | 3 | NA | NA | \Classifications\Building System Class\D30-HVAC Systems\D3040 - Distribution SYS\Air Handling Unit - AHU | EQ-1004501
54-B1 | 54-B1 Tulare Division | 54-B1-D3041-110-AHU03 | HVAC AHU03 | Aladdin | 78495 | Type HC | OM00000195 | AHU #3 | Lower Level | (2) B48 | (8) 20x25x2 | Chill Water | 7 1/2 | 240 | 18.5 | Electrical | 3 | NA | NA | \Classifications\Building System Class\D30-HVAC Systems\D3040 - Distribution SYS\Air Handling Unit - AHU | EQ-1004502
54-B1 | 54-B1 Tulare Division | 54-B1-D3031-130-CLR01 | Chiller CLR01 | Trane | L77J04197 | CGWA0406RB51CC3C4B361BE | OM00000196 | Comp #1 | Lower Level | DNA | NA | NA | NA | 220 | 131 | NA | 3 PH, 60Hz | NA | NA | \Classifications\Building System Class\D30-HVAC Systems\D3030 - Cooling SYS\Chiller, Water Cooled - CLR | EQ-1004503
54-B1 | 54-B1 Tulare Division | 54-B1-D3090-114-CMP01 | Compressor | Dayton | 041295L-832250 | 5Z699 | OM00000199 | Air Comp | Lower Level | NA | NA | NA | 1.5 | 220 | 5.7 | Electrical | 3 | NA | NA | \Classifications\Building System Class\D30-HVAC Systems\D3090 - Other HVAC Systems and Equipment\Air Compressor - CMP | EQ-1004504
54-B1 | 54-B1 Tulare Division | 54-B1-D3031-100-PCH01 | Chilled Water Recirc Pump PMP01 | Sulzer | 61453301 | 10-15507-100061-156 | OM00000197 | RP #1 | Lower Level | NA | NA | NA | 2 | 230/460 | 5.4/2.7 | NA | 3 | NA | NA | \Classifications\Building System Class\D30-HVAC Systems\D3030 - Cooling SYS\Chilled Water Pump - PCH | EQ-1004505
54-B1 | 54-B1 Tulare Division | 54-B1-D3030-110-CTW01 | Gas Fired Hot Water Cooling Tower CTW01 | RSD ""Tower Super"" | 76584 | TSC - 60 | OM00000198 | CT | Near Sallyport | NA | NA | NA | 1 | 230/460 | 3.5/1.75 | ELECTRICAL | THREE | NA | NA | \Classifications\Building System Class\D30-HVAC Systems\D3030 - Cooling SYS\Cooling Tower - CTW | EQ-1004506
54-B1 | 54-B1 Tulare Division | 54-B1-D2022-260-HWG01 | Domestic Hot Water HWG01 | AO Smith | AE82 - 18164 - 884 | FSG 75 884 | OM00000201 | DHW | LOWER LEVEL BOILER ROOM INSIDE MECHANICAL ROOM | NA | NA | NA | NA | NA | NA | Natural Gas | NA | 75,000 |  | \Classifications\Building System Class\D20-Plumbing\D2020 - Domestic Water\Domestic Water Heater, Gas - HWG | EQ-1004508
54-B1 | 54-B1 Tulare Division | 54-B1-D2040-100-PSU03 | SEWAGE SUMP PUMP | Liberty | NA | Omnivore LSG203M | OM00000202 | SP #1 | Lower Level | NA | NA | NA | 2 | 220 | DNA | NA | DNA | NA | NA | \Classifications\Building System Class\D20-Plumbing\D2040 - Rain Drain\Sump Pump - PSU | EQ-1004509
54-B1 | 54-B1 Tulare Division | 54-B1-D4031-100-FEX16 | Portable, and Held, Fire Extinguisher FEX16 | Emerson/Peerless | 2683735/2683738 | Series C Model F115/825A | OM00029925 |  | THROUGHOUT BUILDING | NA | NA | NA | NA | NA | NA | NA | NA | NA | NA | \Classifications\Building System Class\D40-Fire Protection SYS\D4030 - FIRE SPEC\Fire Extinguisher - FEX | EQ-1004615
54-B1 | 54-B1 Tulare Division | 54-B1-D5092-250-EML01 | LIGHT, EMERGENCY, HARDWIRED SYSTEM | LITHONIA | NA | MULTIPLE | OM00029921 |  | THROUGHOUT BUILDING | NA | NA | NA | NA | 115 | .5 |  | SINGLE | NA | NA | \Classifications\Building System Class\D50-Electrical SYS\D5090 - Elec SYS\Emergency And Exit Lighting - EML | EQ-1004617
54-B1 | 54-B1 Tulare Division | 54-B1-D2023-310-HWP01 | Domestic Hot Water Circ. Pump | ITT Bell & Gossett | 2L05 | 25P207 | OM00004035 |  | BOILER ROOM INSIDE MECHANICAL ROOM | DNA | NA | NA | 1/8 | 115/230 | 5.2 / 2.6 | Electrical | 1 PH, 60Hz | NA | NA | \Classifications\Building System Class\D20-Plumbing\D2020 - Domestic Water\Domestic Hot Water Circulating Pump - HWP | EQ-1005269
54-B1 | 54-B1 Tulare Division | 54-B1-B2010-100-BLD01 | Building Structure | NA | NA | NA | DNA | NA | NA | NA | NA | NA | NA | NA | NA | NA | NA | NA | NA | \Classifications\Building System Class\B20-General Building Exterior\B2010 - Exterior Walls\Building - BLD | EQ-1007403
54-B1 | 54-B1 Tulare Division | 54-B1-B3010-100-RUF01 | Roofing Systems | NA | NA | NA | DNA |  | NA | NA | NA | NA | NA | NA | NA | NA | NA | NA | NA | \Classifications\Building System Class\B30-Roofing\B3010 - Roof Types\Roof - RUF | EQ-1007580
54-B1 | 54-B1 Tulare Division | 54-B1-D2023-100-BFP01 | Domestic Water Backflow Assembly BFP01 | Febco | AA2X008 | 765PV8 2 inch | OM00004161 | ID#:2 | NORTHWEST CONER OF BUILDING IN FLOWER BED | NA | NA | NA | NA | NA | NA | NA | NA | NA | NA | \Classifications\Building System Class\D20-Plumbing\D2020 - Domestic Water\Backflow Preventer - BFP | 1010100
54-B1 | 54-B1 Tulare Division | 54-B1-D2023-100-BFP02 | Domestic Water Backflow Assembly BFP02 |  | A107748 | 825Y 2 inch | OM00004162 | ID#: 1 | LOWER LEVEL MECHANCIAL PUMP | NA | NA | NA | NA | NA | NA | NA | NA | NA | NA | \Classifications\Building System Class\D20-Plumbing\D2020 - Domestic Water\Backflow Preventer - BFP | 1010101
54-B1 | 54-B1 Tulare Division | 54-B1-D5037-710-FAP01 | Fire Alarm Panel FAP01 | Honeywell | NA | Notifier NFW2-100 | OM00004041 |  | Basement Mechanical Room | NA | NA | NA | NA | 115 | 2.5 | NA | SINGLE | NA | NA | \Classifications\Building System Class\D50-Electrical SYS\D5030 - Comm & Security\Fire Alarm Panel - FAP | 1010358
54-B1 | 54-B1 Tulare Division | 54-B1-D2023-100-BFP03 | Backflow Prevention Device BFP03 | Febco | A14585 | 825 Y 3/4" | OM00004163 | ID#: 3 | BOILER ROOM INSIDE LOWER LEVEL MECHANICAL ROOM | NA | NA | NA | NA | NA | NA | NA | NA | NA | NA | \Classifications\Building System Class\D20-Plumbing\D2020 - Domestic Water\Backflow Preventer - BFP | 1011009
54-B1 | 54-B1 Tulare Division | 54-B1-D4010-150-FMS01 | System Extinguishing,Wet Pipe - SEW | GRINNELL | NA | 2" SYSTEM | OM00031284 |  | PLUMBING CLOSET NEXT TO HOLDING CELL | NA | NA | NA | NA | NA | NA |  | NA | NA | NA | \Classifications\Building System Class\D40-Fire Protection SYS\D4010 - Sprinkler SYS\Fire Systems, stand pipes - FMS | 1011075
54-B1 | 54-B1 Tulare Division | 54-B1-D2040-100-PSU01 | COOLING TOWER SUMP PUMP #1 | ZOELLER | DNA | 267 | OM00031281 |  | LOWER LEVEL MECHANICAL ROOM | NA | NA | NA | .5 | 115 | 2.8 | Electrical | SINGLE | NA | NA | \Classifications\Building System Class\D20-Plumbing\D2040 - Rain Drain\Sump Pump - PSU | 1012537
54-B1 | 54-B1 Tulare Division | 54-B1-D3044-125-PHW01 | HOT WATER CIRCULATING PUMP FOR BOILER | BELL AND GOSSETT | 173080 | TYPE 35/E-70 | OM00031225 |  | LOWER LEVEL MECHANICAL ROON | NA | NA | NA | .5 | 115/230 | 5.2/2.6 | Electrical | 1 | NA | NA | \Classifications\Building System Class\D30-HVAC Systems\D3040 - Distribution SYS\Hot Water Pump - PHW | 1012539
54-B1 | 54-B1 Tulare Division | 54-B1-D2090-230-WIP01 | Cooling tower water circulating pump | Emerson/Pearless | 2683735 | Series C Model F115 | OM00031283 |  | Exterior Pad by cooling tower | NA | NA | NA | 2 | 230/460 | 6.20/3.10 | Electric | THREE | NA | NA | \Classifications\Building System Class\D20-Plumbing\D2090 - Other Plumbing SYS\Water Treatment Inhibitor Pump - WIP | 1012540
54-B1 | 54-B1 Tulare Division | 54-B1-D5010-200-ESD01 | MAIN CIRCUIT BREAKER PANEL FOR BUIDLING | CUTLER HAMMER | 5LF807527-A | TYPE VB | OM00031226 |  | LOWER LEVEL MECHANICAL ROOM | NA | NA | NA | NA | 120/208 | 1200 |  | THREE PHASE FOUR WIRE | NA | NA | \Classifications\Building System Class\D50-Electrical SYS\D5010 - Elec Service & Dist\Electical Service and Distribution - ESD | 1012541
54-B1 | 54-B1 Tulare Division | 54-B1-D5092-250-ELT06 | EXTERIOR LIGHTING | MULTIPLE | MULTIPLE | MULTIPLE | OM00027378 | OM00031227 | EXTERIOR PERIMETER OF BUILDING | NA | NA | NA | DNA | 120 | VARIOUS | Electrical | SINGLE | NA | NA | \Classifications\Building System Class\D50-Electrical SYS\D5090 - Elec SYS\Exterior Lighting - ELT | 1012542
54-B1 | 54-B1 Tulare Division | 54-B1-D3021-130-BLR02 | Gas Fired Hot Water Boiler BLR01 | Dynamax | 111114846 | DMNH-0501MSI-HL | OM00031200 | OM00000200 | Basement - Boileer Room - Lower Level | NA | NA | NA | DNA | DNA | < 12 Amps | Natural Gas | 60 cycles | 500,000 | 485,000 | \Classifications\Building System Class\D30-HVAC Systems\D3020 - Heat SYS\Boiler,Hot Water,Oil/Gas/Comb. - BLR | 1015254
54-E1 | 54-E1 Dinuba Division of the Tulare Superior Court | 54-E1-D2023-310-HWP01 | Domestic Hot Water Circulating Pump - HWP | BELL & GOSSETT | 103252 | NBF-22 | OM00004021 |  | Hot Water Heater Room | NA | NA | NA | NA | 110 | DNA | Electrical | 1 | NA | NA | \Classifications\Building System Class\D20-Plumbing\D2020 - Domestic Water\Domestic Hot Water Circulating Pump - HWP | 1009054
54-E1 | 54-E1 Dinuba Division of the Tulare Superior Court | 54-E1-D2022-260-HWG01 | Domestic Water Heater, Gas - 75 Gallon | BRADFORD WHITE | TM7752936-131 | 75T803N | OM00004020 |  | Hot Water Heater Room | NA | NA | NA | NA | 110 | DNA | Natural Gas | 1 | 80,000 | 80,000 | \Classifications\Building System Class\D20-Plumbing\D2020 - Domestic Water\Domestic Water Heater, Gas - HWG | 1009055
54-E1 | 54-E1 Dinuba Division of the Tulare Superior Court | 54-E1-D3050-210-PKU01 | Package Unit- PKU01 | Carrier | 4599G20247 | 48HJE004-531 | OM00004017 | T. CNTY1 | Roof | A-36 | 16X22X2 2 EACH | R-22 | NA | 240 | 22.5 | Natural Gas | 3 | 120,000 | 98,400 | \Classifications\Building System Class\D30-HVAC Systems\D3050 - Package SYS\Package Unit - PKU | 1009056
54-E1 | 54-E1 Dinuba Division of the Tulare Superior Court | 54-E1-D3050-210-PKU02 | Package Unit- PKU02 | Carrier | 4499G20293 | 48HJE005-531 | OM00004013 | T. CNTY2 | Roof | A-36 | 16X22X2 2 EACH | R-22 | NA | 240 | 22.5 | Natural Gas | 3 | 120,000 | 98,400 | \Classifications\Building System Class\D30-HVAC Systems\D3050 - Package SYS\Package Unit - PKU | 1009057
54-E1 | 54-E1 Dinuba Division of the Tulare Superior Court | 54-E1-D3050-210-PKU03 | Package Unit- PKU03 | Carrier | 4499G20600 | 48HJE007-531 | OM00004014 | T. CNTY3 | Roof | A-36 | 16X25X2 2 EACH | R-22 | NA | 240 | 22.5 | Natural Gas | 3 | 120,000 | 98,400 | \Classifications\Building System Class\D30-HVAC Systems\D3050 - Package SYS\Package Unit - PKU | 1009058
54-E1 | 54-E1 Dinuba Division of the Tulare Superior Court | 54-E1-D3050-210-PKU04 | Package Unit- PKU04 | Carrier | 4499G20298 | 48HJE005-531 | OM00004015 | T. CNTY4 | Roof | A-36 | 16X25X2 2 EACH | R-22 | NA | 240 | 22.5 | Natural Gas | 3 | 120,000 | 98,400 | \Classifications\Building System Class\D30-HVAC Systems\D3050 - Package SYS\Package Unit - PKU | 1009059
54-E1 | 54-E1 Dinuba Division of the Tulare Superior Court | 54-E1-D3050-210-PKU05 | Package Unit- PKU05 | Carrier | 4599G30373 | 48HJE009-531 | OM00004012 | T. CNTY5 | Roof | A-48 | 16X20X2 4 EACH | R-22 | NA | 240 | 22.5 | Natural Gas | 3 | 120,000 | 98,400 | \Classifications\Building System Class\D30-HVAC Systems\D3050 - Package SYS\Package Unit - PKU | 1009060
54-E1 | 54-E1 Dinuba Division of the Tulare Superior Court | 54-E1-D3050-210-PKU06 | Package Unit- PKU06 | Carrier | 4499G20297 | 48HJE005-531 | OM00004016 | T. CNTY6 | Roof | A-36 | 16X25X2 2 EACH | R-22 | NA | 240 | 22.5 | Natural Gas | 3 | 120,000 | 98,400 | \Classifications\Building System Class\D30-HVAC Systems\D3050 - Package SYS\Package Unit - PKU | 1009061
54-E1 | 54-E1 Dinuba Division of the Tulare Superior Court | 54-E1-D4010-150-FMS01 | System Extinguishing,Wet Pipe - SEW | DNA | DNA | DNA | OM00029700 |  | Behind Building (East Side) | NA | NA | NA | NA | NA | NA | NA |  | NA | NA | \Classifications\Building System Class\D40-Fire Protection SYS\D4010 - Sprinkler SYS\Fire Systems, stand pipes - FMS | 1009062
54-E1 | 54-E1 Dinuba Division of the Tulare Superior Court | 54-E1-D4031-100-FEX04 | Fire Extinguisher - FEX04 | AMEREX | NA | NA | OM00037180 |  | FLOOR 1, THROUGHOUT BUILDING | NA | NA | NA | NA | NA | NA | NA | NA | NA | NA | \Classifications\Building System Class\D40-Fire Protection SYS\D4030 - FIRE SPEC\Fire Extinguisher - FEX | 1009063
54-E1 | 54-E1 Dinuba Division of the Tulare Superior Court | 54-E1-D5010-234-ATS01 | Automatic Transfer Switch - ATS01 | ASCO | 124124 | A300315041XC | OM00004010 | ATS-C | East Side of Building (in Generator Room) | NA | NA | NA | NA | Other | 150 | Electric | 3 | NA | NA | \Classifications\Building System Class\D50-Electrical SYS\D5010 - Elec Service & Dist\Automatic Transfer Switch - ATS | 1009064
54-E1 | 54-E1 Dinuba Division of the Tulare Superior Court | 54-E1-D5010-234-ATS02 | Automatic Transfer Switch - ATS02 | ASCO | 122820-6 | A300315041XC | OM00004011 | ATS-P | East Side of Building (in side of Generator Room) | NA | NA | NA | NA | Other | 400 | Electrical | 3 | NA | NA | \Classifications\Building System Class\D50-Electrical SYS\D5010 - Elec Service & Dist\Automatic Transfer Switch - ATS | 1009065
54-E1 | 54-E1 Dinuba Division of the Tulare Superior Court | 54-E1-D5092-210-GEN01 | OLYMPIAN GENERATOR | OLYMPIAN | E3789C/001 | D125P1 | OM00037178 | Facility ID# S-3657-1-0 | Generator Room (East Side of Building) | NA | NA | NA | 219 | 208/120 | 433.9 | Diesel | 3 | NA | NA | \Classifications\Building System Class\D50-Electrical SYS\D5090 - Elec SYS\Emergency Generator - GEN | 1009066
54-E1 | 54-E1 Dinuba Division of the Tulare Superior Court | 54-E1-D5092-250-EML09 | Emergency And Exit Lighting - EML (9) | Lithonia Lighting | NA | NA | OM00031288 |  | THROUGHOUT BUILDING | NA | NA | NA | NA | 110 | DNA | Electric | 1 | NA | NA | \Classifications\Building System Class\D50-Electrical SYS\D5090 - Elec SYS\Emergency And Exit Lighting - EML | 1009067
54-E1 | 54-E1 Dinuba Division of the Tulare Superior Court | 54-E1-B3010-100-RUF01 | Building Roof - RUF01 | NA | NA | NA | OM00031286 |  | ROOF | NA | NA | NA | NA | NA | NA | NA | NA | NA | NA | \Classifications\Building System Class\B30-Roofing\B3010 - Roof Types\Roof - RUF | 1010230
54-E1 | 54-E1 Dinuba Division of the Tulare Superior Court | 54-E1-D2023-100-BFP01 | Fire Backflow - BFP01 | FEBCO | 9904071226 | 4 inch FEBCO 806YD | OM00031287 | ID#: 1 | Behind Police Dept Building | NA | NA | NA | NA | NA | NA | NA | NA | NA | NA | \Classifications\Building System Class\D20-Plumbing\D2020 - Domestic Water\Backflow Preventer - BFP | 1010847
54-E1 | 54-E1 Dinuba Division of the Tulare Superior Court | 54-E1-D5037-710-FAP01 | Fire Alarm Panel - FAP | Simplex 4010 Series | NA | NA | OM00029698 |  | Floor 1, Behind Police Department Work Exclusivity: Shared with Police Department | NA | NA | NA | NA | 110 | DNA | DNA | DNA | NA | NA | \Classifications\Building System Class\D50-Electrical SYS\D5030 - Comm & Security\Fire Alarm Panel - FAP | 1011076
54-E1 | 54-E1 Dinuba Division of the Tulare Superior Court | 54-E1-D2023-100-BFP02 | Domestic Backflow - BFP02 | Febco | 9902251337 | 880V 2-1/2" | OM00031309 | ID#: 2 | Behind Police Dept Bldg | NA | NA | NA | NA | NA | NA | NA | NA | NA | NA | \Classifications\Building System Class\D20-Plumbing\D2020 - Domestic Water\Backflow Preventer - BFP | 1015356
54-E1 | 54-E1 Dinuba Division of the Tulare Superior Court | 54-E1-D5010-200-ESD01 | Main Electrical Panel | Cutter Hammer | 6633C81G03 | ND3600FT | OM00037179 |  | Generator Room | NA | NA | NA | NA | Other | 600 | Electric | 3 | NA | NA | \Classifications\Building System Class\D50-Electrical SYS\D5010 - Elec Service & Dist\Electical Service and Distribution - ESD | 1015950
54-E1 | 54-E1 Dinuba Division of the Tulare Superior Court | 54-E1-B2010-100-BLD01 | Building Structure | NA | NA | NA | OM00031291 |  |  | NA | NA | NA | NA | NA | NA | NA | NA | NA | NA | \Classifications\Building System Class\B20-General Building Exterior\B2010 - Exterior Walls\Building - BLD | 1016521
54-E1 | 54-E1 Dinuba Division of the Tulare Superior Court | 54-E1-D5092-250-ELT26 | Exterior Lighting | NA | NA | NA | OM00031290 |  | Throughout | NA | NA | NA | NA | NA | NA | Electric | 1 | NA | NA | \Classifications\Building System Class\D50-Electrical SYS\D5090 - Elec SYS\Exterior Lighting - ELT | 1018946
54-E1 | 54-E1 Dinuba Division of the Tulare Superior Court | 54-E1-D2023-100-BFP03 | 3/4" Bypass Backflow for water meter installed on the fire riser Backflow | Febco | A148362 | 805Y | OM00027402 | ID#: 3 | Grounds East Side of Bldg. | NA | NA | NA | NA | NA | NA | NA | NA | NA | NA | \Classifications\Building System Class\D20-Plumbing\D2020 - Domestic Water\Backflow Preventer - BFP | 1021646
54-I1 | 54-I1 South County Justice Center | 54-I1-D4010-150-FMS01 | Standpipe | VIKING | W573517 | F-1 300 | OM00037292 |  | Penthouse | NA | NA | NA | NA | NA | NA | NA |  | NA | NA | \Classifications\Building System Class\D40-Fire Protection SYS\D4010 - Sprinkler SYS\Fire Systems, stand pipes - FMS | 1016355
54-I1 | 54-I1 South County Justice Center | 54-I1-D3030-100-TSP01 | Hot Water Thermal Storage Tank #1 | Lochinvar | L12J00053932 | RCA0318 | OM00037247 |  | Penthouse | NA | NA | NA | NA | NA | NA | Electric |  | NA | NA | \Classifications\Building System Class\D30-HVAC Systems\D3030 - Cooling SYS\Thermal Storage Pump - TSP | 1016356
54-I1 | 54-I1 South County Justice Center | 54-I1-D3041-110-AHU01 | Air Handler 1 | Energy Labs | 1207-6470-1 | C7992-FCH-L | OM00037232 |  | Penthouse | NA | (12) 24x24x2, (3) 12x24x2 Pre-Filter and (12) Airguard VPP-S-8504 24x24x12 Plastic (3) Airguard VPP-S-8503 12x24x12 Plastic | NA | S-25 R-10 | 480 | 46.4 | Electric | 3 | NA | NA | \Classifications\Building System Class\D30-HVAC Systems\D3040 - Distribution SYS\Air Handling Unit - AHU | 1016357
54-I1 | 54-I1 South County Justice Center | 54-I1-D3041-110-AHU02 | Air Handler 2 | Energy Labs | 1207-6470-2 | C79128-FCH-L | OM00037235 |  | Penthouse | NA | (15) 24x24x2 Pre-Filter and (15) Airguard VPP-S-8504 24x24x12 Plastic | NA | S-40 R-15 | 480 | 70.4 | Electric | 3 | NA | NA | \Classifications\Building System Class\D30-HVAC Systems\D3040 - Distribution SYS\Air Handling Unit - AHU | 1016358
54-I1 | 54-I1 South County Justice Center | 54-I1-D3041-110-AHU03 | Air Handler 3 | Energy Labs | 1207-6470-3 | C5354-FCH-L | OM00037233 |  | Penthouse | NA | (4) 24x24x2 Pre-Filter and (4) Airguard VPP-S-8504 24x24x12 Plastic | NA | S-7.5 R-3 | 480 | 14.1 | Electric | 3 | NA | NA | \Classifications\Building System Class\D30-HVAC Systems\D3040 - Distribution SYS\Air Handling Unit - AHU | 1016359
54-I1 | 54-I1 South County Justice Center | 54-I1-D3041-110-AHU04 | Air Handler 4 | Energy Labs | 1207-6470-4 | C5354-FCH-L | OM00037234 |  | Penthouse | NA | (4) 24x24x2 Pre-Filter and (4) Airguard VPP-S-8504 24x24x12 Plastic | NA | S-5 R-3 | 480 | 11.2 | Electric | 3 | NA | NA | \Classifications\Building System Class\D30-HVAC Systems\D3040 - Distribution SYS\Air Handling Unit - AHU | 1016360
54-I1 | 54-I1 South County Justice Center | 54-I1-D2023-100-BFP01 | 1" Domestic Backflow Preventer 01 | WATTS | 5862 | LF009M2QT | OM00037196 |  | 4th Floor Room 401 | NA | NA | NA | NA | NA | NA | NA | NA | NA | NA | \Classifications\Building System Class\D20-Plumbing\D2020 - Domestic Water\Backflow Preventer - BFP | 1016361
54-I1 | 54-I1 South County Justice Center | 54-I1-D2023-100-BFP02 | 1 1/4" Domestic Backflow Preventer 02 | WATTS | 1478 | LF009M2QT | OM00037197 |  | 4th Floor Room 402 | NA | NA | NA | NA | NA | NA | NA | NA | NA | NA | \Classifications\Building System Class\D20-Plumbing\D2020 - Domestic Water\Backflow Preventer - BFP | 1016362
54-I1 | 54-I1 South County Justice Center | 54-I1-D3031-130-CLR01 | Chiller | McQuay | STNU120900036 | AWS230BDHEVNN-ER11 | OM00037227 |  | chiller Room | NA | NA | R-134a | NA | 480 | DNA | Electric | 3 | NA | NA | \Classifications\Building System Class\D30-HVAC Systems\D3030 - Cooling SYS\Chiller, Water Cooled - CLR | 1016367
54-I1 | 54-I1 South County Justice Center | 54-I1-D3031-100-PCH01 | Chilled Water Pump 7 | Bell/Gosset | C152645-02F21 | Bell/Gasset No Size 1510 | OM00037229 | 7 | Pentouse | NA | NA | NA | 20 | 480 | DNA | Electric | 3 | NA | NA | \Classifications\Building System Class\D30-HVAC Systems\D3030 - Cooling SYS\Chilled Water Pump - PCH | 1016368
54-I1 | 54-I1 South County Justice Center | 54-I1-D3031-100-PCH02 | Chilled Water Pump 2 | Bell/Gosset | C152645-01F21 | Bell/Gasset No Size 1510 | OM00037228 | 2 | Penthouse | NA | NA | NA | 20 | 480 | DNA | Electric | 3 | NA | NA | \Classifications\Building System Class\D30-HVAC Systems\D3030 - Cooling SYS\Chilled Water Pump - PCH | 1016369
54-I1 | 54-I1 South County Justice Center | 54-I1-D3031-100-PCH03 | Chilled Water Pump 3 | Bell/Gosset | C152644-01G21 | Bell/Gasset No Size 1510 | OM00037253 | 3 | Penthouse | NA | NA | NA | 20 | 480 | DNA | Electric | 3 | NA | NA | \Classifications\Building System Class\D30-HVAC Systems\D3030 - Cooling SYS\Chilled Water Pump - PCH | 1016370
54-I1 | 54-I1 South County Justice Center | 54-I1-D3031-100-PCH04 | Chilled Water Pump 4 | Bell/Gosset | C152644-02G21 | Bell/Gasset No Size 1510 | OM00037254 | 4 | Penthouse | NA | NA | NA | 20 | 480 | DNA | Electric | 3 | NA | NA | \Classifications\Building System Class\D30-HVAC Systems\D3030 - Cooling SYS\Chilled Water Pump - PCH | 1016371
54-I1 | 54-I1 South County Justice Center | 54-I1-D3031-100-PCH05 | Chilled Water Pump 5 | Bell/Gosset | C152643-02G21 | Bell/Gasset No Size 1510 | OM00037255 | 5 | Penthouse | NA | NA | NA | 20 | 480 | DNA | Electric | 3 | NA | NA | \Classifications\Building System Class\D30-HVAC Systems\D3030 - Cooling SYS\Chilled Water Pump - PCH | 1016372
54-I1 | 54-I1 South County Justice Center | 54-I1-D3031-100-PCH06 | Chilled Water Pump 6 | Bell/Gosset | C152643-01G21 | Bell/Gasset No Size 1510 | OM00037256 | 6 | Penthouse | NA | NA | NA | 20 | 480 | DNA | Electric | 1 | NA | NA | \Classifications\Building System Class\D30-HVAC Systems\D3030 - Cooling SYS\Chilled Water Pump - PCH | 1016373
54-I1 | 54-I1 South County Justice Center | 54-I1-D2023-310-HWP01 | Domestic Hot Water Circulation Return Pump 1 1 For Solar collector | GRUNDFOS | PC1233 | Part #96402790 | OM00037242 | PC1 | Penthouse | NA | NA | NA | NA | 480 | 66 | Electric | 3 | NA | NA | \Classifications\Building System Class\D20-Plumbing\D2020 - Domestic Water\Domestic Hot Water Circulating Pump - HWP | 1016374
54-I1 | 54-I1 South County Justice Center | 54-I1-D2023-310-HWP02 | Domestic Hot Water Circulation Return Pump 2 | GRUNDFOS | PC1312 | Part #96402790 | OM00037243 | PC2 | Penthouse | NA | NA | NA | NA | DNA | DNA | DNA | DNA | NA | NA | \Classifications\Building System Class\D20-Plumbing\D2020 - Domestic Water\Domestic Hot Water Circulating Pump - HWP | 1016375
54-I1 | 54-I1 South County Justice Center | 54-I1-D2023-310-HWP03 | Domestic Hot Water Return Pump 3 For Solar water system | GRUNDFOS | Part # 59896772 P1 | Type UPS15-35SFC | OM00037432 | PC3 | Penthouse | NA | NA | NA | NA | 115 | 95 | Electric | 1 | NA | NA | \Classifications\Building System Class\D20-Plumbing\D2020 - Domestic Water\Domestic Hot Water Circulating Pump - HWP | 1016376
54-I1 | 54-I1 South County Justice Center | 54-I1-D2023-310-HWP04 | Domestic Hot Water Return Pump 4 For Solar water system | GRUNDFOS | Part # 52722330 P1 | Type UP26-64-F | OM00037433 | PC4 | Penthouse | NA | NA | NA | NA | 115 | 75 | Electric | 1 | NA | NA | \Classifications\Building System Class\D20-Plumbing\D2020 - Domestic Water\Domestic Hot Water Circulating Pump - HWP | 1016377
54-I1 | 54-I1 South County Justice Center | 54-I1-D3042-220-EFN01 | Exhaust Fan 1 | Greenheck | 12969744-1212 | CUE-121-A-X | OM00037438 | EF 401 | Penthouse Roof | NA | NA | NA | NA | 480 | 30 | Electric | 1 | NA | NA | \Classifications\Building System Class\D30-HVAC Systems\D3040 - Distribution SYS\Supply/Exhaust/Return fans- FAN | 1016378
54-I1 | 54-I1 South County Justice Center | 54-I1-D3042-220-EFN02 | Exhaust Fan 2 | Greenheck | 12969744-1212 | CUE-161HP-V6-7-X | OM00037439 | EF 403 | Penthouse Roof | NA | NA | NA | NA | 480 | 30 | Electric | 1 | NA | NA | \Classifications\Building System Class\D30-HVAC Systems\D3040 - Distribution SYS\Supply/Exhaust/Return fans- FAN | 1016379
54-I1 | 54-I1 South County Justice Center | 54-I1-D3042-220-EFN03 | Exhaust Fan 3 | Greenheck | DNA | CUE-141-A-X | OM00037440 | EF 404 | Penthouse Roof | NA | NA | NA | NA | 480 | 30 | Electric | 1 | NA | NA | \Classifications\Building System Class\D30-HVAC Systems\D3040 - Distribution SYS\Supply/Exhaust/Return fans- FAN | 1016380
54-I1 | 54-I1 South County Justice Center | 54-I1-D2023-310-WBS01 | Water Pump 1 | GRUNDFOS | CRE-32-2-2 U-G-A-E-KUB SER# 0507 | A29Z53327P112510507 | OM00037184 |  | Domestic Water Pump Room | NA | NA | NA | 7.5 | 480 | 10.3 | Electric | 3 | NA | NA | \Classifications\Building System Class\D20-Plumbing\D2020 - Domestic Water\Domestic Water Booster System - WBS | 1016381
54-I1 | 54-I1 South County Justice Center | 54-I1-D2023-310-WBS02 | Water Pump 2 | GRUNDFOS | CRE-32-2-2 U-G-A-E-KUB SER# 0508 | A29Z53327P112510508 | OM00037185 |  | DOMESTIC WATER PUMP ROOM | NA | NA | NA | 7.5 | 480 | 10.3 | Electric | 3 | NA | NA | \Classifications\Building System Class\D20-Plumbing\D2020 - Domestic Water\Domestic Water Booster System - WBS | 1016382
54-I1 | 54-I1 South County Justice Center | 54-I1-D1010-100-ELE01 | Elevator 1 | OTIS | 201251217 | GEN 2 AAA21310AD | OM00037191 | State ID# 167230 | Elevator Control Closet | NA | NA | NA | NA | 480 | DNA | Electric | 3 | NA | NA | \Classifications\Building System Class\D10-Conveyance Systems\D1010 - Elevator\Elevator,Hydraulic,Pass/Freight - ELE | 1016383
54-I1 | 54-I1 South County Justice Center | 54-I1-D1010-100-ELE02 | Elevator 2 | OTIS | 201251218 | GEN 2 AAA21310AD | OM00037192 | State ID# 167231 | Elevator Control Closet | NA | NA | NA | NA | 480 | DNA | Electric | 3 | NA | NA | \Classifications\Building System Class\D10-Conveyance Systems\D1010 - Elevator\Elevator,Hydraulic,Pass/Freight - ELE | 1016384
54-I1 | 54-I1 South County Justice Center | 54-I1-D1010-100-ELE03 | Elevator 3 | OTIS | 2012512 | GEN 2 AAA21310AD | OM00037194 | State ID# 167064 | Elevator Control Closet | NA | NA | NA | NA | 480 | DNA | Electric | 3 | NA | NA | \Classifications\Building System Class\D10-Conveyance Systems\D1010 - Elevator\Elevator,Hydraulic,Pass/Freight - ELE | 1016385
54-I1 | 54-I1 South County Justice Center | 54-I1-D1010-100-ELE04 | Elevator 4 | OTIS | 201251220 | GEN 2 AAA21310AD | OM00037193 | State ID# 167232 | Elevator Control Closet | NA | NA | NA | NA | 480 | DNA | Electric | 3 | NA | NA | \Classifications\Building System Class\D10-Conveyance Systems\D1010 - Elevator\Elevator,Hydraulic,Pass/Freight - ELE | 1016386
54-I1 | 54-I1 South County Justice Center | 54-I1-D1010-100-ELE05 | Elevator 5 | OTIS | 201251221 | GEN 2 AAA21310AD | OM00037195 | State ID# 167233 | Elevator Control Closet | NA | NA | NA | NA | 480 | DNA | Electric | 3 | NA | NA | \Classifications\Building System Class\D10-Conveyance Systems\D1010 - Elevator\Elevator,Hydraulic,Pass/Freight - ELE | 1016387
54-I1 | 54-I1 South County Justice Center | 54-I1-D3042-220-EFN04 | Exhaust Fan 4 | Greenheck | 1296974E- 1212 | CUE-141-A-A | OM00037437 | EF402 | Penthouse Roof | NA | NA | NA | NA | 480 | DNA | Electric | 3 | NA | NA | \Classifications\Building System Class\D30-HVAC Systems\D3040 - Distribution SYS\Supply/Exhaust/Return fans- FAN | 1016388
54-I1 | 54-I1 South County Justice Center | 54-I1-D4022-210-JPM01 | Fire Sprinkler System Jockey Fire Pump | GOLDS WATER TECHNOLOGLY | 3SV8FD4F20 | E-SV | OM00037190 |  | Fire Pump room | NA | NA | NA | 1.5 | 480 | 2.1 | Electric | 3 | NA | NA | \Classifications\Building System Class\D40-Fire Protection SYS\D4020 - Stand Pipe\Jockey Pump - JPM | 1016389
54-I1 | 54-I1 South County Justice Center | 54-I1-D3021-130-BLR01 | GAS BOILER 1 | MACH / Harsco | W721-12-8281 | C900 | OM00037250 |  | Penthouse | NA | NA | NA | NA | 110 | 8 | Gas | 1 | 900,000 | 855,000 | \Classifications\Building System Class\D30-HVAC Systems\D3020 - Heat SYS\Boiler,Hot Water,Oil/Gas/Comb. - BLR | 1016390
54-I1 | 54-I1 South County Justice Center | 54-I1-D3021-130-BLR02 | GAS BOILER 2 | MACH / Harsco | W721-12-8279A | C900 | OM00037251 |  | Penthouse | NA | NA | NA | NA | 110 | 8 | Gas | 1 | 900,000 | 855,000 | \Classifications\Building System Class\D30-HVAC Systems\D3020 - Heat SYS\Boiler,Hot Water,Oil/Gas/Comb. - BLR | 1016391
54-I1 | 54-I1 South County Justice Center | 54-I1-D2022-260-HWG01 | GAS WATER HEATER01 | LAARS | C12241375 | Mighty Therm 2 MT2V | OM00037244 |  | Penthouse | NA | NA | NA | NA | NA | NA | Gas | DNA | DNA | DNA | \Classifications\Building System Class\D20-Plumbing\D2020 - Domestic Water\Domestic Water Heater, Gas - HWG | 1016392
54-I1 | 54-I1 South County Justice Center | 54-I1-D2022-260-HWG02 | GAS WATER HEATER02 | LAARS | C12239759 | Mighty Therm 2 MT2V | OM00037245 |  | Penthouse | NA | NA | NA | NA | NA | NA | Gas |  | DNA | DNA | \Classifications\Building System Class\D20-Plumbing\D2020 - Domestic Water\Domestic Water Heater, Gas - HWG | 1016393
54-I1 | 54-I1 South County Justice Center | 54-I1-D3050-310-HPU01 | Heat Pump 1 | Daikin | A000434 | RXYQ72PBYD | OM00037225 |  | Chiller Room Roof | NA | NA | R-410A | NA | 460 | 20 | Electric | 3 | NA | NA | \Classifications\Building System Class\D30-HVAC Systems\D3050 - Package SYS\Heat Pump,Air Cooled - HPU | 1016394
54-I1 | 54-I1 South County Justice Center | 54-I1-D3050-310-HPU02 | Heat Pump 2 | Daikin | A000389 | RXYQ72PBYD | OM00037226 |  | Chiller Room Roof | NA | NA | R-410A | NA | 460 | 25 | Electric | 3 | NA | NA | \Classifications\Building System Class\D30-HVAC Systems\D3050 - Package SYS\Heat Pump,Air Cooled - HPU | 1016395
54-I1 | 54-I1 South County Justice Center | 54-I1-D3050-310-HPU03 | Heat Pump 3 | Daikin | A000758 | RXYQ120PBYD | OM00037248 |  | Ahu ROOM 401 Roof | NA | NA | R-410A | NA | 460 | 60 | Electric | 3 | NA | NA | \Classifications\Building System Class\D30-HVAC Systems\D3050 - Package SYS\Heat Pump,Air Cooled - HPU | 1016396
54-I1 | 54-I1 South County Justice Center | 54-I1-D3050-310-HPU04 | Heat Pump 4 | Daikin | A000753 | RXYQ120PBYD | OM00037249 |  | Ahu ROOM 401 Roof | NA | NA | R-410A | NA | 460 | 60 | Electric | 3 | NA | NA | \Classifications\Building System Class\D30-HVAC Systems\D3050 - Package SYS\Heat Pump,Air Cooled - HPU | 1016397
54-I1 | 54-I1 South County Justice Center | 54-I1-D3050-122-FAH01 | HEATER UNIT | REZNOR | EXUB10252 | EXUB5AK2IX34A | OM00037186 | UH-1 | DOMESTIC PUMP ROOM | NA | NA | NA | NA | 208 | 2.3 | Electric | 1 | NA | NA | \Classifications\Building System Class\D30-HVAC Systems\D3050 - Package SYS\Forced Air Heater,Oil/Gas fired - FAH | 1016398
54-I1 | 54-I1 South County Justice Center | 54-I1-D2023-310-HWP05 | HVAC hot water circulation pump #1 | BELL & GOSSETT | DNA | VF48T17073EB | OM00037238 |  | Penthouse | NA | NA | NA | 1 | 480 | 1.4 | Electric | 3 | NA | NA | \Classifications\Building System Class\D20-Plumbing\D2020 - Domestic Water\Domestic Hot Water Circulating Pump - HWP | 1016399
54-I1 | 54-I1 South County Justice Center | 54-I1-D2023-310-HWP06 | HVAC hot water circulation pump #2 | BELL & GOSSETT | DNA | VF48T17073EB | OM00037239 |  | Penthouse | NA | NA | NA | 1 | 480 | 1.4 | Electric | 3 | NA | NA | \Classifications\Building System Class\D20-Plumbing\D2020 - Domestic Water\Domestic Hot Water Circulating Pump - HWP | 1016400
54-I1 | 54-I1 South County Justice Center | 54-I1-D3031-100-PCH07 | HIGH TEMP CHILLER WATER PUMP 1 | BELL & GOSSETT | C152646-01F21 | 1510-BF-8 | OM00037237 |  | Penthouse | NA | NA | NA | 5 | 480 | 7.74 | Electric | 3 | NA | NA | \Classifications\Building System Class\D30-HVAC Systems\D3030 - Cooling SYS\Chilled Water Pump - PCH | 1016401
54-I1 | 54-I1 South County Justice Center | 54-I1-D3031-100-PCH08 | HIGH TEMP CHILLER WATER PUMP 2 | BELL & GOSSETT | C152646-02F21 | 1510-BF-8 | OM00037236 |  | Penthouse | NA | NA | NA | 5 | 480 | 7.74 | Electric | 3 | NA | NA | \Classifications\Building System Class\D30-HVAC Systems\D3030 - Cooling SYS\Chilled Water Pump - PCH | 1016402
54-I1 | 54-I1 South County Justice Center | 54-I1-D5010-200-ESD01 | Main Building Electrical Panel | EATON | LSN0008853 | Pow-R-Line | OM00037181 |  | MAIN ELECTRICAL ROOM | NA | NA | NA | NA | 480 | 2000 | Electric | 3 | NA | NA | \Classifications\Building System Class\D50-Electrical SYS\D5010 - Elec Service & Dist\Electical Service and Distribution - ESD | 1016403
54-I1 | 54-I1 South County Justice Center | 54-I1-D3040-120-FCU01 | FCS 105 (Fan Coil Unit) | Daikin Industries LTD | A001316 | FXMQ72MVJU | OM00031505 |  | Electrical Room | NA | (4) box 18x24x4 | R-410A | NA | Other | 15 | Electric | 1 | NA | NA | \Classifications\Building System Class\D30-HVAC Systems\D3040 - Distribution SYS\Fan Coil Unit - FCU | 1016404
54-I1 | 54-I1 South County Justice Center | 54-I1-D3040-120-FCU02 | FCS 201 (Fan Coil Unit) | Daikin Industries LTD | C001674 | FXFQ30PVJU | OM00031508 |  | IDF Room | NA | washable | NA | NA | Other | 15 | Electric | 1 | NA | NA | \Classifications\Building System Class\D30-HVAC Systems\D3040 - Distribution SYS\Fan Coil Unit - FCU | 1016405
54-I1 | 54-I1 South County Justice Center | 54-I1-D3040-120-FCU03 | FCS 202 (Fan Coil Unit) | Daikin | C001654 | FXFQ30PVJU | OM00031509 |  | IDF Room | NA | washable | R-410A | NA | Other | 15 | Electric | 1 | NA | NA | \Classifications\Building System Class\D30-HVAC Systems\D3040 - Distribution SYS\Fan Coil Unit - FCU | 1016406
54-I1 | 54-I1 South County Justice Center | 54-I1-D3040-120-FCU04 | FCS 302 (Fan Coil Unit) | Daikin Industries LTD | C001590 | FXFQ30PVJU | OM00031511 |  | IDF Room | NA | washable | R-410A | NA | Other | 15 | Electric | 1 | NA | NA | \Classifications\Building System Class\D30-HVAC Systems\D3040 - Distribution SYS\Fan Coil Unit - FCU | 1016407
54-I1 | 54-I1 South County Justice Center | 54-I1-D3040-120-FCU05 | FCS 303 (Fan Coil Unit) | Daikin Industries LTD | C001673 | FXFQ30PVJU | OM00031512 |  | IDF Room | NA | washable | R-410A | NA | Other | 15 | Electric | 1 | NA | NA | \Classifications\Building System Class\D30-HVAC Systems\D3040 - Distribution SYS\Fan Coil Unit - FCU | 1016408
54-I1 | 54-I1 South County Justice Center | 54-I1-D3040-120-FCU06 | FCS 102 (Fan Coil Unit) | Daikin Industries LTD | C001661 | FXFQ30PVJU | OM00031502 |  | IDF Room | NA | washable | R-410A | NA | Other | 15 | Electric | 1 | NA | NA | \Classifications\Building System Class\D30-HVAC Systems\D3040 - Distribution SYS\Fan Coil Unit - FCU | 1016409
54-I1 | 54-I1 South County Justice Center | 54-I1-D3040-120-FCU07 | FCS 103 (Fan Coil Unit) | Daikin Industries LTD | C001596 | FXFQ30PVJU | OM00031503 |  | IDF Room | NA | washable | R-410A | NA | Other | 15 | Electric | 1 | NA | NA | \Classifications\Building System Class\D30-HVAC Systems\D3040 - Distribution SYS\Fan Coil Unit - FCU | 1016410
54-I1 | 54-I1 South County Justice Center | 54-I1-D3040-120-FCU08 | FCS 104 (Fan Coil Unit) | Daikin Industries LTD | C001 | FXFQ30PVJU | OM00031504 |  | Electrical Room | NA | washable | R-410A | NA | Other | 15 | Electric | 1 | NA | NA | \Classifications\Building System Class\D30-HVAC Systems\D3040 - Distribution SYS\Fan Coil Unit - FCU | 1016411
54-I1 | 54-I1 South County Justice Center | 54-I1-D5092-100-UPS01 | UPS 01 UPS Uninterruptible Power System | Toshiba | 12-7E4226600011 | Toshiba 9000 Series UPS Type T90S3S16KS6XSN | OM00031519 |  | UPS Room | NA | NA | NA | NA | 480 | 379 | Electric and lead-sulfuric acid | 3 | NA | NA | \Classifications\Building System Class\D50-Electrical SYS\D5090 - Elec SYS\Uninterruptible Power System - UPS | 1016412
54-I1 | 54-I1 South County Justice Center | 54-I1-D4031-100-FEX33 | Fire Extinguishers (33) | Amerex | Multiple | B500 | OM00031525 |  | Throughout | NA | NA | NA | NA | NA | NA | NA | NA | NA | NA | \Classifications\Building System Class\D40-Fire Protection SYS\D4030 - FIRE SPEC\Fire Extinguisher - FEX | 1016413
54-I1 | 54-I1 South County Justice Center | 54-I1-D5037-710-FAP01 | Fire Alarm Panel | Siemens | 42H1 | Fire Finder XLS | OM00031522 |  | Basement Electrical Room | NA | NA | NA | NA | NA | NA | NA | NA | NA | NA | \Classifications\Building System Class\D50-Electrical SYS\D5030 - Comm & Security\Fire Alarm Panel - FAP | 1016414
54-I1 | 54-I1 South County Justice Center | 54-I1-D5092-250-EML481 | Emergency Lights (Need Count) | NA | NA | NA | OM00031526 |  | Throughout | NA | NA | NA | NA | NA | NA | NA | NA | NA | NA | \Classifications\Building System Class\D50-Electrical SYS\D5090 - Elec SYS\Emergency And Exit Lighting - EML | 1016416
54-I1 | 54-I1 South County Justice Center | 54-I1-D5092-250-ELT205 | Exterior Lights (205) | NA | NA | NA | OM00031527 |  | Outside | NA | NA | NA | NA | NA | NA | NA | NA | NA | NA | \Classifications\Building System Class\D50-Electrical SYS\D5090 - Elec SYS\Exterior Lighting - ELT | 1016417
54-I1 | 54-I1 South County Justice Center | 54-I1-G2049-300-HSC01 | Hardscape | NA | NA | NA | OM00031529 |  | Grounds | NA | NA | NA | NA | NA | NA | NA | NA | NA | NA | \Classifications\Building System Class\G20-Other Systems\G2040 - Site Development\Hardscape - HSC | 1016418
54-I1 | 54-I1 South County Justice Center | 54-I1-G2050-200-LSC01 | Landscape | NA | NA | NA | OM00031528 |  | Grounds | NA | NA | NA | NA | NA | NA | NA | NA | NA | NA | \Classifications\Building System Class\G20-Other Systems\G2050 - Landscaping\Landscaping - LSC | 1016419
54-I1 | 54-I1 South County Justice Center | 54-I1-B2010-100-BLD01 | Building | NA | NA | NA | OM00031531 |  | Entire Bldg. | NA | NA | NA | NA | NA | NA | NA | NA | NA | NA | \Classifications\Building System Class\B20-General Building Exterior\B2010 - Exterior Walls\Building - BLD | 1016420
54-I1 | 54-I1 South County Justice Center | 54-I1-B3010-100-RUF01 | Roof | DNA | NA | DNA | OM00031530 |  | Roof | NA | NA | NA | NA | NA | NA | NA | NA | NA | NA | \Classifications\Building System Class\B30-Roofing\B3010 - Roof Types\Roof - RUF | 1016421
54-I1 | 54-I1 South County Justice Center | 54-I1-B3010-100-RFG01 | Green Roof | DNA | NA | NA | OM00031554 |  | Roof | NA | NA | NA | NA | NA | NA | NA | NA | NA | NA | \Classifications\Building System Class\B30-Roofing\B3010 - Roof Types\Green Roof - RFG | 1016422
54-I1 | 54-I1 South County Justice Center | 54-I1-D3068-100-BAS01 | BAS System | Hewlett Packard- JC | MXL2461DP0 | HP Pro | OM00031569 |  | 40B Maintenance WorkShop | NA | NA | NA | DNA | DNA | DNA | DNA | DNA |  |  | \Classifications\Building System Class\D30-HVAC Systems\D3060 - Control & Inst Air\Building Automation System - BAS | 1016871
54-I1 | 54-I1 South County Justice Center | 54-I1-D5092-210-GEN01 | Emergency Generator | Caterpillar | G7A04207 | LC7 Generator | OM00031532 |  | Generator Compound | NA | NA | NA | 900 | 480 | DNA | Diesel | 3 | NA | NA | \Classifications\Building System Class\D50-Electrical SYS\D5090 - Elec SYS\Emergency Generator - GEN | 1017123
54-I1 | 54-I1 South County Justice Center | 54-I1-G2023-150-PEG03 | Judges Parking Security Gates Left | Lift Master | 2513N8498 | SW490-100-11-GS | OM00037282 |  | Judges Parking Security Gates Left | NA | NA | NA | 1 | 115 | NA | Electric | 1 | NA | NA | \Classifications\Building System Class\G20-Other Systems\G2020 - Parking Lots\Secured Parking Gate - PEG | 1017128
54-I1 | 54-I1 South County Justice Center | 54-I1-G2023-150-PEG04 | Judges Parking Security Gates Right | Lift Master | 2513N8496 | SW490-100-11-G3 | OM00037283 |  | Judges Parking Security Gates Left | NA | NA | NA | NA | 115 | NA | Electric | 1 | NA | NA | \Classifications\Building System Class\G20-Other Systems\G2020 - Parking Lots\Secured Parking Gate - PEG | 1017129
54-I1 | 54-I1 South County Justice Center | 54-I1-G2023-160-PEB01 | Security Gates Swing Arm to Sallyport | Hy Security | 522042-1330-411 | HTG-320-6-ST | OM00037279 |  | Security Gates Swing Arm to Sallyport | NA | NA | NA | 1 | 115 | 7 | Electric | 1 | NA | NA | \Classifications\Building System Class\G20-Other Systems\G2020 - Parking Lots\Security Parking Electric Barrier - PEB | 1017130
54-I1 | 54-I1 South County Justice Center | 54-I1-B2033-120-DOR01 | Front public enterance Automatic ADA doors | DNA | DNA | DNA | OM00037276 |  | Public Enterance | NA | NA | NA | NA | NA | NA | Electric | NA | NA | NA | \Classifications\Building System Class\B20-General Building Exterior\B2030 - Exterior Doors\Door,Automatic-Sliding,Revolving - DOR | 1017131
54-I1 | 54-I1 South County Justice Center | 54-I1-D2023-100-CTY03 | 6" Building Domestic Water Supply Backflow Preventer | Watts | L1-1186 | 957 RP | OM00031533 |  | Southwest corner of lot by Olive Ave. | NA | NA | NA | NA | NA | NA | NA | NA | NA | NA | \Classifications\Building System Class\D20-Plumbing\D2020 - Domestic Water\Backflow Preventer - BFP | 1017133
54-I1 | 54-I1 South County Justice Center | 54-I1-D2023-100-CTY04 | 2" Landscape Backflow Preventer | Wilkins | DNA | 975XLZ | OM00031520 |  | South east cornerof the Court Property | NA | NA | NA | NA | NA | NA | NA | NA | NA | NA | \Classifications\Building System Class\D20-Plumbing\D2020 - Domestic Water\Backflow Preventer - BFP | 1017135
54-I1 | 54-I1 South County Justice Center | 54-I1-B2034-400-DOH01 | Sally Port Garage Roll-up Door | Micanan | 237639-8 | Pro-GHC | OM00031583 |  | Sally Port Garage | NA | NA | NA | NA | 220 | DNA | Electric | DNA | NA | NA | \Classifications\Building System Class\B20-General Building Exterior\B2030 - Exterior Doors\Door,Overhead-Shutter,Manual,Elec,Roll-up - DOH | 1017136
54-I1 | 54-I1 South County Justice Center | 54-I1-D2030-410-PMS01 | Sewer Injector Pump, Two (2) Pump System and One (1) Controller | FLYGT | N Pump Model 3127 | Alderon Industries EWS-012 Controls | OM00031490 |  | Sewage pit in Sally-port driveway electrical room and controller is in the Domestic Water Pump Room | NA | NA | NA | 6 | 480 | 7.4 | Electric | 3 | NA | NA | \Classifications\Building System Class\D20-Plumbing\D2030 - Sani Waste\Sewage Ejector Pump - PMS | 1017137
54-I1 | 54-I1 South County Justice Center | 54-I1-D2040-100-PSU01 | Storm Water Sump Pump, Two (2) Pump System | DNA | DNA | AWM18-/2/4/3-SMART | OM00031537 |  | S | NA | NA | NA | DNA | 460 | 6.7 | Electric | 3 | NA | NA | \Classifications\Building System Class\D20-Plumbing\D2040 - Rain Drain\Sump Pump - PSU | 1017138
54-I1 | 54-I1 South County Justice Center | 54-I1-D4022-210-FSG01 | Fire pump | Marathon | C0141250-11/13-01 | LVW324TSTOP4010ADL | OM00037189 |  | Near roll up door | NA | NA | NA | 40 | 230/460 | 117/58.3 | Electric | DNA | NA | NA | \Classifications\Building System Class\D40-Fire Protection SYS\D4020 - Stand Pipe\Pump,Fire,Electric Motor Driven - FSG | 1017139
54-I1 | 54-I1 South County Justice Center | 54-I1-D5010-234-ATS01 | Automatic Transfer Switch #1 | Emerson | 3149708 | Entelli-Switch 250 | OM00031567 |  | First floor North Main Electrical Room | NA | NA | NA | NA | 480 | 250 | Electric | 3 | NA | NA | \Classifications\Building System Class\D50-Electrical SYS\D5010 - Elec Service & Dist\Automatic Transfer Switch - ATS | 1017140
54-I1 | 54-I1 South County Justice Center | 54-I1-D5010-234-ATS02 | Automatic Transfer Switch #2 | Emerson | 3149718 | Entelli-Switch 250 | OM00031568 |  | First floor North Main Electrical Room | NA | NA | NA | NA | 480 | 250 | Electric | 3 | NA | NA | \Classifications\Building System Class\D50-Electrical SYS\D5010 - Elec Service & Dist\Automatic Transfer Switch - ATS | 1017141
54-I1 | 54-I1 South County Justice Center | 54-I1-D3040-120-FCU09 | Fan Coil Unit #1 Inmate Elevator control room | International Environmental Corp. | 815461-30-1 | HXY0800209823 | OM00031513 |  | Housekeeping storage area | A33 | DNA | Chilled Water | NA | 120 | 8.8 | Electric | 1 | NA | NA | \Classifications\Building System Class\D30-HVAC Systems\D3040 - Distribution SYS\Fan Coil Unit - FCU | 1017142
54-I1 | 54-I1 South County Justice Center | 54-I1-D3040-120-FCU10 | Fan Coil Unit #2 Fire Pump Room | IEC (International Environmental Corp.) | 815461-40-1 | HXYD800209824 | OM00031514 |  | Ceiling above the staff holding area restroom | A33 | DNA | Chilled Water | NA | 120 | DNA | Electric | 1 | NA | NA | \Classifications\Building System Class\D30-HVAC Systems\D3040 - Distribution SYS\Fan Coil Unit - FCU | 1017143
54-I1 | 54-I1 South County Justice Center | 54-I1-D3040-120-FCU11 | Fan Coil Unit #11 Holding Area | DNA | DNA | DNA | OM00031515 |  | DNA | NA | (1) 18x24x4 | NA | NA | DNA | DNA | Electric | DNA | NA | NA | \Classifications\Building System Class\D30-HVAC Systems\D3040 - Distribution SYS\Fan Coil Unit - FCU | 1017144
54-I1 | 54-I1 South County Justice Center | 54-I1-G2023-150-PEG01 | Sallyport Security Gates Left | Lift Master | 1713N4424 | SW480-100-11-G3 | OM00037280 |  | Sallyport Security Gates Left | NA | NA | NA | NA | 115 | 16 | Electric | 1 | NA | NA | \Classifications\Building System Class\G20-Other Systems\G2020 - Parking Lots\Secured Parking Gate - PEG | 1017126
54-I1 | 54-I1 South County Justice Center | 54-I1-G2023-150-PEG02 | Sallyport Security Gates Right | Lift Master | DNA | SW480-100-11-G3 | OM00037281 |  | Sallyport Security Gates Right | NA | NA | NA | 1 | 115 | 16 | Electric | 1 | NA | NA | \Classifications\Building System Class\G20-Other Systems\G2020 - Parking Lots\Secured Parking Gate - PEG | 1017127
54-I1 | 54-I1 South County Justice Center | 54-I1-G2023-150-PEG05 | North Parking lot exit Security Gates | Ramset | 56223 | 94651 | OM00037277 |  | North Parking lot exit Security Gates | NA | NA | NA | 0.5 | 115 | DNA | Electric | DNA | NA | NA | \Classifications\Building System Class\G20-Other Systems\G2020 - Parking Lots\Secured Parking Gate - PEG | 1017132
54-I1 | 54-I1 South County Justice Center | 54-I1-B2033-120-DOR02 | Front public exit Automatic ADA doors | Kawneer | DNA | DNA | OM00037278 |  | Public Exit | NA | NA | NA | NA | NA | NA | Electric | NA | NA | NA | \Classifications\Building System Class\B20-General Building Exterior\B2030 - Exterior Doors\Door,Automatic-Sliding,Revolving - DOR | 1017134
54-I1 | 54-I1 South County Justice Center | 54-I1-C1020-110-FRD07 | Elevator Fire Curtain 02 | Smoke Guard | 8030839 | Model 200/400 | OM00031571 |  | Elevator Room 1 and 2 - Elevator Lobby | NA | DNA | NA | NA | 110 | DNA | Electric | DNA | NA | NA | \Classifications\Building System Class\C10-General Building Interior\C1020 - Fire Doors\Fire Doors - FRD | 1017149
54-I1 | 54-I1 South County Justice Center | 54-I1-C1020-110-FRD08 | Elevator Fire Curtain 03 | Smoke Guard | 8030841 | Model 200/400 | OM00031572 |  | Elevator Room 1 and 2 - Elevator Lobby | NA | DNA | NA | NA | 110 | DNA | Electric | DNA | NA | NA | \Classifications\Building System Class\C10-General Building Interior\C1020 - Fire Doors\Fire Doors - FRD | 1017150
54-I1 | 54-I1 South County Justice Center | 54-I1-C1020-110-FRD01 | Fire Door at Entry of Clerks Window area | Total Door System | NA | 4573 | OM00031633 |  | 1st Flr. Clerks Service Window Rm. 115A | NA | NA | NA | NA | NA | NA | NA | NA | NA | NA | \Classifications\Building System Class\C10-General Building Interior\C1020 - Fire Doors\Fire Doors - FRD | 1017169
54-I1 | 54-I1 South County Justice Center | 54-I1-C1020-110-FRD02 | Fire Door at Entry of Clerks Window area and Office 115G | Total Door System | NA | 4573 | OM00031634 |  | 1st Flr. Clerks Service Window Rm. 115A and Office Rm. 115G | NA | NA | NA | NA | NA | NA | NA | NA | NA | NA | \Classifications\Building System Class\C10-General Building Interior\C1020 - Fire Doors\Fire Doors - FRD | 1017170
54-I1 | 54-I1 South County Justice Center | 54-I1-D3040-120-FCU12 | Fan Coil Unit #12 MDF Room | Diakin | A000837 | FXMQ96MVJU | OM00031516 |  | Basement | NA | (1) 18x24x4 | NA | NA | 230 | 8.8 | Electric | DNA | NA | NA | \Classifications\Building System Class\D30-HVAC Systems\D3040 - Distribution SYS\Fan Coil Unit - FCU | 1017146
54-I1 | 54-I1 South County Justice Center | 54-I1-D3040-120-FCU13 | Fan Coil Unit #2 Fire Pump Room | IEC (International Environmental Corp.) | 815461-10-1 | FXMQ96MVJU | OM00031517 |  | Celling mount in file storage | A33 | NA | Chilled Water | NA | DNA | DNA | Electric | DNA | NA | NA | \Classifications\Building System Class\D30-HVAC Systems\D3040 - Distribution SYS\Fan Coil Unit - FCU | 1017145
54-I1 | 54-I1 South County Justice Center | 54-I1-D3040-120-FCU14 | Fan Coil Unit #6 Inmate holding Reheat Coils | IEC (International Environmental Corp.) | 815461-20-1 | HBD3000210819 | OM00031518 |  | Ceiling mounted in Sheriffs locker room | A33 | DNA | Chilled Water | NA | DNA | DNA | Electric | DNA | NA | NA | \Classifications\Building System Class\D30-HVAC Systems\D3040 - Distribution SYS\Fan Coil Unit - FCU | 1017147
54-I1 | 54-I1 South County Justice Center | 54-I1-C1020-110-FRD06 | Elevator Fire Curtain 01 | Smoke Guard | 8030840 | Model 200/400 | OM00031570 |  | Elevator Room 1 and 2 - Elevator Lobby | NA | DNA | NA | NA | 110 | DNA | Electric | DNA | NA | NA | \Classifications\Building System Class\C10-General Building Interior\C1020 - Fire Doors\Fire Doors - FRD | 1017148
54-I1 | 54-I1 South County Justice Center | 54-I1-C1020-110-FRD09 | Elevator Fire Curtain 04 | Smoke Guard | 8030839 | Model 200/400 | OM00031573 |  | Elevator Room 1 and 2 - Elevator Lobby | NA | DNA | NA | NA | 110 | DNA | Electric | DNA | NA | NA | \Classifications\Building System Class\C10-General Building Interior\C1020 - Fire Doors\Fire Doors - FRD | 1017151
54-I1 | 54-I1 South County Justice Center | 54-I1-C1020-110-FRD10 | Elevator Fire Curtain 05 | Smoke Guard | 8030837 | Model 200/400 | OM00031574 |  | Elevator 3 Lobby | NA | DNA | NA | NA | 110 | DNA | Electric | DNA | NA | NA | \Classifications\Building System Class\C10-General Building Interior\C1020 - Fire Doors\Fire Doors - FRD | 1017152
54-I1 | 54-I1 South County Justice Center | 54-I1-C1020-110-FRD11 | Elevator Fire Curtain 06 | Smoke Guard | 8030843 | Model 200/400 | OM00031575 |  | Elevator 4 Lobby | NA | DNA | NA | NA | 110 | DNA | Electric | DNA | NA | NA | \Classifications\Building System Class\C10-General Building Interior\C1020 - Fire Doors\Fire Doors - FRD | 1017154
54-I1 | 54-I1 South County Justice Center | 54-I1-C1020-110-FRD12 | Elevator Fire Curtain 07 | Smoke Guard | 8030845 | Model 200/400 | OM00031576 |  | Elevator 4 rear Lobby | NA | DNA | NA | NA | 110 | DNA | Electric | DNA | NA | NA | \Classifications\Building System Class\C10-General Building Interior\C1020 - Fire Doors\Fire Doors - FRD | 1017153
54-I1 | 54-I1 South County Justice Center | 54-I1-C1020-110-FRD13 | Elevator Fire Curtain 08 | Smoke Guard | 8030838 | Model 200/400 | OM00031577 |  | North Holding Area | NA | DNA | NA | NA | 110 | DNA | Electric | DNA | NA | NA | \Classifications\Building System Class\C10-General Building Interior\C1020 - Fire Doors\Fire Doors - FRD | 1017156
54-I1 | 54-I1 South County Justice Center | 54-I1-C1020-110-FRD14 | Elevator Fire Curtain 09 | Smoke Guard | 8030849 | Model 200/400 | OM00031578 |  | DNA | NA | DNA | NA | NA | 110 | DNA | Electric | DNA | NA | NA | \Classifications\Building System Class\C10-General Building Interior\C1020 - Fire Doors\Fire Doors - FRD | 1017155
54-I1 | 54-I1 South County Justice Center | 54-I1-C1020-110-FRD15 | Elevator Fire Curtain 10 | Smoke Guard | 8030847 | Model 200/400 | OM00031579 |  | North Holding Area | NA | DNA | NA | NA | 110 | DNA | Electric | DNA | NA | NA | \Classifications\Building System Class\C10-General Building Interior\C1020 - Fire Doors\Fire Doors - FRD | 1017158
54-I1 | 54-I1 South County Justice Center | 54-I1-C1020-110-FRD16 | Elevator Fire Curtain 11 | Smoke Guard | 8030844 | Model 200/400 | OM00031580 |  | Holding Area | NA | DNA | NA | NA | 110 | DNA | Electric | DNA | NA | NA | \Classifications\Building System Class\C10-General Building Interior\C1020 - Fire Doors\Fire Doors - FRD | 1017157
54-I1 | 54-I1 South County Justice Center | 54-I1-C1020-110-FRD17 | Elevator Fire Curtain 12 | Smoke Guard | 8030848 | Model 200/400 | OM00031581 |  | Floor 2 South Holding Area | NA | DNA | NA | NA | 110 | DNA | Electric | DNA | NA | NA | \Classifications\Building System Class\C10-General Building Interior\C1020 - Fire Doors\Fire Doors - FRD | 1017159
54-I1 | 54-I1 South County Justice Center | 54-I1-C1020-110-FRD18 | Elevator Fire Curtain 13 | Smoke Guard | 8030846 | Model 200/400 | OM00031582 |  | Floor 3 South Holding Area | NA | DNA | NA | NA | 110 | DNA | Electric | DNA | NA | NA | \Classifications\Building System Class\C10-General Building Interior\C1020 - Fire Doors\Fire Doors - FRD | 1017160
54-I1 | 54-I1 South County Justice Center | 54-I1-C1020-110-FRD19 | Fire Curtain ELE 5 | DNA | DNA | DNA | OM00031582 |  | DNA | NA | DNA | NA | NA | DNA | DNA | Electric | DNA | NA | NA | \Classifications\Building System Class\C10-General Building Interior\C1020 - Fire Doors\Fire Doors - FRD | 1017161
54-I1 | 54-I1 South County Justice Center | 54-I1-D2017-100-SHW01 | Penthouse Eye wash station 1 | Guardian | NA | 1750BC | OM00037231 |  | Penthouse | NA | NA | NA | NA | NA | NA | NA | NA | NA | NA | \Classifications\Building System Class\D20-Plumbing\D2010 - Plumb Fix\Showers - SHW | 1017165
54-I1 | 54-I1 South County Justice Center | 54-I1-D2017-100-SHW02 | Penthouse Eye wash station 2 | Guardian | DNA | 1750BC | OM00037258 |  | Penthouse | NA | NA | NA | NA | NA | NA | NA | NA | NA | NA | \Classifications\Building System Class\D20-Plumbing\D2010 - Plumb Fix\Showers - SHW | 1017166
54-I1 | 54-I1 South County Justice Center | 54-I1-D2017-100-SHW03 | Emergency Eye Wash Station in Main Room | Guardian | DNA | DNA | OM00031523 |  | Mail Room | NA | NA | NA | NA | NA | NA | NA | NA | NA | NA | \Classifications\Building System Class\D20-Plumbing\D2010 - Plumb Fix\Showers - SHW | 1017168
54-I1 | 54-I1 South County Justice Center | 54-I1-D2017-100-SHW04 | Emergency Safety Shower in Mail Room | Guardian | DNA | DNA | OM00031524 |  | Mail Room | NA | NA | NA | NA | NA | NA | NA | NA | NA | NA | \Classifications\Building System Class\D20-Plumbing\D2010 - Plumb Fix\Showers - SHW | 1017167
54-I1 | 54-I1 South County Justice Center | 54-I1-C1020-110-FRD03 | Fire Door at Entry of Clerks Window area and Office 115G | Total Door System | WHI-11465 | 4573 | OM00031635 |  | 1st Flr. Clerks Service Window Rm. 115A and Office Rm. 115G | NA | NA | NA | NA | NA | NA | NA | NA | NA | NA | \Classifications\Building System Class\C10-General Building Interior\C1020 - Fire Doors\Fire Doors - FRD | 1017172
54-I1 | 54-I1 South County Justice Center | 54-I1-C1020-110-FRD04 | Fire Door at Entry of Clerks Window area, Office 115G, and 114 | Total Door System | WHI-11464 | 4573 | OM00031636 |  | 1st Flr. Clerks Service Window Rm. 115A, Office Rm. 115G, and 114 | NA | NA | NA | NA | NA | NA | NA | NA | NA | NA | \Classifications\Building System Class\C10-General Building Interior\C1020 - Fire Doors\Fire Doors - FRD | 1017171
54-I1 | 54-I1 South County Justice Center | 54-I1-C1020-110-FRD05 | Fire Door at Entry of Clerks Windows area 114A and Office area 114 | Total Door System | WHI-11462 | 4573 | OM00031637 |  | 1st Flr. Clerks Service Window Rm. 115A and Office area 114 | NA | NA | NA | NA | NA | NA | NA | NA | NA | NA | \Classifications\Building System Class\C10-General Building Interior\C1020 - Fire Doors\Fire Doors - FRD | 1017173
54-I1 | 54-I1 South County Justice Center | 54-I1-D2023-100-CTY06 | Fire System 3/4" Backflow Preventer on flow detect line | Watts | 204292 | 007M3 | OM00031536 |  | In underground vault by landscape pumps on Olive Ave. | NA | NA | NA | NA | NA | NA | NA | NA | NA | NA | \Classifications\Building System Class\D20-Plumbing\D2020 - Domestic Water\Backflow Preventer - BFP | 1017648
54-I1 | 54-I1 South County Justice Center | 54-I1-D2023-100-CTY05 | 6" Fire System Backflow Preventer | Watts | MA-0376 | 957 RP | OM00031535 |  | In underground vault by landscape pumps on Olive Ave. | NA | NA | NA | NA | NA | NA | NA | NA | NA | NA | \Classifications\Building System Class\D20-Plumbing\D2020 - Domestic Water\Backflow Preventer - BFP | 1017647
54-I1 | 54-I1 South County Justice Center | 54-I1-D3040-120-FCU15 | Fan Coil Unit #101 Ceiling above Evindence Room | Daikin Industries LTD | E003366 | FXMQ36PVJU | OM00031584 |  | 1st flr. in Ceiling above 184B Evidence Room | NA | (1) 11 3/8 x 27 x 4 | NA | NA | DNA | 15 | Electric | 1 | NA |  | \Classifications\Building System Class\D30-HVAC Systems\D3040 - Distribution SYS\Fan Coil Unit - FCU | 1017748
54-I1 | 54-I1 South County Justice Center | 54-I1-D3030-100-TSP02 | Hot Water Thermal Storage Tank #2 | Lochinvar | L12J00053939 | RCA0318 | OM00037426 |  | Penthouse | NA | NA | NA | NA | NA | NA | NA |  | NA | NA | \Classifications\Building System Class\D30-HVAC Systems\D3030 - Cooling SYS\Thermal Storage Pump - TSP | 1018026
54-I1 | 54-I1 South County Justice Center | 54-I1-D3042-240-SEF01 | Sallyport Garage Exhaust Fan w/CO2 | FMB | Nameplate not visable | NA | OM00031491 |  | Sallyport Vehicle Garage | NA | NA | NA | NA | 120 | 3 | Electric | 1 | NA | NA | \Classifications\Building System Class\D30-HVAC Systems\D3040 - Distribution SYS\Supply/Exhaust/Return fans- FAN | 1018027
54-I1 | 54-I1 South County Justice Center | 54-I1-C1020-110-FRD20 | Fire Door 3rd. Flr. Lobby and Stairwell | Wondoor Fireguard | 350 | ESR1394 / A172176 | OM00031638 |  | 3rd. Flr. Lobby Rm. 300A | NA | NA | NA | NA | NA | NA | NA | NA | NA | NA | \Classifications\Building System Class\C10-General Building Interior\C1020 - Fire Doors\Fire Doors - FRD | 1018737
54-I1 | 54-I1 South County Justice Center | 54-I1-D3040-120-FCU16 | Fan Coil Unit #106 1st. flr. 124 Info System Technicians | Daikin Industries LTD | A001314 | FXMQ72MVJU | OM00042741 |  | 1st flr. Rm. 124 Info System Technicians | NA | (4) 18x24x4 | DNA | NA | 230 | 7.8 | Electric | 1 | NA | NA | \Classifications\Building System Class\D30-HVAC Systems\D3040 - Distribution SYS\Fan Coil Unit - FCU | 1021715
54-I1 | 54-I1 South County Justice Center | 54-I1-D3040-120-FCU17 | Fan Coil Unit #107 1st. flr. 123 Staff Restroom & Shower Rm. | Daikin Industries LTD | A001215 | FXMQ72MVJU | OM00042742 |  | 1st flr. Rm. 123 Staff Restroom & Shower Rm. | NA | (4) 18x24x4 | DNA | NA | 230 | 7.8 | Electric | 1 | NA | NA | \Classifications\Building System Class\D30-HVAC Systems\D3040 - Distribution SYS\Fan Coil Unit - FCU | 1021716
54-I1 | 54-I1 South County Justice Center | 54-I1-D3040-120-FCU18 | FCS 301 3rd. flr. 345C Elevator Car 3 Mechanical Room | Daikin Industries LTD | Can't access nameplate; drip pan blocking access | DNA | OM00031494 |  | 3rd. flr. 345C Elevator Car 3 Mechanical Room | NA | NA | DNA | NA | 208 | 15 | Electric | 1 | NA | NA | \Classifications\Building System Class\D30-HVAC Systems\D3040 - Distribution SYS\Fan Coil Unit - FCU | 1021717
56-B1 | 56-B1 East County Courthouse | 56-B1-D2023-100-BFP01 | Backflow chiller 1 1/2 inch | Wilkins Zurn | 2779781 | 975 XL | OM00046525 |  | Equipment Yard | NA | NA | NA | NA | NA | NA | NA | NA | NA | NA | \Classifications\Building System Class\D20-Plumbing\D2020 - Domestic Water\Backflow Preventer - BFP | 1022516
56-B1 | 56-B1 East County Courthouse | 56-B1-B2010-100-BLD01 | Building | NA | NA | NA | [13 empty] | \Classifications\Building System Class\B20-General Building Exterior\B2010 - Exterior Walls\Building - BLD | 1022512
56-B1 | 56-B1 East County Courthouse | 56-B1-B3010-100-RUF01 | Roof | [5 empty] | Roof | [10 empty] | \Classifications\Building System Class\B30-Roofing\B3010 - Roof Types\Roof - RUF | 1022513
56-B1 | 56-B1 East County Courthouse | 56-B1-D1010-100-ELE01 | Elevator 1 - South | Otis | HC1521 | 2500 | OM00046543 | State ID# 99262 | Public Hallway | NA | NA | NA | NA | 480 | 22 | Electric | 3 | NA | NA | \Classifications\Building System Class\D10-Conveyance Systems\D1010 - Elevator\Elevator,Hydraulic,Pass/Freight - ELE | 1022514
56-B1 | 56-B1 East County Courthouse | 56-B1-D2022-260-HWG01 | Domestic hot water heater | Rheem | URNG1100G04156 | G-100-200 | OM00046550 |  | Main Janitorial Room | NA | NA | NA | NA | 120 | 0.3 | Gas | 1 | 199,900 | DNA | \Classifications\Building System Class\D20-Plumbing\D2020 - Domestic Water\Domestic Water Heater, Gas - HWG | 1022515
56-B1 | 56-B1 East County Courthouse | 56-B1-D3050-250-ACU01 | Split System 1 | Mitsubishi | 84401845A | PUY-A-24NHA/PKA-A24FA | OM00046580 |  | Roof | DNA | DNA | DNA | DNA | DNA | DNA | Electric | 3 | NA | NA | \Classifications\Building System Class\D30-HVAC Systems\D3050 - Package SYS\Air Conditioning,Split System - ACU | 1022521
56-B1 | 56-B1 East County Courthouse | 56-B1-D3021-130-BLR01 | HVAC Boiler 1 | Raypak | 604250142 | H8-0992A | OM00046535 |  | Equipment Yard | NA | NA | NA | NA | 115 | DNA | Gas | 1 | 990,000 | 832,000 | \Classifications\Building System Class\D30-HVAC Systems\D3020 - Heat SYS\Boiler,Hot Water,Oil/Gas/Comb. - BLR | 1022518
56-B1 | 56-B1 East County Courthouse | 56-B1-D3041-110-AHU01 | Air Handler 1 - Courts 1st floor | LaSalle | 0034-K-001 | HCH-36-OM | OM00046555 |  | Roof, Northwest Corner | B118 | DNA | NA | NA | 480 | DNA | Electric | 3 | NA | NA | \Classifications\Building System Class\D30-HVAC Systems\D3040 - Distribution SYS\Air Handling Unit - AHU | 1022519
56-B1 | 56-B1 East County Courthouse | 56-B1-D3042-220-EFN01 | Exhaust Fan 1 - Correction Services | Greenheck | DNA | DNA | OM00046571 |  | Roof | DNA | NA | NA | 7.5 | 480 | DNA | Electric | 3 | NA | NA | \Classifications\Building System Class\D30-HVAC Systems\D3040 - Distribution SYS\Supply/Exhaust/Return fans- FAN | 1022520
56-B1 | 56-B1 East County Courthouse | 56-B1-D4010-150-FMS01 | Main Fire Sprinklers | NA | NA | NA | OM00046544 |  | Fire Sprinkler Room | NA | NA | NA | NA | NA | NA | Other | NA | NA | NA | \Classifications\Building System Class\D40-Fire Protection SYS\D4010 - Sprinkler SYS\Fire Systems, stand pipes - FMS | 1022522
56-B1 | 56-B1 East County Courthouse | 56-B1-D4031-100-FEX36 | Fire Extinguishers 36 | multiple | multiple | multiple | [13 empty] | \Classifications\Building System Class\D40-Fire Protection SYS\D4030 - FIRE SPEC\Fire Extinguisher - FEX | 1022525
56-B1 | 56-B1 East County Courthouse | 56-B1-D5010-200-ESD01 | Main Electrical Switchgear | GE | DNA | DNA | OM00046545 |  | Main Electrical Room | NA | NA | NA | NA | 480 | DNA | Electric | 3 | NA | NA | \Classifications\Building System Class\D50-Electrical SYS\D5010 - Elec Service & Dist\Electical Service and Distribution - ESD | 1022526
56-B1 | 56-B1 East County Courthouse | 56-B1-D5010-234-ATS01 | Automatic Transfer Switch 1 | ASCO | DNA | 7000 Series | OM00046546 |  | Main Electrical Room | NA | NA | NA | NA | 480 | 800 | Electric | 3 | NA | NA | \Classifications\Building System Class\D50-Electrical SYS\D5010 - Elec Service & Dist\Automatic Transfer Switch - ATS | 1022527
56-B1 | 56-B1 East County Courthouse | 56-B1-D5037-710-FAP01 | Fire Alarm Panel | Simplex | DNA | 4100 | OM00046548 |  | Fire Control Room | NA | NA | NA | NA | 120 | DNA | Electric | 1 | NA | NA | \Classifications\Building System Class\D50-Electrical SYS\D5030 - Comm & Security\Fire Alarm Panel - FAP | 1022528
56-B1 | 56-B1 East County Courthouse | 56-B1-G2049-300-HSC01 | Hardscape | [16 empty] | \Classifications\Building System Class\G20-Other Systems\G2040 - Site Development\Hardscape - HSC | 1022532
56-B1 | 56-B1 East County Courthouse | 56-B1-G2050-200-LSC01 | Landscaping | [16 empty] | \Classifications\Building System Class\G20-Other Systems\G2050 - Landscaping\Landscaping - LSC | 1022533
56-B1 | 56-B1 East County Courthouse | 56-B1-D5092-210-GEN01 | Emergency Generator | Caterpillar | 4ZR04122 | 3406CDITA | OM00046551 |  | Equipment Yard | DNA | DNA | NA | DNA | 480 | DNA | Diesel | 3 | NA | NA | \Classifications\Building System Class\D50-Electrical SYS\D5090 - Elec SYS\Emergency Generator - GEN | 1022529
56-B1 | 56-B1 East County Courthouse | 56-B1-D5092-250-EML12 | Emergency Lights 12 | multiple | multiple | multiple | [13 empty] | \Classifications\Building System Class\D50-Electrical SYS\D5090 - Elec SYS\Emergency And Exit Lighting - EML | 1022530
56-B1 | 56-B1 East County Courthouse | 56-B1-G2023-150-PEG01 | Judge's parking entry gate | LiftMaster | 1516N3521 | CSL24U | OM00046553 |  | Equipment Yard | DNA | NA | NA | DNA | 120 | DNA | Electric | 1 | NA | NA | \Classifications\Building System Class\G20-Other Systems\G2020 - Parking Lots\Secured Parking Gate - PEG | 1022531
56-B1 | 56-B1 East County Courthouse | 56-B1-D2023-100-BFP03 | Backflow BFP03 | [6 empty] | NA | NA | NA | NA | NA | NA | NA | NA | NA | NA | \Classifications\Building System Class\D20-Plumbing\D2020 - Domestic Water\Backflow Preventer - BFP | 1022562
56-B1 | 56-B1 East County Courthouse | 56-B1-D2023-100-BFP02 | Backflow BFP02 | [6 empty] | NA | NA | NA | NA | NA | NA | NA | NA | NA | NA | \Classifications\Building System Class\D20-Plumbing\D2020 - Domestic Water\Backflow Preventer - BFP | 1022561
56-B1 | 56-B1 East County Courthouse | 56-B1-D3041-110-AHU03 | Air Handler 3 - South Core | LaSalle | 0034-K-003 | HCH-36-OM | OM00046559 |  | Roof | B118 | DNA | NA | 15 | 480 | DNA | Electric | 3 | NA | NA | \Classifications\Building System Class\D30-HVAC Systems\D3040 - Distribution SYS\Air Handling Unit - AHU | 1022567
56-B1 | 56-B1 East County Courthouse | 56-B1-D3041-110-AHU02 | Air Handler 2 - Courts 1st and 2nd floor | LaSalle | 0034-K-002 | HCH-27-OM | OM00046557 |  | Roof | B110 | DNA | NA | NA | 480 | DNA | Electric | 3 | NA | NA | \Classifications\Building System Class\D30-HVAC Systems\D3040 - Distribution SYS\Air Handling Unit - AHU | 1022566
56-B1 | 56-B1 East County Courthouse | 56-B1-D3041-110-AHU04 | Air Handler 4 - North Core | LaSalle | 0034-K-004 | HCH-27-OM | OM00046561 |  | Roof, North Center | B116 | DNA | NA | 15 | 480 | DNA | Electric | 3 | NA | NA | \Classifications\Building System Class\D30-HVAC Systems\D3040 - Distribution SYS\Air Handling Unit - AHU | 1022568
56-B1 | 56-B1 East County Courthouse | 56-B1-D3041-110-AHU05 | Air Handler 5 - Super Muni Clerk | LaSalle | 0034-K-005 | HCH-22-OM | OM00046563 |  | Roof, South | B114 | DNA | NA | 10 | 480 | DNA | Electric | 3 | NA | NA | \Classifications\Building System Class\D30-HVAC Systems\D3040 - Distribution SYS\Air Handling Unit - AHU | 1022569
56-B1 | 56-B1 East County Courthouse | 56-B1-D3041-110-AHU06 | Air Handler 6 - Sheriff / Cont. Clerk | LaSalle | 0034-K-006 | HCH-22-OM | OM00046565 |  | Roof, Northeast Corner | B100 | DNA | NA | 10 | 480 | DNA | Electric | 3 | NA | NA | \Classifications\Building System Class\D30-HVAC Systems\D3040 - Distribution SYS\Air Handling Unit - AHU | 1022570
56-B1 | 56-B1 East County Courthouse | 56-B1-D3041-230-RFN01 | Return Fan 1 - Courts 1st floor | LaSalle | 0034-K-009 | HCFS-33-OM | OM00046556 |  | Roof, Northwest Corner | B116 | DNA | NA | 7.5 | 480 | DNA | Electric | 3 | NA | NA | \Classifications\Building System Class\D30-HVAC Systems\D3040 - Distribution SYS\Supply/Exhaust/Return fans- FAN | 1022573
56-B1 | 56-B1 East County Courthouse | 56-B1-D3041-110-AHU07 | Air Handler 7 - Correction Services | LaSalle | 0034-K-007 | HCH-27-OM | OM00046567 |  | Roof, Southwest Corner | B116 | DNA | NA | 15 | 480 | DNA | Electric | 3 | NA | NA | \Classifications\Building System Class\D30-HVAC Systems\D3040 - Distribution SYS\Air Handling Unit - AHU | 1022571
56-B1 | 56-B1 East County Courthouse | 56-B1-D3041-110-AHU08 | Air Handler 8 - 2nd Floor | LaSalle | 0034-K-008 | HCH-27-OM | OM00046569 |  | Roof, Southeast Corner | B116 | DNA | NA | 15 | 480 | DNA | Electric | 3 | NA | NA | \Classifications\Building System Class\D30-HVAC Systems\D3040 - Distribution SYS\Air Handling Unit - AHU | 1022572
56-B1 | 56-B1 East County Courthouse | 56-B1-D3041-230-RFN02 | Return Fan 2 - Courts 1st and 2nd floor | LaSalle | 0034-K-009 | HCFS-33-OM | OM00046558 |  | Roof, North | B105 | DNA | NA | 7.5 | 480 | DNA | Electric | 3 | NA | NA | \Classifications\Building System Class\D30-HVAC Systems\D3040 - Distribution SYS\Supply/Exhaust/Return fans- FAN | 1022574
56-B1 | 56-B1 East County Courthouse | 56-B1-D3041-230-RFN03 | Return Fan 3 - South Core | LaSalle | 0034-K-011 | HCFS-22-OM | OM00046560 |  | Roof, South Center | B105 | DNA | NA | 7.5 | 480 | DNA | Electric | 3 | NA | NA | \Classifications\Building System Class\D30-HVAC Systems\D3040 - Distribution SYS\Supply/Exhaust/Return fans- FAN | 1022575
56-B1 | 56-B1 East County Courthouse | 56-B1-D3041-230-RFN04 | Return Fan 4 - North Core | LaSalle | 0034-K-012 | HCFS-22-OM | OM00046562 |  | Roof, North Center | B116 | DNA | NA | 7.5 | 480 | DNA | Electric | 3 | NA | NA | \Classifications\Building System Class\D30-HVAC Systems\D3040 - Distribution SYS\Supply/Exhaust/Return fans- FAN | 1022576
56-B1 | 56-B1 East County Courthouse | 56-B1-D3041-230-RFN05 | Return Fan 5 - Super Muni Clerk\ | LaSalle | 0034-K-013 | HCFS-22-OM | OM00046564 |  | Roof, South | B106 | DNA | NA | 5.5 | 480 | DNA | Electric | 3 | NA | NA | \Classifications\Building System Class\D30-HVAC Systems\D3040 - Distribution SYS\Supply/Exhaust/Return fans- FAN | 1022577
56-B1 | 56-B1 East County Courthouse | 56-B1-D3041-230-RFN06 | Return Fan 6 - Sheriff / Cont. Clerk | LaSalle | 0034-K-014 | HCFS-18-OM | OM00046566 |  | Roof, Northeast Corner | B88 | DNA | NA | 5 | 480 | DNA | Electric | 3 | NA | NA | \Classifications\Building System Class\D30-HVAC Systems\D3040 - Distribution SYS\Supply/Exhaust/Return fans- FAN | 1022578
56-B1 | 56-B1 East County Courthouse | 56-B1-D3042-220-EFN02 | Exhaust Fan 2A - Elevator Machine Room | Greenheck | DNA | DNA | OM00046572 |  | Roof | DNA | NA | NA | 7.5 | 480 | DNA | Electric | 3 | NA | NA | \Classifications\Building System Class\D30-HVAC Systems\D3040 - Distribution SYS\Supply/Exhaust/Return fans- FAN | 1022581
56-B1 | 56-B1 East County Courthouse | 56-B1-D3042-220-EFN03 | Exhaust Fan 3 - Jury Room restroom | Greenheck | DNA | DNA | OM00046573 |  | Roof | DNA | NA | NA | 7.5 | 480 | DNA | Electric | 3 | NA | NA | \Classifications\Building System Class\D30-HVAC Systems\D3040 - Distribution SYS\Supply/Exhaust/Return fans- FAN | 1022582
56-B1 | 56-B1 East County Courthouse | 56-B1-D3042-220-EFN05 | Exhaust Fan 5 - | Greenheck | DNA | DNA | OM00046575 |  | Roof | DNA | NA | NA | 7.5 | 480 | DNA | Electric | 3 | NA | NA | \Classifications\Building System Class\D30-HVAC Systems\D3040 - Distribution SYS\Supply/Exhaust/Return fans- FAN | 1022584
56-B1 | 56-B1 East County Courthouse | 56-B1-D3041-230-RFN07 | Return Fan 7 - Correction Services | LaSalle | 0034-K-015 | HCFS-27-OM | OM00046568 |  | Roof, Southwest Corner | B116 | DNA | NA | 7.5 | 480 | DNA | Electric | 3 | NA | NA | \Classifications\Building System Class\D30-HVAC Systems\D3040 - Distribution SYS\Supply/Exhaust/Return fans- FAN | 1022579
56-B1 | 56-B1 East County Courthouse | 56-B1-D3041-230-RFN08 | Return Fan 8 - 2nd Floor | LaSalle | 0034-K-016 | HCFS-27-OM | OM00046570 |  | Roof, Southeast Corner | B116 | DNA | NA | 7.5 | 480 | DNA | Electric | 3 | NA | NA | \Classifications\Building System Class\D30-HVAC Systems\D3040 - Distribution SYS\Supply/Exhaust/Return fans- FAN | 1022580
56-B1 | 56-B1 East County Courthouse | 56-B1-D3042-220-EFN04 | Exhaust Fan 4 - Holding Area | Greenheck | DNA | DNA | OM00046574 |  | Roof | DNA | NA | NA | 7.5 | 480 | DNA | Electric | 3 | NA | NA | \Classifications\Building System Class\D30-HVAC Systems\D3040 - Distribution SYS\Supply/Exhaust/Return fans- FAN | 1022583
56-B1 | 56-B1 East County Courthouse | 56-B1-D3042-220-EFN06 | Exhaust Fan 6 - Second Floor Core South | Greenheck | DNA | DNA | OM00046576 |  | Roof | DNA | NA | NA | 5 | 480 | DNA | Electric | 3 | NA | NA | \Classifications\Building System Class\D30-HVAC Systems\D3040 - Distribution SYS\Supply/Exhaust/Return fans- FAN | 1022585
56-B1 | 56-B1 East County Courthouse | 56-B1-D3042-220-EFN07 | Exhaust Fan 7 - First Floor Core North | Greenheck | DNA | DNA | OM00046577 |  | Roof | DNA | NA | NA | 7.5 | 480 | DNA | Electric | 3 | NA | NA | \Classifications\Building System Class\D30-HVAC Systems\D3040 - Distribution SYS\Supply/Exhaust/Return fans- FAN | 1022586
56-B1 | 56-B1 East County Courthouse | 56-B1-D3090-114-CMP01 | Air Compressor | Quincy | 20060107-0019 | QC05012D00395 | OM00046526 |  | Equipment Yard | BX58 | NA | NA | 5 | 480 | DNA | Electric | 3 | NA | NA | \Classifications\Building System Class\D30-HVAC Systems\D3090 - Other HVAC Systems and Equipment\Air Compressor - CMP | 1022591
56-B1 | 56-B1 East County Courthouse | 56-B1-D3042-220-EFN08 | Exhaust Fan 8 - First floor Core South | Greenheck | DNA | DNA | OM00046578 |  | Roof | DNA | NA | NA | 7.5 | 480 | DNA | Electric | 3 | NA | NA | \Classifications\Building System Class\D30-HVAC Systems\D3040 - Distribution SYS\Supply/Exhaust/Return fans- FAN | 1022587
56-B1 | 56-B1 East County Courthouse | 56-B1-D3042-220-EFN09 | Exhaust Fan 2B - Elevator Machine Room | Greenheck | DNA | DNA | OM00046579 |  | Roof | DNA | NA | NA | 7.5 | 480 | DNA | Electric | 3 | NA | NA | \Classifications\Building System Class\D30-HVAC Systems\D3040 - Distribution SYS\Supply/Exhaust/Return fans- FAN | 1022588
56-B1 | 56-B1 East County Courthouse | 56-B1-D3031-130-CLR01 | Multistack Chiller CLR01 | Multistack Chiller | AA07-017 | MS300F2LW2H1-R134A | OM00046524 |  | Equipment Yard | NA | NA | R134a | DNA | 480 | DNA | Electric | 3 | NA | NA | \Classifications\Building System Class\D30-HVAC Systems\D3030 - Cooling SYS\Chiller, Water Cooled - CLR | 1022590
56-B1 | 56-B1 East County Courthouse | 56-B1-D3031-100-PCH01 | Chilled water return pump 1 - (CHWP 3) | Aurora | 11-2089337-1 | 382A-BF | OM00046527 |  | Equipment Yard | NA | NA | NA | 15 | 480 | DNA | Electric | 3 | NA | NA | \Classifications\Building System Class\D30-HVAC Systems\D3030 - Cooling SYS\Chilled Water Pump - PCH | 1022592
56-B1 | 56-B1 East County Courthouse | 56-B1-D3031-100-PCH03 | Condenser water supply pump 1 - (CWP-1) | Aurora | 11-2159367 | 382A-BF | OM00046529 |  | Equipment Yard | NA | NA | NA | 15 | 480 | DNA | Electric | 3 | NA | NA | \Classifications\Building System Class\D30-HVAC Systems\D3030 - Cooling SYS\Chilled Water Pump - PCH | 1022594
56-B1 | 56-B1 East County Courthouse | 56-B1-D3031-100-PCH04 | Condenser water return pump 2 - (CWP-2) | Aurora | 11-2089329-1 | 382A-BF | OM00046530 |  | Equipment Yard | NA | NA | NA | 15 | 480 | DNA | Electric | 3 | NA | NA | \Classifications\Building System Class\D30-HVAC Systems\D3030 - Cooling SYS\Chilled Water Pump - PCH | 1022595
56-B1 | 56-B1 East County Courthouse | 56-B1-D3030-110-CTW02 | Cooling Tower 2 | Baltimore Aircoil Company | U110849002-01 | PT2-0709A-2J1 | OM00046533 |  | Equipment Yard | B140 | NA | NA | NA | 480 | DNA | Electric | 3 | NA | NA | \Classifications\Building System Class\D30-HVAC Systems\D3030 - Cooling SYS\Cooling Tower - CTW | 1022598
56-B1 | 56-B1 East County Courthouse | 56-B1-D3031-100-PCH02 | Chilled water supply pump 2 - (CHWP 4) | Aurora | 11-2089337-2 | 382A-BF | OM00046528 |  | Equipment Yard | NA | NA | NA | 15 | 480 | DNA | Electric | 3 | NA | NA | \Classifications\Building System Class\D30-HVAC Systems\D3030 - Cooling SYS\Chilled Water Pump - PCH | 1022593
56-B1 | 56-B1 East County Courthouse | 56-B1-D3090-220-CMD01 | Compressor air dryer | Hankison | H510A1151212010 | HPR5-10 | OM00046531 |  | Equipment Yard | NA | NA | R134a | NA | 115 | 3.9 | Electric | 1 | NA | NA | \Classifications\Building System Class\D30-HVAC Systems\D3090 - Other HVAC Systems and Equipment\Compressed Air Dryer - CMD | 1022596
56-B1 | 56-B1 East County Courthouse | 56-B1-D3030-110-CTW01 | Cooling Tower 1 | Baltimore Aircoil Company | U110849001-01 | PT2-0709A-2J1 | OM00046532 |  | Equipment Yard | B140 | NA | NA | NA | 480 | DNA | Electric | 3 | NA | NA | \Classifications\Building System Class\D30-HVAC Systems\D3030 - Cooling SYS\Cooling Tower - CTW | 1022597
56-B1 | 56-B1 East County Courthouse | 56-B1-D3030-310-CTF01 | Sand Filter | Armstrong | C664166 | 3x2x6 | OM00046534 |  | Equipment Yard | NA | NA | NA | 5 | 115 | DNA | Electric | 1 | NA | NA | \Classifications\Building System Class\D30-HVAC Systems\D3030 - Cooling SYS\Cooling Tower Filter - CTF | 1022599
56-B1 | 56-B1 East County Courthouse | 56-B1-D3021-130-BLR02 | HVAC Boiler 2 | Raypak | 604250143 | H8-0992A | OM00046536 |  | Equipment Yard | NA | NA | NA | NA | 115 | DNA | Gas | 1 | 990,000 | 832,000 | \Classifications\Building System Class\D30-HVAC Systems\D3020 - Heat SYS\Boiler,Hot Water,Oil/Gas/Comb. - BLR | 1022602
56-B1 | 56-B1 East County Courthouse | 56-B1-D3044-125-PHW01 | HVAC Hot water pump 1 - (P3A) | Bell & Gossett | 1618588 | 2BC9-1/4-BF | OM00046537 |  | Equipment Yard | NA | NA | NA | DNA | NA | DNA | Electric | 3 | NA | NA | \Classifications\Building System Class\D30-HVAC Systems\D3040 - Distribution SYS\Hot Water Pump - PHW | 1022603
56-B1 | 56-B1 East County Courthouse | 56-B1-D3044-125-PHW02 | HVAC Hot water pump 2 - (P3B) | Bell & Gossett | 1618589 | 2BC9-1/4-BF | OM00046538 |  | East Side, Equipment Yard | NA | NA | NA | NA | 480 | DNA | Electric | 3 | NA | NA | \Classifications\Building System Class\D30-HVAC Systems\D3040 - Distribution SYS\Hot Water Pump - PHW | 1022604
56-B1 | 56-B1 East County Courthouse | 56-B1-D1010-100-ELE02 | Elevator 2 - North | Otis | HC1520 | 2500 | OM00046549 | State ID# 99042 | Secure Hallway | NA | NA | NA | 15 | 480 | 22 | Electric | 3 | NA | NA | \Classifications\Building System Class\D10-Conveyance Systems\D1010 - Elevator\Elevator,Electric,Pass/Freight - ELE | 1022606
56-B1 | 56-B1 East County Courthouse | 56-B1-D3020-100-HET01 | HVAC Boiler expansion tank | DNA | DNA | DNA | OM00046551 |  | Equipment Yard | NA | NA | NA | NA | NA | NA | NA | NA | NA | NA | \Classifications\Building System Class\D30-HVAC Systems\D3020 - Heat SYS\Heater Water Expansion Tank - HET | 1022607
56-B1 | 56-B1 East County Courthouse | 56-B1-D5010-234-ATS02 | Automatic Transfer Switch 2 | ASCO | DNA | 7000 Series | OM00046552 |  | Equipment Yard | NA | NA | NA | DNA | 480 | 800 |  | 3 | NA | NA | \Classifications\Building System Class\D50-Electrical SYS\D5010 - Elec Service & Dist\Automatic Transfer Switch - ATS | 1022608
56-B1 | 56-B1 East County Courthouse | 56-B1-D5011-240-TRN01 | Main Electrical transformer | GE | DNA | DNA | OM00046547 |  | Main Electrical Room | NA | NA | NA | NA | 480 | DNA | Electric | 3 | NA | NA | \Classifications\Building System Class\D50-Electrical SYS\D5010 - Elec Service & Dist\Transformer - TRN | 1022609
56-B1 | 56-B1 East County Courthouse | 56-B1-G2023-150-PEG02 | Judge's parking exit gate | LiftMaster | 312HM | DNA | OM00046554 |  | Equipment Yard | NA | NA | NA | NA | 120 | DNA | Electric | 1 | NA | NA | \Classifications\Building System Class\G20-Other Systems\G2020 - Parking Lots\Secured Parking Gate - PEG | 1022610
56-B1 | 56-B1 East County Courthouse | 56-B1-D2017-100-SHW02 | Emergency eye wash station | Haus | NA | NA | OM00046541 |  | Equipment Yard | NA | NA | NA | NA | NA | NA | Other | NA | NA | NA | \Classifications\Building System Class\D20-Plumbing\D2010 - Plumb Fix\Showers - SHW | 1022612
56-B1 | 56-B1 East County Courthouse | 56-B1-D2017-100-SHW03 | Emergency eye wash station | Haus | NA | NA | OM00046542 |  | Equipment Yard | NA | NA | NA | NA | NA | NA | Other | NA | NA | NA | \Classifications\Building System Class\D20-Plumbing\D2010 - Plumb Fix\Showers - SHW | 1022613
56-B1 | 56-B1 East County Courthouse | 56-B1-D3050-250-ACU02 | Split System 2 | Duratec | 1-02-C-2098-13 | SHCO9DA0000A0A | OM00046581 |  | Roof | DNA | DNA | DNA | DNA | DNA | DNA | Electric | 3 | NA | NA | \Classifications\Building System Class\D30-HVAC Systems\D3050 - Package SYS\Air Conditioning,Split System - ACU | 1022614
56-B1 | 56-B1 East County Courthouse | 56-B1-D2017-100-SHW01 | Emergency eye wash station | Haus | NA | NA | OM00046540 |  | Equipment Yard | NA | NA | NA | NA | NA | NA | Other | NA | NA | NA | \Classifications\Building System Class\D20-Plumbing\D2010 - Plumb Fix\Showers - SHW | 1022611
56-B1 | 56-B1 East County Courthouse | 56-B1-D3050-250-ACU03 | Split System 3 | Carrier | 4002Y00820 | 28AN012310 | OM00046582 |  | Roof | DNA | DNA | DNA | DNA | DNA | DNA | Electric | 3 | NA | NA | \Classifications\Building System Class\D30-HVAC Systems\D3050 - Package SYS\Air Conditioning,Split System - ACU | 1022615
56-B1 | 56-B1 East County Courthouse | 56-B1-B2034-400-DOH01 | Roll Up Gate (DOH01) | Air Lift Doors Inc. | VFD-10500 | XRS VFD Control | OM00019984 |  | Judge's Parking Mechanical Area | NA | NA | NA | 3/4 | 120 | DNA | Electric | 1 | NA | NA | \Classifications\Building System Class\B20-General Building Exterior\B2030 - Exterior Doors\Door,Overhead-Shutter,Manual,Elec,Roll-up - DOH | 1022848
56-B1 | 56-B1 East County Courthouse | 56-B1-B2033-120-DOR01 | Revolving Door (DOR01) | Revolving Door Control Inc. | DNA | HH 2000 | OM00019985 |  | Employee Entrance next to judges Parking | NA | NA | NA | NA | NA | NA | NA | NA | NA | NA | \Classifications\Building System Class\B20-General Building Exterior\B2030 - Exterior Doors\Door,Automatic-Sliding,Revolving - DOR | 1022849
56-F1 | 56-F1 Juvenile Courthouse | 56-F1-B2010-100-BLD01 | Building | [16 empty] | \Classifications\Building System Class\B20-General Building Exterior\B2010 - Exterior Walls\Building - BLD | 1022534
56-F1 | 56-F1 Juvenile Courthouse | 56-F1-B3010-100-RUF01 | Roof |  |  |  | DNA | [12 empty] | \Classifications\Building System Class\B30-Roofing\B3010 - Roof Types\Roof - RUF | 1022535
56-F1 | 56-F1 Juvenile Courthouse | 56-F1-D1010-100-ELE01 | Elevator 1 Public | DNA | DNA | DNA | OM00046519 | State ID# 134821 | Elevator Machine Room | NA | NA | NA | NA | 480 | DNA | Electric | 3 | NA | NA | \Classifications\Building System Class\D10-Conveyance Systems\D1010 - Elevator\Elevator,Hydraulic,Pass/Freight - ELE | 1022536
56-F1 | 56-F1 Juvenile Courthouse | 56-F1-D3021-130-BLR01 | Boiler | UNILUX | 3260 | ZF250W | OM00046504 |  | Mechanical Room | NA | NA | NA | 70 BHP | 460 | 2.5 | Gas | 3 | 2,750,000 |  | \Classifications\Building System Class\D30-HVAC Systems\D3020 - Heat SYS\Boiler,Hot Water,Oil/Gas/Comb. - BLR | 1022540
56-F1 | 56-F1 Juvenile Courthouse | 56-F1-D3041-110-AHU01 | Air Handler ACU - 3 | McQuay | FB0U03100175300 | RDS802CYY | OM00046511 |  | Roof, Center | DNA | DNA | NA | 1.5 | 460 / 230 | DNA | Electric | 3 | NA | NA | \Classifications\Building System Class\D30-HVAC Systems\D3040 - Distribution SYS\Air Handling Unit - AHU | 1022541
56-F1 | 56-F1 Juvenile Courthouse | 56-F1-D4010-150-FMS01 | Sprinkler standpipe 1 - 2nd floor remote | NA | NA | NA | OM00046523 |  | West Side, Fire sprinkler room | NA | NA | NA | NA | NA | NA | NA | NA | NA | NA | \Classifications\Building System Class\D40-Fire Protection SYS\D4010 - Sprinkler SYS\Fire Systems, stand pipes - FMS | 1022544
56-F1 | 56-F1 Juvenile Courthouse | 56-F1-D4031-100-FEX01 | Fire Extinguisher | multiple | multiple | multiple | DNA |  | multiple | [10 empty] | \Classifications\Building System Class\D40-Fire Protection SYS\D4030 - FIRE SPEC\Fire Extinguisher - FEX | 1022547
56-F1 | 56-F1 Juvenile Courthouse | 56-F1-D5010-234-ATS01 | Automatic Transfer Switch | ASCO | 848165 WE | 7000 Series | OM00046512 |  | Exterior - south side | NA | NA | NA | DNA | 480 | 1600 | Electric | DNA | NA | NA | \Classifications\Building System Class\D50-Electrical SYS\D5010 - Elec Service & Dist\Automatic Transfer Switch - ATS | 1022549
56-F1 | 56-F1 Juvenile Courthouse | 56-F1-D5010-200-ESD01 | Main electrical switchgear | Magnum DS | DNA | MDS616 | OM00046520 |  | 1st Floor, Main Electric Room - 174 | NA | NA | NA | NA | 460 / 230 | 1600 | Electric | 3 | NA | NA | \Classifications\Building System Class\D50-Electrical SYS\D5010 - Elec Service & Dist\Electical Service and Distribution - ESD | 1022548
56-F1 | 56-F1 Juvenile Courthouse | 56-F1-D5037-710-FAP01 | Fire Alarm Panel | Notifier | DNA | DNA | OM00046523 |  | Exterior - south side Security Office | NA | NA | NA | NA | 120 / 24 | DNA | Electric | Electric | NA | NA | \Classifications\Building System Class\D50-Electrical SYS\D5030 - Comm & Security\Fire Alarm Panel - FAP | 1022550
56-F1 | 56-F1 Juvenile Courthouse | 56-F1-D5092-210-GEN01 | Emergency Generator | Caterpillar | MJE03333 | C27 | OM00046513 |  | Exterior - south side | DNA | DNA | NA | 998 | 460 / 230 | 905 kw | Diesel | 3 | NA | NA | \Classifications\Building System Class\D50-Electrical SYS\D5090 - Elec SYS\Emergency Generator - GEN | 1022551
56-F1 | 56-F1 Juvenile Courthouse | 56-F1-D5092-250-EML01 | Emergency Lights EML | Multiple | Multiple | Multiple | [13 empty] | \Classifications\Building System Class\D50-Electrical SYS\D5090 - Elec SYS\Emergency And Exit Lighting - EML | 1022552
56-F1 | 56-F1 Juvenile Courthouse | 56-F1-G2049-300-HSC01 | Hardscape | [16 empty] | \Classifications\Building System Class\G20-Other Systems\G2040 - Site Development\Hardscape - HSC | 1022554
56-F1 | 56-F1 Juvenile Courthouse | 56-F1-G2050-200-LSC01 | Landscaping | [16 empty] | \Classifications\Building System Class\G20-Other Systems\G2050 - Landscaping\Landscaping - LSC | 1022555
56-F1 | 56-F1 Juvenile Courthouse | 56-F1-D3044-125-PHW01 | HW Pump | Bell and Gossett | CR37101K30 | ZF250W | OM00046506 |  | Mechanical Room | NA | NA | NA | 10 | DNA | DNA | Electric | DNA | NA | NA | \Classifications\Building System Class\D30-HVAC Systems\D3040 - Distribution SYS\Hot Water Pump - PHW | 1022617
56-F1 | 56-F1 Juvenile Courthouse | 56-F1-D3020-100-HET01 | HW Expansion Tank | Bell & Gossett | 122494 | D200 | OM00046507 |  | Mechanical Room | NA | NA | NA | NA | NA | NA | NA | NA | NA |  | \Classifications\Building System Class\D30-HVAC Systems\D3020 - Heat SYS\Heater Water Expansion Tank - HET | 1022618
56-F1 | 56-F1 Juvenile Courthouse | 56-F1-D3050-210-PKU01 | ACU - 1 | McQuay | FB00031174202 | RPS060CLY | OM00046509 |  | Roof | DNA | DNA | R22 | NA | 480 / 120 | 225 | Electric | 3 | NA | NA | \Classifications\Building System Class\D30-HVAC Systems\D3050 - Package SYS\Package Unit - PKU | 1022619
56-F1 | 56-F1 Juvenile Courthouse | 56-F1-D3050-210-PKU02 | ACU - 2 | McQuay | FB0U03100174302 | RPS060CLY | OM00046510 |  | Roof | DNA | DNA | R22 | DNA | 480 / 120 | 225 | Electric | 3 | NA | NA | \Classifications\Building System Class\D30-HVAC Systems\D3050 - Package SYS\Package Unit - PKU | 1022620
56-F1 | 56-F1 Juvenile Courthouse | 56-F1-D3031-140-CLR01 | Air cooled chiller | Cooling Technology | DNA | ICA-40 | OM00046583 |  | Roof, Center | NA | NA | DNA | 7.5 | 460 / 230 | DNA | Electric | 3 | NA | NA | \Classifications\Building System Class\D30-HVAC Systems\D3030 - Cooling SYS\Chiller, Air Cooled - CLR | 1022621
56-F1 | 56-F1 Juvenile Courthouse | 56-F1-D3031-100-PCH01 | CW Pump | EBARA | DNA | 23U48125BT3C | OM00046585 |  | Roof, Center | NA | NA | NA | 5 | DNA | DNA | Electric | DNA | NA | NA | \Classifications\Building System Class\D30-HVAC Systems\D3030 - Cooling SYS\Chilled Water Pump - PCH | 1022622
56-F1 | 56-F1 Juvenile Courthouse | 56-F1-D1010-100-ELE02 | Elevator 2 Judges | DNA | DNA | DNA | OM00046522 | State ID# 134822 | Elevator Machine Room | NA | NA | NA | NA | 480 | DNA | Electric | 3 | NA | NA | \Classifications\Building System Class\D10-Conveyance Systems\D1010 - Elevator\Elevator,Electric,Pass/Freight - ELE | 1022623
56-F1 | 56-F1 Juvenile Courthouse | 56-F1-D1010-100-ELE03 | Elevator 3 | DNA | DNA | DNA | OM00046499 | State ID# 134823 | Basement, Elevator Machine Room | NA | NA | NA | NA | 480 | DNA | Electric | 3 | NA | NA | \Classifications\Building System Class\D10-Conveyance Systems\D1010 - Elevator\Elevator,Electric,Pass/Freight - ELE | 1022624
56-F1 | 56-F1 Juvenile Courthouse | 56-F1-D2017-100-SHW01 | Eye wash station / shower | DNA | DNA | DNA | OM00046497 |  | Basement, Maintenance Room | NA | NA | NA | NA | NA | NA | NA | NA | NA | NA | \Classifications\Building System Class\D20-Plumbing\D2010 - Plumb Fix\Showers - SHW | 1022627
56-F1 | 56-F1 Juvenile Courthouse | 56-F1-D1010-100-ELE04 | Elevator 4 | DNA | DNA | DNA | OM00046498 | State ID# 134824 | Basement, Elevator Machine Room | NA | NA | NA | NA | 480 | DNA | Electric | 3 | NA | NA | \Classifications\Building System Class\D10-Conveyance Systems\D1010 - Elevator\Elevator,Electric,Pass/Freight - ELE | 1022626
56-F1 | 56-F1 Juvenile Courthouse | 56-F1-D2040-100-PSU01 | Sump Pump 1 | Vertiflo | 03-12137-7-0 | 720 | OM00046500 |  | Basement, Drain Room | NA | NA | NA | DNA | 460 / 230 | DNA | Electric | 3 | NA | NA | \Classifications\Building System Class\D20-Plumbing\D2040 - Rain Drain\Sump Pump - PSU | 1022628
56-F1 | 56-F1 Juvenile Courthouse | 56-F1-D4010-150-FMS02 | Sprinkler standpipe 2 - 1st floor remote | NA | NA | NA | OM00046517 |  | West side, Fire sprinkler room | NA | NA | NA | NA | NA | NA | NA | NA | NA | NA | \Classifications\Building System Class\D40-Fire Protection SYS\D4010 - Sprinkler SYS\Fire Systems, stand pipes - FMS | 1022629
56-F1 | 56-F1 Juvenile Courthouse | 56-F1-D4010-150-FMS03 | Sprinkler standpipe 3 - Basement floor remote | NA | NA | NA | OM00046516 |  |  | NA | NA | NA | NA | NA | NA | NA | NA | NA | NA | \Classifications\Building System Class\D40-Fire Protection SYS\D4010 - Sprinkler SYS\Fire Systems, stand pipes - FMS | 1022630
56-F1 | 56-F1 Juvenile Courthouse | 56-F1-D5010-110-MCC01 | Motor Control Center | Cutler Hammer | DNA | Freedom Series 210 | OM00046503 |  | Roof, Mechanical Room | NA | NA | NA | NA | 460 / 230 | DNA | Electric | 3 | NA | NA | \Classifications\Building System Class\D50-Electrical SYS\D5010 - Elec Service & Dist\Chiller Room Electrical Panel - MCC | 1022631
56-F1 | 56-F1 Juvenile Courthouse | 56-F1-D5011-240-TRN01 | Main electrical transformer | Cutler Hammer | J0JK06097 | N48M28T49CU | OM00046521 |  | Main Electric Room - 174 | NA | NA | NA | NA | 480 / 277 | DNA | Electric | 3 | NA | NA | \Classifications\Building System Class\D50-Electrical SYS\D5010 - Elec Service & Dist\Transformer - TRN | 1022632
56-F1 | 56-F1 Juvenile Courthouse | 56-F1-D2040-100-PSU02 | Sump Pump 2 | Vertiflo | 03-12137-7-1 | 720 | OM00046501 |  | Basement, Drain Room | NA | NA | NA | DNA | 460 / 230 | DNA | Electric | 3 | NA | NA | \Classifications\Building System Class\D20-Plumbing\D2040 - Rain Drain\Sump Pump - PSU | 1022633
56-F1 | 56-F1 Juvenile Courthouse | 56-F1-D3042-220-EFN04 | Exhaust Fan 1.1 (EFN04) | Weg | DNA | MSPR-4RC | OM00019973 |  | Roof | 4L240 (1) | NA | NA | 1/3 | 115/208-230V | 6.3/3.15A | Electric | 1 | NA | NA | \Classifications\Building System Class\D30-HVAC Systems\D3040 - Distribution SYS\Supply/Exhaust/Return fans- FAN | 1022852
56-F1 | 56-F1 Juvenile Courthouse | 56-F1-D3042-220-EFN05 | Exhaust Fan 3.3 (EFN05) | Weg | 32729 | MSPE-6R | OM00019974 |  | Roof | 4L250 (1) | NA | NA | 1/2 | 115/208-230V | 8.5/4.25A | Electric | DNA | NA | NA | \Classifications\Building System Class\D30-HVAC Systems\D3040 - Distribution SYS\Supply/Exhaust/Return fans- FAN | 1022853
56-F1 | 56-F1 Juvenile Courthouse | 56-F1-D3042-220-EFN06 | Exhaust Fan 1.2 (EFN06) | Weg | 64455 | MSPE-4RC | OM00019975 |  | Roof | 4L230 (1) | NA | NA | 1/3 | 115/208-230V | 6.30/3.15A | Electric | 1 | NA | NA | \Classifications\Building System Class\D30-HVAC Systems\D3040 - Distribution SYS\Supply/Exhaust/Return fans- FAN | 1022854
56-F1 | 56-F1 Juvenile Courthouse | 56-F1-D3042-220-EFN07 | Exhaust Fan (EFN07) | AO Smith | BY09-12 | DNA | OM00019976 |  | Roof | NA | NA | NA | 2 | 230/460 | 5.6/2.8 | Electric | 3 | NA | NA | \Classifications\Building System Class\D30-HVAC Systems\D3040 - Distribution SYS\Supply/Exhaust/Return fans- FAN | 1022855
56-F1 | 56-F1 Juvenile Courthouse | 56-F1-D3042-220-EFN08 | Exhaust Fan 2.1 (EFN08) | Weg | 64455 | MSPE-4RC | OM00019977 |  | Roof | 4L230 (1) | NA | NA | 1/3 | DNA | 6.30/3.15A | Electric | 1 | NA | NA | \Classifications\Building System Class\D30-HVAC Systems\D3040 - Distribution SYS\Supply/Exhaust/Return fans- FAN | 1022856
56-F1 | 56-F1 Juvenile Courthouse | 56-F1-D3042-220-EFN09 | Exhaust Fan (EFN09) | Weg | 36266 | MSPE2R | OM00019978 |  | Roof | 4L220 (1) | NA | NA | 1/4 | 115/208-230V | 4.8/2.4 A | Electric | 1 | NA | NA | \Classifications\Building System Class\D30-HVAC Systems\D3040 - Distribution SYS\Supply/Exhaust/Return fans- FAN | 1022857
56-F1 | 56-F1 Juvenile Courthouse | 56-F1-D3042-220-EFN10 | Exhaust Fan 2.2 (EFN10) | Weg | 28717 | T-10 | OM00019979 |  | Roof | 4L250 (1) | NA | NA | 1 1/2 | 208/230/460 V | 5.4/2.7 A | Electric | 3 | NA | NA | \Classifications\Building System Class\D30-HVAC Systems\D3040 - Distribution SYS\Supply/Exhaust/Return fans- FAN | 1022858
56-F1 | 56-F1 Juvenile Courthouse | 56-F1-D2022-260-HWG02 | Hot Water Heater, Gas (HWG02) | PVI Industires, LLC | F004471 | Conquest/ 20 L 100A-GCL | OM00019996 |  | Mechanical Room | NA | NA | NA | DNA | 120 | 5 | Gas | 1 | 199,000 | NA | \Classifications\Building System Class\D20-Plumbing\D2020 - Domestic Water\Domestic Water Heater, Gas - HWG | 1022876
57-A10 | 57-A10 New Woodland Courthouse | 57-A10-D5092-210-GEN01 | Emergency Generator | Kohler Power Systems | SGM32BLRL | Kohler 800REOZDE | OM00042476 | Permit #P-6-15 | Exterior Outside Sallyport | NA | NA | NA | 1194 | 480 | NA | Diesel | 3 | NA | NA | \Classifications\Building System Class\D50-Electrical SYS\D5090 - Elec SYS\Emergency Generator - GEN | 1019579
57-A10 | 57-A10 New Woodland Courthouse | 57-A10-B3010-100-RUF01 | Roof | NA | NA | Rolled Shingle | OM00042488 |  | Exterior Roof | NA | NA | NA | NA | NA | NA | NA | NA | NA | NA | \Classifications\Building System Class\B30-Roofing\B3010 - Roof Types\Roof - RUF | 1019580
57-A10 | 57-A10 New Woodland Courthouse | 57-A10-D1010-100-ELE01 | S1 Elevator | Kone | 20358397 | KCM831 | OM00042373 | State ID# 167315 | Roof Hoist Room | NA | NA | NA | NA | 480 | DNA | Electric | DNA | NA | NA | \Classifications\Building System Class\D10-Conveyance Systems\D1010 - Elevator\Elevator,Electric,Pass/Freight - ELE | 1019581
57-A10 | 57-A10 New Woodland Courthouse | 57-A10-D1010-100-ELE02 | S2 Elevator | Kone | 20358398 | KCM831 | OM00042374 | State ID# 167316 | Roof Hoist Room | NA | NA | NA | NA | 480 | DNA | Electric | DNA | NA | NA | \Classifications\Building System Class\D10-Conveyance Systems\D1010 - Elevator\Elevator,Electric,Pass/Freight - ELE | 1019582
57-A10 | 57-A10 New Woodland Courthouse | 57-A10-D1010-100-ELE03 | P1 Elevator | Kone | 20358394 | KCM831 | OM00042375 | State ID# 167431 | Roof Hoist Room | NA | NA | NA | NA | 480 | DNA | Electric | DNA | NA | NA | \Classifications\Building System Class\D10-Conveyance Systems\D1010 - Elevator\Elevator,Electric,Pass/Freight - ELE | 1019583
57-A10 | 57-A10 New Woodland Courthouse | 57-A10-D1010-100-ELE04 | P2 Elevator | Kone | 20358395 | KCM831 | OM00042376 | State ID# 167432 | Roof Hoist Room | NA | NA | NA | NA | 480 | DNA | Electric | DNA | NA | NA | \Classifications\Building System Class\D10-Conveyance Systems\D1010 - Elevator\Elevator,Electric,Pass/Freight - ELE | 1019584
57-A10 | 57-A10 New Woodland Courthouse | 57-A10-D1010-100-ELE05 | P3 Elevator | Kone | 20358396 | KCM831 | OM00042377 | State ID# 167433 | Roof Hoist Room | NA | NA | NA | NA | 480 | DNA | Electric | DNA | NA | NA | \Classifications\Building System Class\D10-Conveyance Systems\D1010 - Elevator\Elevator,Electric,Pass/Freight - ELE | 1019585
57-A10 | 57-A10 New Woodland Courthouse | 57-A10-D1010-100-ELE06 | I1 Elevator | Kone | 20358399 | KCM831 | OM00042378 | State ID# 167434 | Roof Hoist Room | NA | NA | NA | NA | 480 | DNA | Electric | DNA | NA | NA | \Classifications\Building System Class\D10-Conveyance Systems\D1010 - Elevator\Elevator,Electric,Pass/Freight - ELE | 1019586
57-A10 | 57-A10 New Woodland Courthouse | 57-A10-D1010-100-ELE07 | I2 Elevator | Kone | 20358400 | KCM831 | OM00042379 | State ID# 167435 | Roof Hoist Room | NA | NA | NA | NA | 480 | DNA | Electric | DNA | NA | NA | \Classifications\Building System Class\D10-Conveyance Systems\D1010 - Elevator\Elevator,Electric,Pass/Freight - ELE | 1019587
57-A10 | 57-A10 New Woodland Courthouse | 57-A10-D2023-310-HWP01 | Domestic Hot Water Circulation Pump CP-2 | Bell & Gossett | C0190333-01G41 | 6D1.5X7 | OM00042387 |  | Roof Mechanical Penthouse 6511 | NA | NA | NA | 1 | 480 | 1.5 | Electric | 3 | NA | NA | \Classifications\Building System Class\D20-Plumbing\D2020 - Domestic Water\Domestic Hot Water Circulating Pump - HWP | 1019588
57-A10 | 57-A10 New Woodland Courthouse | 57-A10-D2023-310-HWP02 | Domestic Hot Water Circulation Pump CP-1 | Bell & Gossett | C0190333-02G41 | 6D1.5X7 | OM00042388 |  | Roof Mechanical Penthouse 6511 | NA | NA | NA | 1 | 480 | 1.5 | Electric | 3 | NA | NA | \Classifications\Building System Class\D20-Plumbing\D2020 - Domestic Water\Domestic Hot Water Circulating Pump - HWP | 1019589
57-A10 | 57-A10 New Woodland Courthouse | 57-A10-D2023-310-WBS01 | Domestic water booster pumps | Flow therm systems | FAB-14-015 | 70M-3 | OM00042417 |  | Basement fire pump room | NA | NA | NA | 10 | 460 | 11.5 | Electric | 3 | NA | NA | \Classifications\Building System Class\D20-Plumbing\D2020 - Domestic Water\Domestic Water Booster System - WBS | 1019590
57-A10 | 57-A10 New Woodland Courthouse | 57-A10-D3044-125-PHW01 | Hot Water Pump HWP-P1 | Bell & Gossett | PH013374-B | 3X3X9.5 B Series 80-SC TEFC | OM00042391 |  | Roof Mechanical Penthouse 6511 | NA | NA | NA | (1) 2 Hp | 460 | 3.3 | Electric | 3 | NA | NA | \Classifications\Building System Class\D30-HVAC Systems\D3040 - Distribution SYS\Hot Water Pump - PHW | 1019591
57-A10 | 57-A10 New Woodland Courthouse | 57-A10-D3044-125-PHW02 | Hot Water Pump HWP-P2 | Bell & Gossett | PH013374-A | 3X3X9.5 B Series 80-SC TEFC | OM00042392 |  | Roof Mechanical Penthouse 6511 | NA | NA | NA | (1) 2 Hp | 460 | 3.3 | Electric | 3 | NA | NA | \Classifications\Building System Class\D30-HVAC Systems\D3040 - Distribution SYS\Hot Water Pump - PHW | 1019592
57-A10 | 57-A10 New Woodland Courthouse | 57-A10-D3044-125-PHW03 | Hot Water Pump HWP-S1 | Bell & Gossett | PH013371-A | 2BC Series 1510 | OM00042384 |  | Roof Mechanical Penthouse 6511 | NA | NA | NA | (1) 5 Hp | 460 | 6.6 | Electric | 3 | NA | NA | \Classifications\Building System Class\D30-HVAC Systems\D3040 - Distribution SYS\Hot Water Pump - PHW | 1019593
57-A10 | 57-A10 New Woodland Courthouse | 57-A10-D3044-125-PHW04 | Hot Water Pump HWP-S2 | Bell & Gossett | PH013371-B | 2BC Series 1510 | OM00042385 |  | Roof Mechanical Penthouse 6511 | NA | NA | NA | (1) 5 Hp | 460 | 6.6 | Electric | 3 | NA | NA | \Classifications\Building System Class\D30-HVAC Systems\D3040 - Distribution SYS\Hot Water Pump - PHW | 1019594
57-A10 | 57-A10 New Woodland Courthouse | 57-A10-D3021-130-BLR01 | Hot Water Boiler B-1 | Patterson-Kelley | H907-14-10304 | MACH Model C-2500 ENVI Control | OM00042382 | Permit #P-7-15 | Roof Mechanical Penthouse 6511 | NA | NA | NA | NA | 120 | DNA | Natural Gas | 1 | 2,500,000 | 2,375,000 | \Classifications\Building System Class\D30-HVAC Systems\D3020 - Heat SYS\Boiler,Hot Water,Oil/Gas/Comb. - BLR | 1019595
57-A10 | 57-A10 New Woodland Courthouse | 57-A10-D3021-130-BLR02 | Hot Water Boiler B-2 | Patterson-Kelley | H903-14-10259 | MACH Model C-2500 ENVI Control | OM00042383 |  | Roof Mechanical Penthouse 6511 | NA | NA | NA | NA | 120 | DNA | Natural Gas | 1 | 2,500,000 | 2,375,000 | \Classifications\Building System Class\D30-HVAC Systems\D3020 - Heat SYS\Boiler,Hot Water,Oil/Gas/Comb. - BLR | 1019596
57-A10 | 57-A10 New Woodland Courthouse | 57-A10-D3030-110-CTW01 | Cooling Tower CT-1 | BAC Baltimore Aircoil Company | U147260601-01 | 3455C-KM-2/Q | OM00042359 |  | Roof Level Between Mechanical Penthouses 6311 and 6511 | (1) 2b136 | NA | NA | (1) 10Hp | 460 | DNA | Electric | 3 | NA | NA | \Classifications\Building System Class\D30-HVAC Systems\D3030 - Cooling SYS\Cooling Tower - CTW | 1019597
57-A10 | 57-A10 New Woodland Courthouse | 57-A10-D3030-110-CTW02 | Cooling Tower CT-2 | BAC Baltimore Aircoil Company | U147260601-01 | 3455C-KM-2/Q | OM00042360 |  | Roof Level Between Mechanical Penthouses 6311 and 6511 | (1) 2b136 | NA | NA | (1) 10Hp | 460 | DNA | Electric | 3 | NA | NA | \Classifications\Building System Class\D30-HVAC Systems\D3030 - Cooling SYS\Cooling Tower - CTW | 1019598
57-A10 | 57-A10 New Woodland Courthouse | 57-A10-D3031-130-CLR01 | 250 Ton Centrifugal Water Cooled Chiller CH-1 | McQuay | STNU140300086 | WMC250DBS-ER10 | OM00042364 |  | Roof East Mechanical Penthouse 6312 | NA | NA | R-134a | NA | 460 | DNA | Electric | 3 | NA | NA | \Classifications\Building System Class\D30-HVAC Systems\D3030 - Cooling SYS\Chiller, Water Cooled - CLR | 1019599
57-A10 | 57-A10 New Woodland Courthouse | 57-A10-D3031-130-CLR02 | 250 Ton Centrifugal Water Cooled Chiller CH-2 | McQuay | STNU1403000087 | WMC250DBS-ER10 | OM00042363 |  | Roof East Mechanical Penthouse 6312 | NA | NA | R-134a | NA | 460 | RLA Per Unit 208 LRA Per compressor 132 | Electric | 3 | NA | NA | \Classifications\Building System Class\D30-HVAC Systems\D3030 - Cooling SYS\Chiller, Water Cooled - CLR | 1019600
57-A10 | 57-A10 New Woodland Courthouse | 57-A10-D3031-100-PCH01 | Chilled Water Pump CHWP-1 | Bell & Gossett | PH013372-B | 3G Series 1510 | OM00042369 |  | Roof Mechanical Penthouse 6311 | NA | NA | NA | (1) 15 Hp | 460 | 18.1 | Electric | 3 | NA | NA | \Classifications\Building System Class\D30-HVAC Systems\D3030 - Cooling SYS\Chilled Water Pump - PCH | 1019601
57-A10 | 57-A10 New Woodland Courthouse | 57-A10-D3031-100-PCH02 | Chilled Water Pump CHWP-2 | Bell & Gossett | PH013372-A | 3G Series 1510 | OM00042370 |  | Roof Mechanical Penthouse 6311 | NA | NA | NA | (1) 15 Hp | 460 | 18.1 | Electric | 3 | NA | NA | \Classifications\Building System Class\D30-HVAC Systems\D3030 - Cooling SYS\Chilled Water Pump - PCH | 1019602
57-A10 | 57-A10 New Woodland Courthouse | 57-A10-D3031-100-PCH03 | Chilled Water Pump CWP-1 | Bell & Gossett | PH013373-A | 5BC Series 1510 | OM00042371 |  | Roof Mechanical Penthouse 6311 | NA | NA | NA | (1) 7.5 Hp | 460 | 9.5 | NA | 3 | NA | NA | \Classifications\Building System Class\D30-HVAC Systems\D3030 - Cooling SYS\Chilled Water Pump - PCH | 1019603
57-A10 | 57-A10 New Woodland Courthouse | 57-A10-D3031-100-PCH04 | Chilled Water Pump CWP-2 | Bell & Gossett | PH013373-B | 5BC Series 1510 | OM00042372 |  | Roof Mechanical Penthouse 6311 | NA | NA | NA | (1) 7.5 Hp | 460 | 9.5 | Electric | 3 | NA | NA | \Classifications\Building System Class\D30-HVAC Systems\D3030 - Cooling SYS\Chilled Water Pump - PCH | 1019604
57-A10 | 57-A10 New Woodland Courthouse | 57-A10-D3031-100-PCH05 | Cooling Tower Filter System CTF-1 Pump | EWB | 1020791268 | 01536EP3E215JM-W2 | OM00042358 |  | Roof Level Between Mechanical Penthouses 6311 and 6511 | NA | NA | NA | 15 | 460 | 6.8 | Electric | 3 | NA | NA | \Classifications\Building System Class\D30-HVAC Systems\D3030 - Cooling SYS\Chilled Water Pump - PCH | 1019605
57-A10 | 57-A10 New Woodland Courthouse | 57-A10-D3041-110-AHU01 | Air Handler Unit AHU-1 | Governair | G000565-001 | ITF-RSA-BH100-E | OM00042366 |  | Roof Mechanical Penthouse 6311 | NA | Pre-Filters: FARR 30/30 RGA-Flow PH, MERV 7 Twenty Four (24) 24X24X2 Final Filters: FARR 30/30 RGA-Flow PH MERV 13 Twenty Four (24) 24X24X12 | NA | (1) 7.5Hp Supply, (1) 3Hp Return | 460 | (8) 8.6 Supply, (6) 4 Return | Electric | 3 | NA | NA | \Classifications\Building System Class\D30-HVAC Systems\D3040 - Distribution SYS\Air Handling Unit - AHU | 1019606
57-A10 | 57-A10 New Woodland Courthouse | 57-A10-D3041-110-AHU02 | Air Handler Unit AHU-2 | Governair | G000565-002 | ITF-RSA-BH100-E | OM00042381 |  | Roof Mechanical Penthouse 6511 | NA | Pre-Filters: FARR 30/30 RGA-Flow PH, MERV 7 Twenty Four (24) 24X24X2 Final Filters: FARR 30/30 RGA-Flow PH MERV 13 Twenty Four (24) 24X24X12 | NA | (1) 7.5Hp Supply, (1) 3Hp Return | 460 | (8) 8.6 Supply, (8) 4 Return | Electric | 3 | NA | NA | \Classifications\Building System Class\D30-HVAC Systems\D3040 - Distribution SYS\Air Handling Unit - AHU | 1019607
57-A10 | 57-A10 New Woodland Courthouse | 57-A10-D3041-110-AHU03 | Air Handler Unit AHU-3 | Governair | G000565-003 | WF-RSA-BH70-E | OM00042397 |  | 2nd Flr. Mechanical Room 2031 | NA | Pre-Filters: FARR 30/30 RGA-Flow PH, MERV 7 Fifteen (15) 24X24X2 Final Filters: FARR 30/30 RGA-Flow PH MERV 13 Five (5) 12X24 | NA | (1) 7.5Hp Supply, (1) 3Hp Return | 460 | DNA | Electric | 3 | NA | NA | \Classifications\Building System Class\D30-HVAC Systems\D3040 - Distribution SYS\Air Handling Unit - AHU | 1019608
57-A10 | 57-A10 New Woodland Courthouse | 57-A10-D3040-120-FCU01 | Fan Coil Unit FCU-1.0.1 - IDF Rm. 0318 | Daikin | E005645 | Indoor Unit Model No. FXMQ48PVJU | OM00042431 |  | Basement IDF Room 0318 | NA | (4) 18X24X4 MERV 13 Filter Kit (Throwaway Type) Daikin DACA-FXMQ48-13-1K | NA | NA | 208-230 | 2.7 | Electric | 1 | NA | NA | \Classifications\Building System Class\D30-HVAC Systems\D3040 - Distribution SYS\Fan Coil Unit - FCU | 1019609
57-A10 | 57-A10 New Woodland Courthouse | 57-A10-D3040-120-FCU02 | Fan Coil Unit FCU-1.1.1 - IDF Rm. 1015 | Daikin | E007326 | Indoor Unit Model No. FXMQ24PVJU | OM00042437 |  | 1st. Flr. IDF Room 1015 | NA | (4) 18X24X4 MERV 13 Filter Kit (Throwaway Type) Daikin DACA-FXMQ30-13-1K | NA | NA | 208-230 | NA | Electric | 1 | NA | NA | \Classifications\Building System Class\D30-HVAC Systems\D3040 - Distribution SYS\Fan Coil Unit - FCU | 1019610
57-A10 | 57-A10 New Woodland Courthouse | 57-A10-D3040-120-FCU03 | Fan Coil Unit FCU-1.6.1 - Chiller Rm. | Daikin | E007327 | Indoor Unit Model No. FXMQ24PVJU | OM00042365 |  | Roof Chiller Room Mechanical Penthouse 6312 | NA | (2) 11 3/8X19X4 | NA | NA | 208-230 | 1.4 | Electric | 1 | NA | NA | \Classifications\Building System Class\D30-HVAC Systems\D3040 - Distribution SYS\Fan Coil Unit - FCU | 1019611
57-A10 | 57-A10 New Woodland Courthouse | 57-A10-D3040-120-FCU04 | Fan Coil Unit FCU-2.1.1 - IDF Rm. 1408 | Daikin | A001340 | Indoor Unit Model No. FXMQ96MVJU | OM00042436 |  | 1st. Flr. IDF Room 1408 | NA | (4) 18X24X4 MERV 8 Filter Kit (Throwaway Type) Daikin DACA-MQ96M-8-1K | NA | NA | 208-230 | 8.6 | Electric | 1 | NA | NA | \Classifications\Building System Class\D30-HVAC Systems\D3040 - Distribution SYS\Fan Coil Unit - FCU | 1019612
57-A10 | 57-A10 New Woodland Courthouse | 57-A10-D3040-120-FCU06 | Fan Coil Unit FCU-2.3.1 - IDF Rm. 3408 | Daikin | A001343 | Indoor Unit Model No. FXMQ96MVJU | OM00042434 |  | 3rd. Flr. IDF Room 3408 | NA | (4) 18X24X4 MERV 8 Filter Kit (Throwaway Type) Daikin DACA-MQ96M-8-1K | NA | NA | 208-230 | 8.6 | Electric | 1 | NA | NA | \Classifications\Building System Class\D30-HVAC Systems\D3040 - Distribution SYS\Fan Coil Unit - FCU | 1019613
57-A10 | 57-A10 New Woodland Courthouse | 57-A10-D3040-120-FCU07 | Fan Coil Unit FCU-2.4.1 - IDF Rm. 4408 | Daikin | A001372 | Indoor Unit Model No. FXMQ96MVJU | OM00042433 |  | 4th. Flr. IDF Room 4408 | NA | (4) 18X24X4 MERV 8 Filter Kit (Throwaway Type) Daikin DACA-MQ96M-8-1K | NA | NA | 208-230 | 8.6 | Electric | 1 | NA | NA | \Classifications\Building System Class\D30-HVAC Systems\D3040 - Distribution SYS\Fan Coil Unit - FCU | 1019614
57-A10 | 57-A10 New Woodland Courthouse | 57-A10-D3040-120-FCU08 | Fan Coil Unit FCU-3.3.2 - MDF Rm. 3609 | Daikin | A002290 | Indoor Unit Model No. FXMQ72MVJU | OM00042410 |  | 3rd. Flr. MDF Room 3609 | NA | (4) 18X24X4 MERV 8 Filter Kit (Throwaway Type) Daikin DACA-MQ96M-8-1K | NA | NA | 208-230 | 7.6 | Electric | 1 | NA | NA | \Classifications\Building System Class\D30-HVAC Systems\D3040 - Distribution SYS\Fan Coil Unit - FCU | 1019615
57-A10 | 57-A10 New Woodland Courthouse | 57-A10-D3040-120-FCU09 | Fan Coil Unit FCU-3.3.3 - MDF Rm. 3609 | Daikin | A002295 | Indoor Unit Model No. FXMQ72MVJU | OM00042411 |  | 3rd. Flr. MDF Room 3609 | NA | (4) 18X24X4 MERV 8 Filter Kit (Throwaway Type) Daikin DACA-MQ96M-8-1K | NA | NA | 208-230 | NA | Electric | 1 | NA | NA | \Classifications\Building System Class\D30-HVAC Systems\D3040 - Distribution SYS\Fan Coil Unit - FCU | 1019616
57-A10 | 57-A10 New Woodland Courthouse | 57-A10-D3040-120-FCU10 | Fan Coil Unit FCU-3.5.1 - MDF Rm. 5408 | Daikin | A002298 | Indoor Unit Model No. FXMQ72MVJU | OM00042432 |  | 5th. Flr. IMDF Room 5408 | NA | (4) 18X24X4 MERV 8 Filter Kit (Throwaway Type) Daikin DACA-MQ96M-8-1K | NA | NA | 208-230 | 7.6 | Electric | 1 | NA | NA | \Classifications\Building System Class\D30-HVAC Systems\D3040 - Distribution SYS\Fan Coil Unit - FCU | 1019617
57-A10 | 57-A10 New Woodland Courthouse | 57-A10-D3040-120-FCU11 | Fan Coil Unit FCU-3.6.1 - Elevator Equip. Rm. | Daikin | A002300 | Indoor Unit Model No. FXMQ72MVJU | OM00042393 |  | Roof Elevator Equipment Room 6512 | NA | (4) 18X24X4 MERV 8 Filter Kit (Throwaway Type) Daikin DACA-MQ96M-8-1K | NA | NA | 208-230 | 7.6 | Electric | 1 | NA | NA | \Classifications\Building System Class\D30-HVAC Systems\D3040 - Distribution SYS\Fan Coil Unit - FCU | 1019618
57-A10 | 57-A10 New Woodland Courthouse | 57-A10-D3042-220-EFN01 | Exhaust Fan EF-01 - Basement under gound parking | Greenheck | 13566768 | QEI-20-15 | OM00042429 |  | Basement Underground Parking Stair 2 1100 | (2)AP-56 | NA | NA | (1) 1.5Hp | 460 | DNA | Electric | 3 | NA | NA | \Classifications\Building System Class\D30-HVAC Systems\D3040 - Distribution SYS\Supply/Exhaust/Return fans- FAN | 1019619
57-A10 | 57-A10 New Woodland Courthouse | 57-A10-D3042-220-EFN02 | Exhaust Fan EF-6.1 - Mech. Rm. 6311 (East Wall) | Greenheck | 13565591 1401 | SWB-222-75 CWUBX | OM00042357 |  | Roof East Wall Mechanical Penthouse 6311 | (2) BP55 | NA | NA | (1) 7.5Hp | 460 | 9.7 | Electric | 3 | NA | NA | \Classifications\Building System Class\D30-HVAC Systems\D3040 - Distribution SYS\Supply/Exhaust/Return fans- FAN | 1019620
57-A10 | 57-A10 New Woodland Courthouse | 57-A10-D3042-220-EFN03 | Exhaust Fan EF-6.2 - Mech. Rm. 6311 (West Wall) | Greenheck | 13565592 1401 | SWB-222-50 CWUBX | OM00042356 |  | Roof West Wall Mechanical Penthouse 6511 | (2) AX54 | NA | NA | (1) 5Hp | 460 | 6.6 | Electric | 3 | NA | NA | \Classifications\Building System Class\D30-HVAC Systems\D3040 - Distribution SYS\Supply/Exhaust/Return fans- FAN | 1019621
57-A10 | 57-A10 New Woodland Courthouse | 57-A10-D3042-220-EFN04 | Exhaust Fan EF-6.3 - For Middle Stairwell | Greenheck | 13565726 1401 | CUBE-101-4 | OM00042352 |  | Noth West Roof | (1) 3L200R | NA | NA | (1) 1/4Hp | 460 | 0.65 | Electric | 3 | NA | NA | \Classifications\Building System Class\D30-HVAC Systems\D3040 - Distribution SYS\Supply/Exhaust/Return fans- FAN | 1019622
57-A10 | 57-A10 New Woodland Courthouse | 57-A10-D3042-220-EFN05 | Exhaust Fan EF-6.4 - For Roof Access Stairwell | Greenheck | 13556701 1401 | CUBE-101-4 | OM00042353 |  | South West roof | (1) 3L200R | NA | NA | (1) 1/4Hp | 460 | 0.65 | Electric | 3 | NA | NA | \Classifications\Building System Class\D30-HVAC Systems\D3040 - Distribution SYS\Supply/Exhaust/Return fans- FAN | 1019623
57-A10 | 57-A10 New Woodland Courthouse | 57-A10-D3042-220-EFN06 | Exhaust Fan EF-6.5 - For Pulic Hallway Stairwell | Greenheck | 13565727 1401 | CUBE-101-4 | OM00042355 |  | South East roof | (1) 3L200R | NA | NA | (1) 1/4Hp | 460 | NA | Electric | 3 | NA | NA | \Classifications\Building System Class\D30-HVAC Systems\D3040 - Distribution SYS\Supply/Exhaust/Return fans- FAN | 1019624
57-A10 | 57-A10 New Woodland Courthouse | 57-A10-D3042-220-EFN07 | Exhaust Fan EF-6.6 - For Staff Hallway Stariwell | Greenheck | 13565700 1401 | CUBE-101-4 | OM00042354 |  | South East roof | (1) 3L200R | NA | NA | (1) 1/4Hp | 460 | NA | Electric | 3 | NA | NA | \Classifications\Building System Class\D30-HVAC Systems\D3040 - Distribution SYS\Supply/Exhaust/Return fans- FAN | 1019625
57-A10 | 57-A10 New Woodland Courthouse | 57-A10-D3042-220-EFN08 | Exhaust Fan EF-6.7 - Mech. Rm. 6311 | Greenheck | 13565702 1401 | CUBE-141-10 | OM00042361 |  | Roof Mechanical Penthouse 6311 | (1) AP20 | (2) 11 3/8X19X4 | NA | (1) 1/4Hp | 460 | NA | Electric | 3 | NA | NA | \Classifications\Building System Class\D30-HVAC Systems\D3040 - Distribution SYS\Supply/Exhaust/Return fans- FAN | 1019626
57-A10 | 57-A10 New Woodland Courthouse | 57-A10-D3050-310-HPU01 | HP-1 8-ton VRV-III Heat Pump (1 of 1) | Daikin | A001271 | RXYQ120PBYD | OM00042345 |  | Southwest Corner of Roof | NA | NA | R-410A | NA | 460 | 3.9+8.4 | Electric | 3 | NA | NA | \Classifications\Building System Class\D30-HVAC Systems\D3050 - Package SYS\Heat Pump,Air Cooled - HPU | 1019627
57-A10 | 57-A10 New Woodland Courthouse | 57-A10-D3050-310-HPU02 | HP-2 28-ton VRV-III Heat Pump (1 of 3) | Daikin | A001274 | RXYQ120PBYD | OM00042346 |  | Southwest Corner of Roof | NA | NA | R-410A | (2) 0.47 | 460 | (5.4+8.4) X 2+(3.9+8.4) | Electric | 3 | NA | NA | \Classifications\Building System Class\D30-HVAC Systems\D3050 - Package SYS\Heat Pump,Air Cooled - HPU | 1019628
57-A10 | 57-A10 New Woodland Courthouse | 57-A10-D3050-310-HPU03 | HP-2 28-ton VRV-III Heat Pump (2 of 3) | Daikin | A001193 | RXYQ120PBYD | OM00042347 |  | Southwest Corner of Roof | NA | NA | R-410A | (2) 0.47 | 460 | (5.4+8.4) X 2+(3.9+8.4) | Electric | 3 | NA | NA | \Classifications\Building System Class\D30-HVAC Systems\D3050 - Package SYS\Heat Pump,Air Cooled - HPU | 1019629
57-A10 | 57-A10 New Woodland Courthouse | 57-A10-D3050-310-HPU04 | HP-2 28-ton VRV-III Heat Pump (3 of 3) | Daikin | A000633 | RXYQ120PBYD | OM00042348 |  | Southwest Corner of Roof | NA | NA | R-410A | (2) 0.47 | 460 | (5.4+8.4) X 2+(3.9+8.4) | Electric | 3 | NA | NA | \Classifications\Building System Class\D30-HVAC Systems\D3050 - Package SYS\Heat Pump,Air Cooled - HPU | 1019630
57-A10 | 57-A10 New Woodland Courthouse | 57-A10-D3050-310-HPU05 | HP-3 30-ton VRV-III Heat Pump (1 of 3) | Daikin | A000682 | RXYQ120PBYD | OM00042349 |  | Southwest Corner of Roof | NA | NA | R-410A | (2) 0.47 | 460 | (5.4+8.4) X 3 | Electric | 3 | NA | NA | \Classifications\Building System Class\D30-HVAC Systems\D3050 - Package SYS\Heat Pump,Air Cooled - HPU | 1019631
57-A10 | 57-A10 New Woodland Courthouse | 57-A10-D3050-310-HPU06 | HP-3 30-ton VRV-III Heat Pump (2 of 3) | Daikin | A001278 | RXYQ120PBYD | OM00042350 |  | Southwest Corner of Roof | NA | NA | R-410A | (2) 0.47 | 460 | (5.4+8.4) X 3 | Electric | 3 | NA | NA | \Classifications\Building System Class\D30-HVAC Systems\D3050 - Package SYS\Heat Pump,Air Cooled - HPU | 1019632
57-A10 | 57-A10 New Woodland Courthouse | 57-A10-D3050-310-HPU07 | HP-3 30-ton VRV-III Heat Pump (3 of 3) | Daikin | A001270 | RXYQ120PBYD | OM00042351 |  | Southwest Corner of Roof | NA | NA | R-410A | (2) 0.47 | 460 | (5.4+8.4) X 3 | Electric | 3 | NA | NA | \Classifications\Building System Class\D30-HVAC Systems\D3050 - Package SYS\Heat Pump,Air Cooled - HPU | 1019633
57-A10 | 57-A10 New Woodland Courthouse | 57-A10-D3068-100-BAS01 | BAS | Siemens | NA | Apogee | OM00042478 |  | Basement Engineers shop | NA | NA | NA | 0.5 | 460 | 0.67 | Electric | 3 | NA | NA | \Classifications\Building System Class\D30-HVAC Systems\D3060 - Control & Inst Air\Building Automation System - BAS | 1019634
57-A10 | 57-A10 New Woodland Courthouse | 57-A10-D4010-150-FMS01 | wet stand pipe | NA | NA | NA | OM00043106 |  | 1st. Flr. west stair well | NA | NA | NA | NA | NA | NA | NA | NA | NA | NA | \Classifications\Building System Class\D40-Fire Protection SYS\D4010 - Sprinkler SYS\Fire Systems, stand pipes - FMS | 1019635
57-A10 | 57-A10 New Woodland Courthouse | 57-A10-D2023-100-BFP01 | Chilled Water Backflow Preventer | Wilkins Zurn | 3989668 | 975XL2 | OM00042368 | Meter #: 294491 | Roof Mechanical Penthouse 6311 | NA | NA | NA | NA | NA | NA | NA | NA | NA | NA | \Classifications\Building System Class\D20-Plumbing\D2020 - Domestic Water\Backflow Preventer - BFP | 1019636
57-A10 | 57-A10 New Woodland Courthouse | 57-A10-D2023-100-BFP02 | Boiler Backflow Preventer | Wilkins Zurn | 3989670 | 975XL2 | OM00042386 | Meter#: 294492 | Roof Mechanical Penthouse 6511 | NA | NA | NA | NA | NA | NA | NA | NA | NA | NA | \Classifications\Building System Class\D20-Plumbing\D2020 - Domestic Water\Backflow Preventer - BFP | 1019637
57-A10 | 57-A10 New Woodland Courthouse | 57-A10-D2023-100-BFP03 | Cooling Tower Back Flow Preventer | Wilkins Zurn | X31239 | 375A Size 3 | OM00042395 | Meter #: 052014003112 | Roof Level Between Mechanical Penthouses 6311 and 6511 | NA | NA | NA | NA | NA | NA | NA | NA | NA | NA | \Classifications\Building System Class\D20-Plumbing\D2020 - Domestic Water\Backflow Preventer - BFP | 1019638
57-A10 | 57-A10 New Woodland Courthouse | 57-A10-D2023-100-BFP04 | BFP Domestic main | Wilkins Zurn | V41788 | 350ADA | OM00042481 | Meter #: 46684230 | Grounds west end of building | NA | NA | NA | NA | NA | NA | NA | NA | NA | NA | \Classifications\Building System Class\D20-Plumbing\D2020 - Domestic Water\Backflow Preventer - BFP | 1019639
57-A10 | 57-A10 New Woodland Courthouse | 57-A10-D2023-100-BFP05 | BFP Domestic bypass | Wilkins Zurn | 3980413XLD | 950XLD | OM00042482 | Meter #: 46684230 | Grounds west end of building | NA | NA | NA | NA | NA | NA | NA | NA | NA | NA | \Classifications\Building System Class\D20-Plumbing\D2020 - Domestic Water\Backflow Preventer - BFP | 1019640
57-A10 | 57-A10 New Woodland Courthouse | 57-A10-D2023-100-BFP06 | BFP Fire Main | Wilkins Zurn | V41950 | 350ADA | OM00042483 | Meter #: 46159645 | Grounds west end of building | NA | NA | NA | NA | NA | NA | NA | NA | NA | NA | \Classifications\Building System Class\D20-Plumbing\D2020 - Domestic Water\Backflow Preventer - BFP | 1019641
57-A10 | 57-A10 New Woodland Courthouse | 57-A10-D2023-100-BFP07 | BFP Fire bypass | Wilkins Zurn | 3987587XLD | 950XLD | OM00042484 | Meter #: 46159645 | Grounds west end of building | NA | NA | NA | NA | NA | NA | NA | NA | NA | NA | \Classifications\Building System Class\D20-Plumbing\D2020 - Domestic Water\Backflow Preventer - BFP | 1019642
57-A10 | 57-A10 New Woodland Courthouse | 57-A10-D2023-100-BFP08 | Landscaping Backflow | Wilkins Zurn | 4096831 | 975XL 1 1/2" | OM00042491 | Meter #: 78357683 | Grounds west end of building | NA | NA | NA | NA | NA | NA | NA | NA | NA | NA | \Classifications\Building System Class\D20-Plumbing\D2020 - Domestic Water\Backflow Preventer - BFP | 1019643
57-A10 | 57-A10 New Woodland Courthouse | 57-A10-D4022-210-FSG01 | Fire Pump | Firetrol | 1100238-01RE | FTA1930-AM50B | OM00042416 |  | Basement fire pump room | NA | NA | NA | 50 | 480 | 58.4 | Electric | 3 | NA | NA | \Classifications\Building System Class\D40-Fire Protection SYS\D4020 - Stand Pipe\Pump,Fire,Electric Motor Driven - FSG | 1019644
57-A10 | 57-A10 New Woodland Courthouse | 57-A10-D4022-210-JPM01 | Jockey Pump | AMT | 1626-330-00 | P63AAU-1129 | OM00042500 |  | Basement Fire Pump Room | NA | NA | NA | NA | 460 | DNA | Electric | 3 | NA | NA | \Classifications\Building System Class\D40-Fire Protection SYS\D4020 - Stand Pipe\Jockey Pump - JPM | 1019645
57-A10 | 57-A10 New Woodland Courthouse | 57-A10-D4031-100-FEX56 | Fire Extinguishers | Badger | NA | 10LB | OM00042486 |  | Throughout | NA | NA | NA | NA | NA | NA | NA | NA | NA | NA | \Classifications\Building System Class\D40-Fire Protection SYS\D4030 - FIRE SPEC\Fire Extinguisher - FEX | 1019646
57-A10 | 57-A10 New Woodland Courthouse | 57-A10-D5010-200-ESD01 | Main Switchboard MSB | Eaton Power Corp | DBN0476050 | Eaton PRLC | OM00042402 |  | Basement Electrical Room 0114 | NA | NA | NA | NA | 480Y/277 | 3000 AMP | Electric | 3 | NA | NA | \Classifications\Building System Class\D50-Electrical SYS\D5010 - Elec Service & Dist\Electical Service and Distribution - ESD | 1019647
57-A10 | 57-A10 New Woodland Courthouse | 57-A10-D5010-200-ESD02 | Main Switchboard MSB Cable Tap Switchboard | Eaton Power Corp | NA | Eaton PRLC | OM00042406 |  | Grounds Outdoor PG&E Transformer Yard | NA | NA | NA | NA | 480Y/277 | 3000 AMP | Electric | 3 | NA | NA | \Classifications\Building System Class\D50-Electrical SYS\D5010 - Elec Service & Dist\Electical Service and Distribution - ESD | 1019648
57-A10 | 57-A10 New Woodland Courthouse | 57-A10-D5010-200-ESD06 | Distribution Switchboard GHD | Eaton Power Corp | NA | Eaton PRLC | OM00042404 |  | Basement Electrical Room 0114 | NA | NA | NA | NA | 480Y/277 | 1600 AMP | Electric | 3 | NA | NA | \Classifications\Building System Class\D50-Electrical SYS\D5010 - Elec Service & Dist\Electical Service and Distribution - ESD | 1019649
57-A10 | 57-A10 New Woodland Courthouse | 57-A10-D5010-200-ESD07 | Distribution Switchboard SHD | Eaton Power Corp | 4.14E+09 | Eaton PRLC | OM00042403 |  | Basement Electrical Room 0114 | NA | NA | NA | NA | 480Y/277 | 1600 AMP | Electric | 3 | NA | NA | \Classifications\Building System Class\D50-Electrical SYS\D5010 - Elec Service & Dist\Electical Service and Distribution - ESD | 1019650
57-A10 | 57-A10 New Woodland Courthouse | 57-A10-D5010-200-ESD03 | Distribution Switchboard EHD | Eaton Power Corp | NA | Eaton PRLC | OM00042405 |  | Basement Electrical Room 0114 | NA | NA | NA | NA | 480Y/277 | 200 AMP | Electric | 3 | NA | NA | \Classifications\Building System Class\D50-Electrical SYS\D5010 - Elec Service & Dist\Electical Service and Distribution - ESD | 1019651
57-A10 | 57-A10 New Woodland Courthouse | 57-A10-D5010-200-ESD04 | Distribution Switchboard HDP | Eaton Power Corp | 4.14E+09 | Eaton PRLC | OM00042412 |  | Roof Mechanical Penthouse 6511 | NA | NA | NA | NA | 480Y/277 | 1200 AMP | Electric | 3 | NA | NA | \Classifications\Building System Class\D50-Electrical SYS\D5010 - Elec Service & Dist\Electical Service and Distribution - ESD | 1019652
57-A10 | 57-A10 New Woodland Courthouse | 57-A10-D5010-200-ESD05 | Distribution Switchboard SHDP | Eaton Power Corp | NA | Eaton PRLC | OM00042413 |  | Roof Mechanical Penthouse 6511 | NA | NA | NA | NA | 480Y/277 | 600 AMP | Electric | 3 | NA | NA | \Classifications\Building System Class\D50-Electrical SYS\D5010 - Elec Service & Dist\Electical Service and Distribution - ESD | 1019653
57-A10 | 57-A10 New Woodland Courthouse | 57-A10-D5011-240-TRN01 | Dry Type Transformer TX/1 | Eaton Power Corp | J14F51416 | Eaton N48M28B12CUEE | OM00042424 |  | 1st. Flr. Electrical Room 1402 | NA | NA | NA | NA | 480 Primary, 208Y/120 Secondary | 112.5 KVA | Electric | 3 | NA |  | \Classifications\Building System Class\D50-Electrical SYS\D5010 - Elec Service & Dist\Transformer - TRN | 1019654
57-A10 | 57-A10 New Woodland Courthouse | 57-A10-D5011-240-TRN02 | Dry Type Transformer TX/2 | Eaton Power Corp | J14ES1316 | Eaton N48M28B12CUEE | OM00042439 |  | 2nd. Flr. Electrical Room 2402 | NA | NA | NA | NA | 480 Primary, 208Y/120 Secondary | 112.5 KVA | Electric | 3 | NA | NA | \Classifications\Building System Class\D50-Electrical SYS\D5010 - Elec Service & Dist\Transformer - TRN | 1019655
57-A10 | 57-A10 New Woodland Courthouse | 57-A10-D5011-240-TRN03 | Dry Type Transformer TX/3 | Eaton Power Corp | J14E5263 | Eaton N48M28B12CUEE | OM00042426 |  | 3rd. Flr. Electrical Room 3402 | NA | NA | NA | NA | 480 Primary, 208Y/120 Secondary | 112.5 KVA | Electric | 3 | NA | NA | \Classifications\Building System Class\D50-Electrical SYS\D5010 - Elec Service & Dist\Transformer - TRN | 1019656
57-A10 | 57-A10 New Woodland Courthouse | 57-A10-D5011-240-TRN04 | Dry Type Transformer ETX/1 | Eaton Power Corp | J14F00927 | Eaton V48M28B30CUEE | OM00042422 |  | 1st. Flr. Electrical Room 1402 | NA | NA | NA | NA | 480 Primary, 208Y/120 Secondary | 30 KVA | Electric | 3 | NA | NA | \Classifications\Building System Class\D50-Electrical SYS\D5010 - Elec Service & Dist\Transformer - TRN | 1019657
57-A10 | 57-A10 New Woodland Courthouse | 57-A10-D5011-240-TRN05 | Dry Type Transformer STX/1 | Eaton Power Corp | J14F51316 | Eaton V48M28B30CUEE | OM00042423 |  | 1st. Flr. Electrical Room 1402 | NA | NA | NA | NA | 480 Primary, 208Y/120 Secondary | 30 KVA | Electric | 3 | NA | NA | \Classifications\Building System Class\D50-Electrical SYS\D5010 - Elec Service & Dist\Transformer - TRN | 1019658
57-A10 | 57-A10 New Woodland Courthouse | 57-A10-D5011-240-TRN06 | Dry Type Transformer STX/2 | Eaton Power Corp | J14F51285 | Eaton V48M28B30CUEE | OM00042438 |  | 2nd. Flr. Electrical Room 2402 | NA | NA | NA | NA | 480 Primary, 208Y/120 Secondary | 30 KVA | Electric | 3 | NA | NA | \Classifications\Building System Class\D50-Electrical SYS\D5010 - Elec Service & Dist\Transformer - TRN | 1019659
57-A10 | 57-A10 New Woodland Courthouse | 57-A10-D5011-240-TRN07 | Dry Type Transformer STX/3 | Eaton Power Corp | J14F00925 | Eaton V48M28B30CUEE | OM00042425 |  | 3rd. Flr. Electrical Room 3402 | NA | NA | NA | NA | 480 Primary, 208Y/120 Secondary | 30 KVA | Electric | 3 | NA | NA | \Classifications\Building System Class\D50-Electrical SYS\D5010 - Elec Service & Dist\Transformer - TRN | 1019660
57-A10 | 57-A10 New Woodland Courthouse | 57-A10-D5011-240-TRN08 | Dry Type Transformer STX/4 | Eaton Power Corp | J14F50303 | Eaton V48M28B30CUEE | OM00042428 |  | 4th. Flr. Electrical Room 4402 | NA | NA | NA | NA | 480 Primary, 208Y/120 Secondary | 30 KVA | Electric | 3 | NA | NA | \Classifications\Building System Class\D50-Electrical SYS\D5010 - Elec Service & Dist\Transformer - TRN | 1019661
57-A10 | 57-A10 New Woodland Courthouse | 57-A10-D5011-240-TRN09 | Dry Type Transformer ETX/4 | Eaton Power Corp | J14F50223 | Eaton V48M28B30CUEE | OM00042444 |  | 4th. Flr. Electrical Room 4402 | NA | NA | NA | NA | 480 Primary, 208Y/120 Secondary | 30 KVA | Electric | 3 | NA | NA | \Classifications\Building System Class\D50-Electrical SYS\D5010 - Elec Service & Dist\Transformer - TRN | 1019662
57-A10 | 57-A10 New Woodland Courthouse | 57-A10-D5011-240-TRN10 | Dry Type Transformer STX/B | Eaton Power Corp | J14D51221 | Eaton V48M28B30CUEE | OM00042421 |  | Basement Electrical Room 0317 | NA | NA | NA | NA | 480 Primary, 208Y/120 Secondary | 30 KVA | Electric | 3 | NA | NA | \Classifications\Building System Class\D50-Electrical SYS\D5010 - Elec Service & Dist\Transformer - TRN | 1019664
57-A10 | 57-A10 New Woodland Courthouse | 57-A10-D5011-240-TRN11 | Dry Type Transformer STX/5 | Eaton Power Corp | J14F00220 | Eaton V48M28B30CUEE | OM00042442 |  | 5th. Flr. Electrical Room 5402 | NA | NA | NA | NA | 480 Primary, 208Y/120 Secondary | 30 KVA | Electric | 3 | NA | NA | \Classifications\Building System Class\D50-Electrical SYS\D5010 - Elec Service & Dist\Transformer - TRN | 1019665
57-A10 | 57-A10 New Woodland Courthouse | 57-A10-D5011-240-TRN12 | Dry Type Transformer TX/SLP | Eaton Power Corp | J14C50405 | Eaton V48M28B15CUEE | OM00042440 |  | Roof Mechanical Penthouse 6511 | NA | NA | NA | NA | 480 Primary, 208Y/120 Secondary | 15 KVA | Electric | 3 | NA | NA | \Classifications\Building System Class\D50-Electrical SYS\D5010 - Elec Service & Dist\Transformer - TRN | 1019666
57-A10 | 57-A10 New Woodland Courthouse | 57-A10-D5011-240-TRN13 | Dry Type Transformer TX/LP | Eaton Power Corp | J14C50417 | Eaton V48M28B15CUEE | OM00042441 |  | Roof Mechanical Penthouse 6511 | NA | NA | NA | NA | 480 Primary, 208Y/120 Secondary | 15 KVA | Electric | 3 | NA | NA | \Classifications\Building System Class\D50-Electrical SYS\D5010 - Elec Service & Dist\Transformer - TRN | 1019667
57-A10 | 57-A10 New Woodland Courthouse | 57-A10-D5011-240-TRN14 | Dry Type Transformer TX/4 | Eaton Power Corp | J14F51389 | Eaton V48M28B75CUEE | OM00042427 |  | 4th. Flr. Electrical Room 4402 | NA | NA | NA | NA | 480 Primary, 208Y/120 Secondary | 75 KVA | Electric | 3 | NA | NA | \Classifications\Building System Class\D50-Electrical SYS\D5010 - Elec Service & Dist\Transformer - TRN | 1019668
57-A10 | 57-A10 New Woodland Courthouse | 57-A10-D5011-240-TRN15 | Dry Type Transformer TX/5 | Eaton Power Corp | J14G50537 | Eaton V48M28B75CUEE | OM00042443 |  | 5th. Flr. Electrical Room 5402 | NA | NA | NA | NA | 480 Primary, 208Y/120 Secondary | 75 KVA | Electric | 3 | NA | NA | \Classifications\Building System Class\D50-Electrical SYS\D5010 - Elec Service & Dist\Transformer - TRN | 1019669
57-A10 | 57-A10 New Woodland Courthouse | 57-A10-D5011-240-TRN16 | Dry Type Transformer TX/B | Eaton Power Corp | J14B50998 | Eaton V48M28B45CUEE | OM00042420 |  | Basement Electrical Room 0317 | NA | NA | NA | NA | 480 Primary, 208Y/120 Secondary | 45 KVA | Electric | 3 | NA | NA | \Classifications\Building System Class\D50-Electrical SYS\D5010 - Elec Service & Dist\Transformer - TRN | 1019670
57-A10 | 57-A10 New Woodland Courthouse | 57-A10-D3060-100-RDS01 | Refrigerant Leak Detection | Chillgard | 27364-1414 | 806966 | OM00042362 |  | Roof East Mechanical Penthouse 6312 | NA | (2) Chill Guard P/N 711561 (5) Internal Filters | NA | NA | NA | NA | NA | NA | NA | NA | \Classifications\Building System Class\D30-HVAC Systems\D3060 - Control & Inst Air\Refrigerant Leak Detection System - RDS | 1019672
57-A10 | 57-A10 New Woodland Courthouse | 57-A10-D5036-200-CSY01 | Master clock | Master clock | NA | CLKNTD 18 | OM00043102 |  | all floors | NA | NA | NA | NA | 120 | DNA | Electric | 1 | NA | NA | \Classifications\Building System Class\D50-Electrical SYS\D5030 - Comm & Security\Clock Systems - CSY | 1019673
57-A10 | 57-A10 New Woodland Courthouse | 57-A10-D5037-710-FAP01 | Siemens Fire Alarm Panel | Siemens | NA | PMI-2 | OM00042399 |  | Basement main electrical room | NA | NA | NA | NA | NA | NA | Electric | NA | NA |  | \Classifications\Building System Class\D50-Electrical SYS\D5030 - Comm & Security\Fire Alarm Panel - FAP | 1019674
57-A10 | 57-A10 New Woodland Courthouse | 57-A10-D5092-100-UPS01 | UPS | Libert | 21012003 252143010002 | 38SA200A0A00 | OM00042409 |  | 3rd. Flr. IMDF Room 3609 | NA | NA | NA | NA | 480 | 338 | Electric and lead-sulfuric acid | 3 | NA | NA | \Classifications\Building System Class\D50-Electrical SYS\D5090 - Elec SYS\Uninterruptible Power System - UPS | 1019675
57-A10 | 57-A10 New Woodland Courthouse | 57-A10-D5092-250-EML160 | Emergency Lights/Exit Signs | NA | NA | NA | OM00042487 |  | Throughout | NA | NA | NA | NA | NA | NA | NA | NA | NA | NA | \Classifications\Building System Class\D50-Electrical SYS\D5090 - Elec SYS\Emergency And Exit Lighting - EML | 1019676
57-A10 | 57-A10 New Woodland Courthouse | 57-A10-D2030-410-PMS01 | Sewage Ejection Pump (1 Control Panel and 2 Pumps) | Weil | 520.638 | W-8165-T-100-D | OM00042415 |  | Basement fire pump room | NA | NA | NA | NA | 460 | 10 | Electric | 3 | NA | NA | \Classifications\Building System Class\D20-Plumbing\D2030 - Sani Waste\Sewage Ejector Pump - PMS | 1019677
57-A10 | 57-A10 New Woodland Courthouse | 57-A10-D2030-410-PMS02 | Storm water Ejector pumps (1 Control Panel and 2 Pumps) | Orenco systems | EDW-CD-PLC-137 | PLC-DAX4603OSF HS LLS VFD2 | OM00042414 |  | Basement Entry to Judges Parking | NA | NA | NA | NA | 460 | 11.2 | Electric | 3 | NA | NA | \Classifications\Building System Class\D20-Plumbing\D2030 - Sani Waste\Sewage Ejector Pump - PMS | 1019678
57-A10 | 57-A10 New Woodland Courthouse | 57-A10-B2033-120-DOR01 | East Side Exit Automatic Door | Horton Automatics | NA | 4900 SERIES | OM00042504 |  | 1st. Flr. Entrance single door | NA | NA | NA | NA | 120 | 3.15 | Electric | 1 | NA | NA | \Classifications\Building System Class\B20-General Building Exterior\B2030 - Exterior Doors\Door,Automatic-Sliding,Revolving - DOR | 1019679
57-A10 | 57-A10 New Woodland Courthouse | 57-A10-B2033-120-DOR02 | Main Entrance Automatic Door | Horton Automatics | NA | 4900 SERIES | OM00042505 |  | 1st. Flr. Entrance double door | NA | NA | NA | NA | 120 | 3.15 | Electric | 1 | NA | NA | \Classifications\Building System Class\B20-General Building Exterior\B2030 - Exterior Doors\Door,Automatic-Sliding,Revolving - DOR | 1019680
57-A10 | 57-A10 New Woodland Courthouse | 57-A10-B2033-120-DOR03 | West Side Exit Automatic Door | Horton Automatics | NA | 4900 SERIES | OM00042507 |  | 1st. Flr. Exit single door | NA | NA | NA | NA | 120 | 3.15 | Electric | 1 | NA | NA | \Classifications\Building System Class\B20-General Building Exterior\B2030 - Exterior Doors\Door,Automatic-Sliding,Revolving - DOR | 1019681
57-A10 | 57-A10 New Woodland Courthouse | 57-A10-B2033-120-DOR04 | Main Exit Automatic Door | Horton Automatics | NA | 4900 SERIES | OM00042506 |  | 1st. Flr. Exit double door | NA | NA | NA | NA | 120 | 3.15 | Electric | 1 | NA | NA | \Classifications\Building System Class\B20-General Building Exterior\B2030 - Exterior Doors\Door,Automatic-Sliding,Revolving - DOR | 1019682
57-A10 | 57-A10 New Woodland Courthouse | 57-A10-B2033-120-DOR05 | Main Exit Automatic Door Security Control Automatic Door | LCN | NA | 2030 | OM00042508 |  | 1st. Flr. security control room | NA | NA | NA | NA | 120 | 3 | Electric | 1 | NA | NA | \Classifications\Building System Class\B20-General Building Exterior\B2030 - Exterior Doors\Door,Automatic-Sliding,Revolving - DOR | 1019683
57-A10 | 57-A10 New Woodland Courthouse | 57-A10-B2033-120-DOR06 | Employee Back Entrance Automatic Door | LCN | NA | 3454 | OM00042511 |  | 1st. Flr. secure hall | NA | NA | NA | NA | 120 | 3 | Electric | 1 | NA | NA | \Classifications\Building System Class\B20-General Building Exterior\B2030 - Exterior Doors\Door,Automatic-Sliding,Revolving - DOR | 1019684
57-A10 | 57-A10 New Woodland Courthouse | 57-A10-B2034-400-DOH01 | Overhead Gate Sallyport East | Cornell | 248633-1 | PRO-FEG | OM00042408 |  | Basement entry ramp | NA | NA | NA | NA | 460 | 1.44 | Electric | 3 | NA | NA | \Classifications\Building System Class\B20-General Building Exterior\B2030 - Exterior Doors\Door,Overhead-Shutter,Manual,Elec,Roll-up - DOH | 1019685
57-A10 | 57-A10 New Woodland Courthouse | 57-A10-B2034-400-DOH02 | Overhead Gate Sallyport West | Cornell | 248633-1 | PRO-FEG | OM00042407 |  | Basement entry ramp | NA | NA | NA | 1 | 460 | 1.44 | Electric | 3 | NA | NA | \Classifications\Building System Class\B20-General Building Exterior\B2030 - Exterior Doors\Door,Overhead-Shutter,Manual,Elec,Roll-up - DOH | 1019686
57-A10 | 57-A10 New Woodland Courthouse | 57-A10-B2034-400-DOH03 | Loading Dock overhead door | Cornell | SGH0-05043ESR-C00449 | SGH5043E | OM00042477 |  | Exterior rear of building | NA | NA | NA | 0.5 | 460 | 0.67 | Electric | 3 | NA | NA | \Classifications\Building System Class\B20-General Building Exterior\B2030 - Exterior Doors\Door,Overhead-Shutter,Manual,Elec,Roll-up - DOH | 1019687
57-A10 | 57-A10 New Woodland Courthouse | 57-A10-B2034-400-DOH04 | Judges Parking overhead door | Cornell | SGH0-05043ESR-C00448 | SGH5043E | OM00042474 |  | Exterior rear of building | NA | NA | NA | 0.5 | 460 | 0.67 | Electric | 3 | NA |  | \Classifications\Building System Class\B20-General Building Exterior\B2030 - Exterior Doors\Door,Overhead-Shutter,Manual,Elec,Roll-up - DOH | 1019688
57-A10 | 57-A10 New Woodland Courthouse | 57-A10-C1020-110-FRD01 | 5th. Flr. Elevator P1 Fire Smoke Screen | Smoke Guard | NA | Model 400 | OM00043110 |  | 5th. Flr. Elevator lobby P3 | NA | NA | NA | NA | 120 | DNA | Electric | 1 | NA | NA | \Classifications\Building System Class\C10-General Building Interior\C1020 - Fire Doors\Fire Doors - FRD | 1019689
57-A10 | 57-A10 New Woodland Courthouse | 57-A10-C1020-110-FRD04 | 5th. Flr. Elevator S1 Fire Smoke Screen | Smoke Guard | NA | Model 400 | OM00043111 |  | 5th. Flr. Secure Hall S1 | NA | NA | NA | NA | 120 | DNA | Electric | 1 | NA | NA | \Classifications\Building System Class\C10-General Building Interior\C1020 - Fire Doors\Fire Doors - FRD | 1019690
57-A10 | 57-A10 New Woodland Courthouse | 57-A10-C1020-110-FRD05 | 5th. Flr. Elevator S2 Fire Smoke Screen | Smoke Guard | NA | Model 400 | OM00042449 |  | 5th. Flr. Secure Hall S2 | NA | NA | NA | NA | 120 | NA | Electric | 1 | NA | NA | \Classifications\Building System Class\C10-General Building Interior\C1020 - Fire Doors\Fire Doors - FRD | 1019691
57-A10 | 57-A10 New Woodland Courthouse | 57-A10-C1020-110-FRD02 | 5th. Flr. Elevator P2 Fire Smoke Screen | Smoke Guard | NA | Model 400 | OM00042446 |  | 5th. Flr. Elevator lobby P2 | NA | NA | NA | NA | 120 | DNA | Electric | 1 | NA | NA | \Classifications\Building System Class\C10-General Building Interior\C1020 - Fire Doors\Fire Doors - FRD | 1019693
57-A10 | 57-A10 New Woodland Courthouse | 57-A10-C1020-110-FRD06 | 5th. Flr. Elevator I1 Fire Smoke Screen | Smoke Guard | NA | Model 400 | OM00042450 |  | 5th. Flr. Inmate Holding I1 | NA | NA | NA | NA | 120 | DNA | Electric | 1 | NA | NA | \Classifications\Building System Class\C10-General Building Interior\C1020 - Fire Doors\Fire Doors - FRD | 1019694
57-A10 | 57-A10 New Woodland Courthouse | 57-A10-C1020-110-FRD07 | 5th. Flr. Elevator I2 Fire Smoke Screen | Smoke Guard | NA | Model 400 | OM00042451 |  | 5th. Flr. Inmate Holding I2 | NA | NA | NA | NA | 120 | DNA | Electric | 1 | NA | NA | \Classifications\Building System Class\C10-General Building Interior\C1020 - Fire Doors\Fire Doors - FRD | 1019696
57-A10 | 57-A10 New Woodland Courthouse | 57-A10-C1020-110-FRD08 | 4th. Flr. Elevator I1 Fire Smoke Screen | Smoke Guard | NA | Model 400 | OM00042452 |  | 4th. Flr. Inmate Holding I1 | NA | NA | NA | NA | 120 | DNA | Electric | 1 | NA | NA | \Classifications\Building System Class\C10-General Building Interior\C1020 - Fire Doors\Fire Doors - FRD | 1019697
57-A10 | 57-A10 New Woodland Courthouse | 57-A10-C1020-110-FRD09 | 4th. Flr. Elevator I2 Fire Smoke Screen | Smoke Guard | NA | Model 400 | OM00042453 |  | 4th. Flr. Inmate Holding I2 | NA | NA | NA | NA | 120 | DNA | Electric | 1 | NA | NA | \Classifications\Building System Class\C10-General Building Interior\C1020 - Fire Doors\Fire Doors - FRD | 1019698
57-A10 | 57-A10 New Woodland Courthouse | 57-A10-C1020-110-FRD10 | 4th. Flr. Elevator P1 Fire Smoke Screen | Smoke Guard | NA | Model 400 | OM00042454 |  | 4th. Flr. Inmate Holding P1 | NA | NA | NA | NA | 120 | DNA | Electric | 1 | NA | NA | \Classifications\Building System Class\C10-General Building Interior\C1020 - Fire Doors\Fire Doors - FRD | 1019699
57-A10 | 57-A10 New Woodland Courthouse | 57-A10-C1020-110-FRD11 | 4th. Flr. Elevator P2 Fire Smoke Screen | Smoke Guard | NA | Model 400 | OM00042455 |  | 4th. Flr. Elevator lobby P2 | NA | NA | NA | NA | 120 | DNA | Electric | 1 | NA | NA | \Classifications\Building System Class\C10-General Building Interior\C1020 - Fire Doors\Fire Doors - FRD | 1019700
57-A10 | 57-A10 New Woodland Courthouse | 57-A10-C1020-110-FRD12 | 4th. Flr. Elevator P3 Fire Smoke Screen | Smoke Guard | NA | Model 400 | OM00042456 |  | 4th. Flr. Elevator lobby P3 | NA | NA | NA | NA | 120 | DNA | Electric | 1 | NA | NA | \Classifications\Building System Class\C10-General Building Interior\C1020 - Fire Doors\Fire Doors - FRD | 1019701
57-A10 | 57-A10 New Woodland Courthouse | 57-A10-C1020-110-FRD13 | 4th. Flr. Elevator S1 Fire Smoke Screen | Smoke Guard | NA | Model 400 | OM00042457 |  | 4th. Flr. Secure Hall S1 | NA | NA | NA | NA | 120 | DNA | Electric | 1 | NA | NA | \Classifications\Building System Class\C10-General Building Interior\C1020 - Fire Doors\Fire Doors - FRD | 1019702
57-A10 | 57-A10 New Woodland Courthouse | 57-A10-C1020-110-FRD14 | 4th. Flr. Elevator S2 Fire Smoke Screen | Smoke Guard | NA | Model 400 | OM00042458 |  | 4th. Flr. Secure Hall S2 | NA | NA | NA | NA | 120 | DNA | Electric | 1 | NA | NA | \Classifications\Building System Class\C10-General Building Interior\C1020 - Fire Doors\Fire Doors - FRD | 1019703
57-A10 | 57-A10 New Woodland Courthouse | 57-A10-C1020-110-FRD15 | 3rd. Flr. Elevator S1 Fire Smoke Screen | Smoke Guard | NA | Model 400 | OM00043108 |  | 3rd. Flr. Secure Hall S1 | NA | NA | NA | NA | 120 | DNA | Electric | 1 | NA | NA | \Classifications\Building System Class\C10-General Building Interior\C1020 - Fire Doors\Fire Doors - FRD | 1019705
57-A10 | 57-A10 New Woodland Courthouse | 57-A10-C1020-110-FRD16 | 3rd. Flr. Elevator S2 Fire Smoke Screen | Smoke Guard | NA | Model 400 | OM00042460 |  | 3rd. Flr. Secure Hall S2 | NA | NA | NA | NA | 120 | DNA | Electric | 1 | NA | NA | \Classifications\Building System Class\C10-General Building Interior\C1020 - Fire Doors\Fire Doors - FRD | 1019706
57-A10 | 57-A10 New Woodland Courthouse | 57-A10-C1020-110-FRD17 | 3rd. Flr. Elevator P1 Fire Smoke Screen | Smoke Guard | NA | Model 400 | OM00042461 |  | 3rd. Flr. Elevator lobby P1 | NA | NA | NA | NA | 120 | DNA | Electric | 1 | NA | NA | \Classifications\Building System Class\C10-General Building Interior\C1020 - Fire Doors\Fire Doors - FRD | 1019707
57-A10 | 57-A10 New Woodland Courthouse | 57-A10-C1020-110-FRD18 | 3rd. Flr. Elevator P2 Fire Smoke Screen | Smoke Guard | NA | Model 400 | OM00042462 |  | 3rd. Flr. Elevator lobby P2 | NA | NA | NA | NA | 120 | DNA | Electric | 1 | NA | NA | \Classifications\Building System Class\C10-General Building Interior\C1020 - Fire Doors\Fire Doors - FRD | 1019708
57-A10 | 57-A10 New Woodland Courthouse | 57-A10-C1020-110-FRD19 | 3rd. Flr. Elevator P3 Fire Smoke Screen | Smoke Guard | NA | Model 400 | OM00042463 |  | 3rd. Flr. Elevator lobby P3 | NA | NA | NA | NA | 120 | DNA | Electric | 1 | NA | NA | \Classifications\Building System Class\C10-General Building Interior\C1020 - Fire Doors\Fire Doors - FRD | 1019709
57-A10 | 57-A10 New Woodland Courthouse | 57-A10-C1020-110-FRD20 | 2nd. Flr. Elevator S1 Fire Smoke Screen | Smoke Guard | NA | Model 400 | OM00042464 |  | 2nd. Flr. Secure Hall S1 | NA | NA | NA | NA | 120 | DNA | Electric | 1 | NA | NA | \Classifications\Building System Class\C10-General Building Interior\C1020 - Fire Doors\Fire Doors - FRD | 1019710
57-A10 | 57-A10 New Woodland Courthouse | 57-A10-C1020-110-FRD21 | 2nd. Flr. Elevator S1 Fire Smoke Screen | Smoke Guard | NA | Model 400 | OM00042465 |  | 2nd. Flr. Secure Hall S2 | NA | NA | NA | NA | 120 | DNA | Electric | 1 | NA | NA | \Classifications\Building System Class\C10-General Building Interior\C1020 - Fire Doors\Fire Doors - FRD | 1019711
57-A10 | 57-A10 New Woodland Courthouse | 57-A10-C1020-110-FRD22 | 2nd. Flr. Elevator P1 Fire Smoke Screen | Smoke Guard | NA | Model 400 | OM00043107 |  | 2nd. Flr. Elevator lobby P1 | NA | NA | NA | NA | 120 | DNA | Electric | 1 | NA | NA | \Classifications\Building System Class\C10-General Building Interior\C1020 - Fire Doors\Fire Doors - FRD | 1019712
57-A10 | 57-A10 New Woodland Courthouse | 57-A10-C1020-110-FRD23 | 2nd. Flr. Elevator P2 Fire Smoke Screen | Smoke Guard | NA | Model 400 | OM00042475 |  | 2nd. Flr. Elevator lobby P2 | NA | NA | NA | NA | 120 | DNA | Electric | 1 | NA | NA | \Classifications\Building System Class\C10-General Building Interior\C1020 - Fire Doors\Fire Doors - FRD | 1019713
57-A10 | 57-A10 New Woodland Courthouse | 57-A10-C1020-110-FRD24 | 2nd. Flr. Elevator P3 Fire Smoke Screen | Smoke Guard | NA | Model 400 | OM00042467 |  | 2nd. Flr. Elevator lobby P3 | NA | NA | NA | NA | 120 | DNA | Electric | 1 | NA | NA | \Classifications\Building System Class\C10-General Building Interior\C1020 - Fire Doors\Fire Doors - FRD | 1019714
57-A10 | 57-A10 New Woodland Courthouse | 57-A10-C1020-110-FRD25 | 2nd. Flr. Elevator I1 Fire Smoke Screen | Smoke Guard | NA | Model 400 | OM00042468 |  | 2nd. Flr. Inmate Holding I1 | NA | NA | NA | NA | 120 | DNA | Electric | 1 | NA | NA | \Classifications\Building System Class\C10-General Building Interior\C1020 - Fire Doors\Fire Doors - FRD | 1019715
57-A10 | 57-A10 New Woodland Courthouse | 57-A10-C1020-110-FRD26 | 2nd. Flr. Elevator I2 Fire Smoke Screen | Smoke Guard | NA | Model 400 | OM00042469 |  | 2nd. Flr. Inmate Holding I2 | NA | NA | NA | NA | 120 | DNA | Electric | 1 | NA | NA | \Classifications\Building System Class\C10-General Building Interior\C1020 - Fire Doors\Fire Doors - FRD | 1019716
57-A10 | 57-A10 New Woodland Courthouse | 57-A10-C1020-110-FRD27 | 1st. Flr. Elevator I2 Fire Smoke Screen | Smoke Guard | NA | Model 400 | OM00042470 |  | 1st. Flr. Inmate Holding I2 | NA | NA | NA | NA | 120 | DNA | Electric | 1 | NA | NA | \Classifications\Building System Class\C10-General Building Interior\C1020 - Fire Doors\Fire Doors - FRD | 1019718
57-A10 | 57-A10 New Woodland Courthouse | 57-A10-C1020-110-FRD28 | Basement Elevator S1 Fire Smoke Screen | Smoke Guard | NA | Model 400 | OM00043112 |  | Basement Secure Hall S1 | NA | NA | NA | NA | 120 | DNA | Electric | 1 | NA | NA | \Classifications\Building System Class\C10-General Building Interior\C1020 - Fire Doors\Fire Doors - FRD | 1019720
57-A10 | 57-A10 New Woodland Courthouse | 57-A10-C1020-110-FRD29 | Basement Elevator S2 Fire Smoke Screen | Smoke Guard | NA | Model 400 | OM00042472 |  | Basement Secure Hall S2 | NA | NA | NA | NA | 120 | DNA | Electric | 1 | NA | NA | \Classifications\Building System Class\C10-General Building Interior\C1020 - Fire Doors\Fire Doors - FRD | 1019721
57-A10 | 57-A10 New Woodland Courthouse | 57-A10-C1020-110-FRD30 | Basement Elevator P1 Fire Smoke Screen | Smoke Guard | NA | Model 400 | OM00042473 |  | Basement attorney visitation area P1 | NA | NA | NA | NA | 120 | DNA | Electric | 1 | NA | NA | \Classifications\Building System Class\C10-General Building Interior\C1020 - Fire Doors\Fire Doors - FRD | 1019722
57-A10 | 57-A10 New Woodland Courthouse | 57-A10-D2022-100-HWE01 | Domestic Water Heater 01 | AO Smith | 1250M001451 | BTH500104 | OM00042389 |  | Roof Mechanical Penthouse 6511 | NA | NA | NA | NA | 120 | 5 | Natural Gas | 1 | 499,900 |  | \Classifications\Building System Class\D20-Plumbing\D2020 - Domestic Water\Domestic Water Heater, Electric - HWE | 1019723
57-A10 | 57-A10 New Woodland Courthouse | 57-A10-D2022-100-HWE02 | Domestic Water Heater 02 | AO Smith | 1412M000093 | BTH500104 | OM00042390 |  | Roof Mechanical Penthouse 6511 | NA | NA | NA | NA | 120 | 5 | Natural Gas | 1 | 499,900 | NA | \Classifications\Building System Class\D20-Plumbing\D2020 - Domestic Water\Domestic Water Heater, Electric - HWE | 1019724
57-A10 | 57-A10 New Woodland Courthouse | 57-A10-D5010-234-ATS01 | Automatic Transfer Switch ATS-E | Kohler Power Systems | SGM32B234 | Kohler KGS-DMVA-1600S | OM00042401 |  | Basement Electric Room 0114 | NA | NA | NA | NA | 480 | 1600 amp | Electric | 3 | NA | NA | \Classifications\Building System Class\D50-Electrical SYS\D5010 - Elec Service & Dist\Automatic Transfer Switch - ATS | 1019725
57-A10 | 57-A10 New Woodland Courthouse | 57-A10-D5010-234-ATS02 | Automatic Transfer Switch ATS-S | Kohler Power Systems | SGM32B233 | Kohler KGS-DMVA-1600S | OM00042400 |  | Basement Electric Room 0114 | NA | NA | NA | NA | 480 | 1600 amp | Electric | 3 | NA | NA | \Classifications\Building System Class\D50-Electrical SYS\D5010 - Elec Service & Dist\Automatic Transfer Switch - ATS | 1019726
57-A10 | 57-A10 New Woodland Courthouse | 57-A10-G2023-150-PEG01 | West Exit Swing Gate Opener - A | HySecurity | SM20-1331-922 | SwingSmart DC 30 | OM00042492 |  | Grounds West Side of Secured Parking lot Exit | NA | NA | NA | NA | 115 | 3 | Electric | 1 | NA | NA | \Classifications\Building System Class\G20-Other Systems\G2020 - Parking Lots\Secured Parking Gate - PEG | 1019727
57-A10 | 57-A10 New Woodland Courthouse | 57-A10-G2023-150-PEG02 | West Exit Swing Gate Opener - B | HySecurity | SM20-1331-921 | SwingSmart DC 30 | OM00042493 |  | Grounds West Side of Secured Parking lot Exit | NA | NA | NA | NA | 115 | 3 | Electric | 1 | NA | NA | \Classifications\Building System Class\G20-Other Systems\G2020 - Parking Lots\Secured Parking Gate - PEG | 1019728
57-A10 | 57-A10 New Woodland Courthouse | 57-A10-G2023-150-PEG03 | West Entrance Gate - A | HySecurity | SM20-1330-907 | SwingSmart DC 30 | OM00042494 |  | Grounds West Side of Secured Parking lot Entrance | NA | NA | NA | NA | 115 | 3 | Electric | 1 | NA | NA | \Classifications\Building System Class\G20-Other Systems\G2020 - Parking Lots\Secured Parking Gate - PEG | 1019729
57-A10 | 57-A10 New Woodland Courthouse | 57-A10-G2023-150-PEG04 | West Entrance Swing Gate Opener - B | HySecurity | SM20-1331-978 | SwingSmart DC 30 | OM00042495 |  | Grounds West Side of Secured Parking lot Entrance | NA | NA | NA | NA | 115 | 3 | Electric | 1 | NA | NA | \Classifications\Building System Class\G20-Other Systems\G2020 - Parking Lots\Secured Parking Gate - PEG | 1019730
57-A10 | 57-A10 New Woodland Courthouse | 57-A10-G2023-150-PEG05 | East Exit Swing Gate Opener - A | HySecurity | SM20-1331-920 | SwingSmart DC 30 | OM00042496 |  | Grounds East Side of Secured Parking lot Exit | NA | NA | NA | NA | 115 | 3 | Electric | 1 | NA | NA | \Classifications\Building System Class\G20-Other Systems\G2020 - Parking Lots\Secured Parking Gate - PEG | 1019731
57-A10 | 57-A10 New Woodland Courthouse | 57-A10-G2023-150-PEG06 | East Exit Swing Gate Opener - B | HySecurity | SM20-1331-919 | SwingSmart DC 30 | OM00042497 |  | Grounds East Side of Secured Parking lot Exit | NA | NA | NA | NA | 115 | 3 | Electric | 1 | NA | NA | \Classifications\Building System Class\G20-Other Systems\G2020 - Parking Lots\Secured Parking Gate - PEG | 1019732
57-A10 | 57-A10 New Woodland Courthouse | 57-A10-G2023-150-PEG07 | East Entrance Swing Gate Opener - A | HySecurity | SM20-1331-916 | SwingSmart DC 30 | OM00042498 |  | Grounds East Side of Secured Parking lot Entrance | NA | NA | NA | NA | 115 | 3 | Electric | 1 | NA | NA | \Classifications\Building System Class\G20-Other Systems\G2020 - Parking Lots\Secured Parking Gate - PEG | 1019733
57-A10 | 57-A10 New Woodland Courthouse | 57-A10-G2023-150-PEG08 | East Entrance Swing Gate Opener - B | HySecurity | SM20-1331-980 | SwingSmart DC 30 | OM00042499 |  | Grounds East Side of Secured Parking lot Entrance | NA | NA | NA | NA | 115 | 3 | Electric | 1 | NA | NA | \Classifications\Building System Class\G20-Other Systems\G2020 - Parking Lots\Secured Parking Gate - PEG | 1019734
57-A10 | 57-A10 New Woodland Courthouse | 57-A10-C1020-110-FRD31 | 2nd. Flr. Elevator Lobby Fire Door | Marshfield | 12405517 | 28886C | OM00042480 |  | 2nd. Flr. Elevator lobby | NA | NA | NA | NA | NA | NA | NA | NA | NA | NA | \Classifications\Building System Class\C10-General Building Interior\C1020 - Fire Doors\Fire Doors - FRD | 1019735
57-A10 | 57-A10 New Woodland Courthouse | 57-A10-C1020-110-FRD32 | 1st. Flr. Secured Hall at Employee Entrance Fire Door | Marshfield | 70102038 | 20 Min fire rated | OM00042509 |  | 1st. Flr. Secure Hall | NA | NA | NA | NA | NA | NA | NA | NA | NA | NA | \Classifications\Building System Class\C10-General Building Interior\C1020 - Fire Doors\Fire Doors - FRD | 1019736
57-A10 | 57-A10 New Woodland Courthouse | 57-A10-C1020-110-FRD03 | 1st. Flr. Secured Hall at Elevator Lobby Fire Door | Marshfield | 70102038 | 20 Min fire rated | OM00042510 |  | 1st. Flr. Secure Hall | NA | NA | NA | NA | NA | NA | NA | NA | NA | NA | \Classifications\Building System Class\C10-General Building Interior\C1020 - Fire Doors\Fire Doors - FRD | 1019737
57-A10 | 57-A10 New Woodland Courthouse | 57-A10-C1020-110-FRD33 | 5th. Flr. Elevator Lobby Fire Door | Marshfield | 12405518 | 28886C | OM00042512 |  | 5th. Flr.elevator lobby | NA | NA | NA | NA | NA | NA | NA | NA | NA | NA | \Classifications\Building System Class\C10-General Building Interior\C1020 - Fire Doors\Fire Doors - FRD | 1019738
57-A10 | 57-A10 New Woodland Courthouse | 57-A10-C1020-110-FRD34 | 4th. Flr. Elevator Lobby Fire Door | Marshfield | 12405519 | 28886C | OM00043101 |  | 4th. Flr.elevator lobby | NA | NA | NA | NA | NA | NA | NA | NA | NA | NA | \Classifications\Building System Class\C10-General Building Interior\C1020 - Fire Doors\Fire Doors - FRD | 1019739
57-A10 | 57-A10 New Woodland Courthouse | 57-A10-C1020-110-FRD35 | Basement Mech. Office Fire Door | Intertec Warnock Hersey | WHI-001356 | CUN13370 | OM00034584 |  | Basement Mech. Office Adjacent to Rm. 033 | NA | NA | NA | NA | NA | NA | NA | NA | NA | NA | \Classifications\Building System Class\C10-General Building Interior\C1020 - Fire Doors\Fire Doors - FRD | 1019740
57-A10 | 57-A10 New Woodland Courthouse | 57-A10-D2017-100-SHW01 | AHU01 Eye Wash Station | Haws | NA | NA | OM00042367 |  | Roof Mechanical Penthouse 6311 | NA | NA | NA | NA | NA | NA | NA | NA | NA | NA | \Classifications\Building System Class\D20-Plumbing\D2010 - Plumb Fix\Showers - SHW | 1019741
57-A10 | 57-A10 New Woodland Courthouse | 57-A10-D2017-100-SHW02 | Boiler Eye Wash Station | Haws | NA | NA | OM00042380 |  | Roof Mechanical Penthouse 6511 | NA | NA | NA | NA | NA | NA | NA | NA | NA | NA | \Classifications\Building System Class\D20-Plumbing\D2010 - Plumb Fix\Showers - SHW | 1019742
57-A10 | 57-A10 New Woodland Courthouse | 57-A10-D2090-230-WIP01 | Water Treatment Chemical Pump #1 | IWAKI Metering Pump | 1406162347 | EZB16D1-VC | OM00042503 |  | Roof Mechanical Penthouse 6311 | NA | NA | NA | NA | 115 | DNA | Electric | 1 | NA |  | \Classifications\Building System Class\D20-Plumbing\D2090 - Other Plumbing SYS\Water Treatment Inhibitor Pump - WIP | 1019743
57-A10 | 57-A10 New Woodland Courthouse | 57-A10-D2090-230-WIP02 | Water Treatment Chemical Pump #2 | IWAKI Metering Pump | 1406162346 | EZB16D1-VC | OM00042502 |  | Roof Mechanical Penthouse 6311 | NA | NA | NA | NA | 115 | DNA | Electric | 1 | NA | NA | \Classifications\Building System Class\D20-Plumbing\D2090 - Other Plumbing SYS\Water Treatment Inhibitor Pump - WIP | 1019744
57-A10 | 57-A10 New Woodland Courthouse | 57-A10-D2090-230-WIP03 | Water Treatment Chemical Pump #3 | IWAKI Metering Pump | 1406162345 | EZB16D1-VC | OM00042501 |  | Roof Mechanical Penthouse 6311 | NA | NA | NA | NA | 115 | DNA | Electric | 1 | NA | NA | \Classifications\Building System Class\D20-Plumbing\D2090 - Other Plumbing SYS\Water Treatment Inhibitor Pump - WIP | 1019745
57-A10 | 57-A10 New Woodland Courthouse | 57-A10-D2090-650-WSR01 | Water softener A | Culligan | C10059 | V14452472 | OM00042418 |  | Basement Water softener room | NA | NA | NA | NA | 120 | .5 AMP | Electric | 1 | NA | NA | \Classifications\Building System Class\D20-Plumbing\D2090 - Other Plumbing SYS\Water Softener - WSR | 1019746
57-A10 | 57-A10 New Woodland Courthouse | 57-A10-D2090-650-WSR02 | Water softener B | Culligan | C10060 | V14452472 | OM00042419 |  | Basement Water softener room | NA | NA | NA | NA | 120 | .5 AMP | Electric | 1 | NA | NA | \Classifications\Building System Class\D20-Plumbing\D2090 - Other Plumbing SYS\Water Softener - WSR | 1019747
57-A10 | 57-A10 New Woodland Courthouse | 57-A10-G2050-200-LSC01 | landscaping | NA | NA | NA | OM00043103 |  | Grounds | NA | NA | NA | NA | NA | NA | NA | NA | NA | NA | \Classifications\Building System Class\G20-Other Systems\G2050 - Landscaping\Landscaping - LSC | 1019748
57-A10 | 57-A10 New Woodland Courthouse | 57-A10-D5092-250-ELT177 | Exterior lighting | NA | NA | NA | OM00043104 |  | Grounds | NA | NA | NA | NA | NA | NA | NA | NA | NA | NA | \Classifications\Building System Class\D50-Electrical SYS\D5090 - Elec SYS\Exterior Lighting - ELT | 1019749
57-A10 | 57-A10 New Woodland Courthouse | 57-A10-G2049-300-HSC01 | hardscape | NA | NA | NA | OM00043105 |  | Grounds | NA | NA | NA | NA | NA | NA | NA | NA | NA | NA | \Classifications\Building System Class\G20-Other Systems\G2040 - Site Development\Hardscape - HSC | 1019750
57-A10 | 57-A10 New Woodland Courthouse | 57-A10-D3040-120-FCU05 | Fan Coil Unit FCU-2.2.1 - IDF Rm. 2408 | Daikin | A001341 | Indoor Unit Model No. FXMQ96MVJU | OM00042435 |  | 2nd.. Flr. IDF Room 2408 | NA | (4) 18X24X4 MERV 8 Filter Kit (Throwaway Type) Daikin DACA-MQ96M-8-1K | NA | NA | 208-230 | 8.6 | Electric | 1 | NA | NA | \Classifications\Building System Class\D30-HVAC Systems\D3040 - Distribution SYS\Fan Coil Unit - FCU | 1019753
57-A10 | 57-A10 New Woodland Courthouse | 57-A10-B2010-100-BLD01 | Building Structure | NA | NA | NA | OM00034582 |  | All | NA | NA | NA | NA | NA | NA | NA | NA | NA | NA | \Classifications\Building System Class\B20-General Building Exterior\B2010 - Exterior Walls\Building - BLD | 1019774
57-A10 | 57-A10 New Woodland Courthouse | 57-A10-C1020-110-FRD36 | 5th. Floor Elevator P1 Fire Smoke Screen | Smoke Guard | NA | Model 400 | OM00042445 |  | 5th. Flr. Elevator lobby P1 | NA | NA | NA | NA | 120 | NA | Electric | 1 | NA | NA | \Classifications\Building System Class\C10-General Building Interior\C1020 - Fire Doors\Fire Doors - FRD | 1020501
57-A10 | 57-A10 Yolo Superior Court | 57-A10-D5010-110-EMT01 | Electrical Meter |  |  |  | OM00043223 |  | Basement Electrical Room | NA | NA | NA | NA | NA | NA | NA | NA | NA | NA | \Classifications\Building System Class\D50-Electrical SYS\D5010 - Elec Service & Dist\Electric Meter Readings - EMT | 1022083
57-A10 | 57-A10 Yolo Superior Court | 57-A10-E1039-100-PLE01 | Scissor Lift at Woodland | Genie | GS3214A-119539 | GS-3232 | OM00034557 |  | Basement Judges Parking Lot | NA | NA | NA | 4.4 | 12 | DNA | Electric | DNA | NA | NA | \Classifications\Building System Class\E10-Equipment\E1030 - Vehicular Equipment\Portable, Scissor Lift - PLE | 1022089
57-A10 | 57-A10 Yolo Superior Court | 57-A10-E1099-100-PSE02 | Window Washing System (2) | Tractel Unlimited | 8-C41 | Swing Stage Division | OM00042479 |  | Roof next to Penthouse | NA | NA | NA | NA | 208 | DNA | Electric | DNA | NA | NA | \Classifications\Building System Class\E10-Equipment\E1090 - Other Equipment\Portable, Scaffolding - PSE | 1022661
57-A11 | 57-A11 Yolo Superior Court Parking | 57-A11-D2023-100-BFP01 | 1" Landscaping backflow at South parking lot Oak St. | Wilkins Zurn | 4058259 | 975XL 1" | OM00034580 | Account # 657 Meter# 78777212 | Grounds North lot @ Oak St. (Lincoln Ave. & Sixth St. South side of parking lot.) | NA | NA | NA | NA | NA | NA | NA | NA | NA | NA | \Classifications\Building System Class\D20-Plumbing\D2020 - Domestic Water\Backflow Preventer - BFP | 1021364
57-A11 | 57-A11 Yolo Superior Court Parking | 57-A11-D2023-100-BFP02 | 1" Landscaping backflow at North parking lot Oak St. | Wilkins Zurn | 4096874 | 975XL2 1" | OM00034581 | Meter #: 78777211 | Grounds North lot @ Oak St. (Lincoln Ave. & Sixth St. South side of parking lot.) | NA | NA | NA | NA | NA | NA | NA | NA | NA | NA | \Classifications\Building System Class\D20-Plumbing\D2020 - Domestic Water\Backflow Preventer - BFP | 1021365
57-A2 | 57-A2 Old Jail (Department 9) | 57-A2-D4031-100-FEX03 | Fire Extinguishers FEX03 | NA | NA | NA | OM00003674 |  | Throughout | NA | NA | NA | NA | NA | NA | NA | NA | NA | NA | \Classifications\Building System Class\D40-Fire Protection SYS\D4030 - FIRE SPEC\Fire Extinguisher - FEX | EQ-1004521
57-A2 | 57-A2 Old Jail (Department 9) | 57-A2-D5092-250-EML05 | Emergency Exit Lights | Lithonia | NA | 142ANA | OM00003675 |  | Throughout | NA | NA | NA | NA | 120v | NA | Electric | 1 | NA | NA | \Classifications\Building System Class\D50-Electrical SYS\D5090 - Elec SYS\Emergency And Exit Lighting - EML | EQ-1004523
57-A2 | 57-A2 Old Jail (Department 9) | 57-A2-D4010-150-CTY01 | Fire Sprinklers - SEW01 - County Responsibility | DNA | DNA | DNA | DNA | DNA | DNA | NA | NA | NA | NA | NA | NA | NA | NA | NA | NA | \Classifications\Building System Class\D40-Fire Protection SYS\D4010 - Sprinkler SYS\Fire Systems, stand pipes - FMS | EQ-1004524
57-A2 | 57-A2 Old Jail (Department 9) | 57-A2-D3050-210-PKU01 | Package Unit PKU01 | Trane | 239100862L | YHC092A3RLAOWD00000000 | OM00003630 | AHU 1 - HVAC # 9 | Roof | A-36 | 20x25x2 (4) | R-22 | 2 | 208/230v | 60 | Natural Gas | 3 | 120,000 | 96,000 | \Classifications\Building System Class\D30-HVAC Systems\D3050 - Package SYS\Package Unit - PKU | EQ-1004525
57-A2 | 57-A2 Old Jail (Department 9) | 57-A2-D3050-210-PKU02 | Package Unit PKU02 | Trane | 239100882L | YHC0102A3RLAOTD00000000 | OM00003631 | AHU 2 - HVAC #10 | Roof | A-35 | 20x25x2 (4) | R-22 | 2 | 208/230v | 60 | Natural Gas | 3 ph | 120,000 | 96,000 | \Classifications\Building System Class\D30-HVAC Systems\D3050 - Package SYS\Package Unit - PKU | EQ-1004526
57-A2 | 57-A2 Old Jail (Department 9) | 57-A2-D3050-250-ACU01 | Split System - Condenser ACU01 | Mitsubishi Electric | 7YU00075A | PUZA36NHA2 | OM00003632 | CU-1 | Roof / Dept. 9 entry | direct drive | washable | R-410A | DNA | 208/230v | 40 amps | Electrical | 1 ph | 36,000 | 36,000 | \Classifications\Building System Class\D30-HVAC Systems\D3050 - Package SYS\Air Conditioning,Split System - ACU | EQ-1004527
57-A2 | 57-A2 Old Jail (Department 9) | 57-A2-D3050-250-ACU02 | Split System - Condenser - ACU02 | Mitsubishi Electric | 71U00407B | PUZ-A36NHA2 | OM00003633 | CU-B | Roof / Dept. 9 entry | Direct Drive | Washable | R-410A | DNA | 208/230 v | 40 amps | Electric | DNA | 36,000 | 36,000 | \Classifications\Building System Class\D30-HVAC Systems\D3050 - Package SYS\Air Conditioning,Split System - ACU | EQ-1004528
57-A2 | 57-A2 Old Jail (Department 9) | 57-A2-B2010-100-BLD01 | Building Structure | NA | NA | NA | OM00031943 |  | Throughout | NA | NA | NA | NA | NA | NA | NA | NA | NA | NA | \Classifications\Building System Class\B20-General Building Exterior\B2010 - Exterior Walls\Building - BLD | EQ-1007404
57-A2 | 57-A2 Old Jail (Department 9) | 57-A2-B3010-100-RUF01 | Roofing Systems | NA | NA | NA | OM00031944 |  | Roof | NA | NA | NA | NA | NA | NA | NA | NA | NA | NA | \Classifications\Building System Class\B30-Roofing\B3010 - Roof Types\Roof - RUF | EQ-1007581
57-A2 | 57-A2 Old Jail (Department 9) | 57-A2-G2049-300-HSC01 | Exterior Hardscape | NA | NA | NA | OM00027673 |  | Exterior ramp and stairs | NA | NA | NA | NA | NA | NA | NA | NA | NA | NA | \Classifications\Building System Class\G20-Other Systems\G2040 - Site Development\Hardscape - HSC | 1012543
59-A1 | 59-A1 455 Golden Gate - JCC AOC Bay Area | 59-A1-B2010-100-BLD01 | Building Asset | NA | NA | NA | DNA | NA | [11 empty] | \Classifications\Building System Class\B20-General Building Exterior\B2010 - Exterior Walls\Building - BLD | 1016522
59-F2 | 59-F2 2860 Gateway Oaks - JCC AOC North - Finance | 59-F2-D3050-210-PKU01 | IT Move In Cool Unit | Emerstar | B117470185807206120010 | MPM1-10CR-BB6 | OM00007524 |  | Floor 1 Server Room |  |  | R-22 |  |  |  | Electric |  | NA | NA | \Classifications\Building System Class\D30-HVAC Systems\D3050 - Package SYS\Package Unit - PKU | 1016281
59-F2 | 59-F2 2860 Gateway Oaks - JCC AOC North - Finance | 59-F2-D3050-250-ACU01 | CU-4-1 | Data Aire | 2007-2454-E | DRCU-6034-4 | DNA |  | Roof | DNA | DNA | R-22 | DNA | DNA | DNA | Electric |  | NA | NA | \Classifications\Building System Class\D30-HVAC Systems\D3050 - Package SYS\Air Conditioning,Split System - ACU | 1016282
59-F2 | 59-F2 2860 Gateway Oaks - JCC AOC North - Finance | 59-F2-D3050-250-ACU02 | CU-4-2 | Data Aire | 2007-2455-E | DRCU-6034-4 | DNA |  | Roof | DNA | DNA | R-22 | DNA | DNA | DNA | Electric | DNA | NA | NA | \Classifications\Building System Class\D30-HVAC Systems\D3050 - Package SYS\Air Conditioning,Split System - ACU | 1016283
59-F2 | 59-F2 2860 Gateway Oaks - JCC AOC North - Finance | 59-F2-B2010-100-BLD01 | Building Asset for HVAC Equip | NA | NA | NA | DNA | [12 empty] | \Classifications\Building System Class\B20-General Building Exterior\B2010 - Exterior Walls\Building - BLD | 1016524
59-F3 | 59-F3 2850 Gateway Oaks - JCC AOC North - Finance | 59-F3-D3050-250-ACU01 | CU-3-1 | Data Aire | 2008-3311-A | DRCU-6034-4 | DNA |  | Roof | DNA | DNA | R-22 | DNA | DNA | DNA | Electric | DNA | NA | NA | \Classifications\Building System Class\D30-HVAC Systems\D3050 - Package SYS\Air Conditioning,Split System - ACU | 1016284
59-F3 | 59-F3 2850 Gateway Oaks - JCC AOC North - Finance | 59-F3-D3050-250-ACU02 | CU-3-2 | Data Aire | 2008-3312-A | DRCU-6034-4 | DNA |  | Roof | DNA | DNA | R-22 | DNA | DNA | DNA | Electric | DNA | NA | NA | \Classifications\Building System Class\D30-HVAC Systems\D3050 - Package SYS\Air Conditioning,Split System - ACU | 1016285
59-F3 | 59-F3 2850 Gateway Oaks - JCC AOC North - Finance | 59-F3-B2010-100-BLD01 | Building Asset | NA | NA | NA | DNA | [12 empty] | \Classifications\Building System Class\B20-General Building Exterior\B2010 - Exterior Walls\Building - BLD | 1018733
64-E1 | 64-E1 601 W. Santa Ana Blvd - 4 DCA 3 | 64-E1-D2018-100-DKF01 | No. 1 Water Cooler | Haws | 818003461 | HWUACP8LSS-H300 | OM00013513 |  | Southeast lobby by #120 | NA | NA | R-134a | 1.4 | 115 | 4.5 | electric | 1 | DNA | NA | \Classifications\Building System Class\D20-Plumbing\D2010 - Plumb Fix\Drink Fountain (Refr Indvl Wtrcooler) - DKF | EQ-1005162
64-E1 | 64-E1 601 W. Santa Ana Blvd - 4 DCA 3 | 64-E1-D3042-210-FAN01 | E F-1 Exaust fan | Cook | 138SC27592-00/000070L | 210_CPA_210CPACL1 | OM00013547 |  | Roof | A47 (1) | NA | NA | 1.5 | 208-230/460 | 4.60/2.10 | electric | 3 | NA | NA | \Classifications\Building System Class\D30-HVAC Systems\D3040 - Distribution SYS\Fan,Axial - FAN | EQ-1005163
64-E1 | 64-E1 601 W. Santa Ana Blvd - 4 DCA 3 | 64-E1-D3042-210-FAN02 | E F-1 Exaust fan | Cook | 138SC27592-00/002101 | 210CPACL1 | OM00013546 |  | Roof | A35 (1) | NA | NA | 3/4 | 208-230/460 | 2.6-2.8/1.4 | electric | 3 | NA | NA | \Classifications\Building System Class\D30-HVAC Systems\D3040 - Distribution SYS\Fan,Axial - FAN | EQ-1005164
64-E1 | 64-E1 601 W. Santa Ana Blvd - 4 DCA 3 | 64-E1-D1010-100-ELE01 | ELEVATOR-1 | KONE | 20283428 | KCM831 | OM00013530 | State ID# 153227¦ | NORTH SIDE | NA | NA | NA | 6.7 | 408 | 12 | electric | 3 | NA | NA | \Classifications\Building System Class\D10-Conveyance Systems\D1010 - Elevator\Elevator,Electric,Pass/Freight - ELE | EQ-1005169
64-E1 | 64-E1 601 W. Santa Ana Blvd - 4 DCA 3 | 64-E1-D2023-310-WBS01 | WATER BOOSTER-PUMPS | SYNCROFLO | 282164-2 | 55A5 | OM00013532 | NA | NORTH SIDE OF BUILDING | NA | NA | NA | 5 | 208/230 | 12.5 | electric | 3 | NA | NA | \Classifications\Building System Class\D20-Plumbing\D2020 - Domestic Water\Domestic Water Booster System - WBS | EQ-1005171
64-E1 | 64-E1 601 W. Santa Ana Blvd - 4 DCA 3 | 64-E1-D4022-210-FSG01 | FIRE PUMP CONTROLLER | Firetrol | 476332-01RE | FTA1350-AP25B | OM00013533 |  | Fire Control Room | NA | NA | NA | 25 | 440-480 | DNA | electric | 3 | NA | NA | \Classifications\Building System Class\D40-Fire Protection SYS\D4020 - Stand Pipe\Pump,Fire,Electric Motor Driven - FSG | EQ-1005172
64-E1 | 64-E1 601 W. Santa Ana Blvd - 4 DCA 3 | 64-E1-C1020-110-FRD01 | FIRE DOOR SLIDING | McKeon | 987527 | 000725 | OM00013566 | DNA | 1ST FL | NA | NA | NA | DNA | DNA | DNA | DNA | NA | NA | NA | \Classifications\Building System Class\C10-General Building Interior\C1020 - Fire Doors\Fire Doors - FRD | EQ-1005180
64-E1 | 64-E1 601 W. Santa Ana Blvd - 4 DCA 3 | 64-E1-D3068-100-BAS01 | BAS | DNA | 3316648 | DNA | OM00013567 | NA | 3rd FLOOR EAST SIDE | NA | NA | NA | NA | 110 | DNA | electric | 1 | NA | NA | \Classifications\Building System Class\D30-HVAC Systems\D3060 - Control & Inst Air\Building Automation System - BAS | EQ-1005181
64-E1 | 64-E1 601 W. Santa Ana Blvd - 4 DCA 3 | 64-E1-D5010-200-ESD01 | ELECTRICAL SWITCHBOARD 1 | Siemens | DNA | DNA | OM00013569 | DNA | Outside back of the building | NA | NA | NA | NA | 480 | 1600 | electric | 3 | NA | NA | \Classifications\Building System Class\D50-Electrical SYS\D5010 - Elec Service & Dist\Electical Service and Distribution - ESD | EQ-1005186
64-E1 | 64-E1 601 W. Santa Ana Blvd - 4 DCA 3 | 64-E1-D5037-710-FAP01 | Fire Panel | Notifier | DNA | DR-C4 | OM00013561 | DNA | 1st fl Fire control room-CENTRAL BUILDING | NA | NA | NA | NA | 120 | 3.2 | electric | 1 | NA | NA | \Classifications\Building System Class\D50-Electrical SYS\D5030 - Comm & Security\Fire Alarm Panel - FAP | EQ-1005187
64-E1 | 64-E1 601 W. Santa Ana Blvd - 4 DCA 3 | 64-E1-G2023-150-PEG01 | ELECTRIC ROLL UP PARKING GATE | ALBANY | S1083592.1 | 3000-C00015 | OM00013562 | NA | Parking lot | NA | NA | NA | DNA | 230/400 | 4.3/2.5 | electric | 3 | NA | NA | \Classifications\Building System Class\G20-Other Systems\G2020 - Parking Lots\Secured Parking Gate - PEG | EQ-1005188
64-E1 | 64-E1 601 W. Santa Ana Blvd - 4 DCA 3 | 64-E1-B2010-100-BLD01 | Building Structure | HEERY INTL. | NA | NA | OM00033906 | NA | ALL | NA | NA | NA | NA | NA | NA | NA | NA | NA | NA | \Classifications\Building System Class\B20-General Building Exterior\B2010 - Exterior Walls\Building - BLD | EQ-1007407
64-E1 | 64-E1 601 W. Santa Ana Blvd - 4 DCA 3 | 64-E1-B3010-100-RUF01 | Roofing Systems | BEST ROOFING | NA | NA | OM00033905 |  | ROOF | NA | NA | NA | NA | NA | NA | NA | NA | NA | NA | \Classifications\Building System Class\B30-Roofing\B3010 - Roof Types\Roof - RUF | EQ-1007584
64-E1 | 64-E1 601 W. Santa Ana Blvd - 4 DCA 3 | 64-E1-D4031-100-FEX21 | FIRE EXTINGUISHER (21) | AMEREX | NA | NA | OM00033902 |  | Fire control room | NA | NA | NA | NA | NA | NA | NA | NA | NA | NA | \Classifications\Building System Class\D40-Fire Protection SYS\D4030 - FIRE SPEC\Fire Extinguisher - FEX | 1009068
64-E1 | 64-E1 601 W. Santa Ana Blvd - 4 DCA 3 | 64-E1-D4094-450-SFM01 | FM-200 System | ANSUL | 570641 | SAPHIRE NOVEC 130 CLENN AGENT | OM00033892 | DNA | 2nd IT room. N. SIDE OF BUILDING | NA | NA | NA | NA | 24 | 0.2 | electric | 1 | NA | NA | \Classifications\Building System Class\D40-Fire Protection SYS\D4090 - Other Fire Protection Systems\Fire Suppression, Gaseous - SFM | 1009069
64-E1 | 64-E1 601 W. Santa Ana Blvd - 4 DCA 3 | 64-E1-D5092-250-EML139 | EMERGENCY LIGHT (139) | BAKE ELECTRIC LINSTALLING CORP. | NA | NA | OM00033903 |  | Stairwell #1, Roof hatch landing, ALL FLOORS | NA | NA | NA | NA | 110 | DNA | electric | 1 | NA | NA | \Classifications\Building System Class\D50-Electrical SYS\D5090 - Elec SYS\Emergency And Exit Lighting - EML | 1009070
64-E1 | 64-E1 601 W. Santa Ana Blvd - 4 DCA 3 | 64-E1-D1010-100-ELE02 | ELEVATOR-2 | KONE | 20283427 | KCM831 | OM00013531 | State ID# 153226 | 1ST FLOOR N. SIDE OF BUILDING | NA | NA | NA | 6.7 | 480 | 12 | Electric | 3 | NA | NA | \Classifications\Building System Class\D10-Conveyance Systems\D1010 - Elevator\Elevator,Electric,Pass/Freight - ELE | 1009608
64-E1 | 64-E1 601 W. Santa Ana Blvd - 4 DCA 3 | 64-E1-D2023-100-BFP01 | Backflow Device #1 | Wilkins Zurn | 3103613 | 975XL | OM00013571 |  | Exterior of Bldg North Side of property by North Entrance | NA | NA | NA | NA | NA | NA | NA | NA | NA | NA | \Classifications\Building System Class\D20-Plumbing\D2020 - Domestic Water\Backflow Preventer - BFP | 1009902
64-E1 | 64-E1 601 W. Santa Ana Blvd - 4 DCA 3 | 64-E1-D2023-100-BFP03 | Backflow Device, Fire #3 | Wilkins Zurn | N31478 | 350DA 6" | OM00033889 |  | Northside of Front Building | NA | NA | NA | NA | NA | NA | NA | NA | NA | NA | \Classifications\Building System Class\D20-Plumbing\D2020 - Domestic Water\Backflow Preventer - BFP | 1009904
64-E1 | 64-E1 601 W. Santa Ana Blvd - 4 DCA 3 | 64-E1-D2023-100-BFP04 | Backflow Device #4 | Wilkins Zurn | 3097429 | 975XL | OM00013570 |  | Northside of Property Downstream Irrigation Meter #3207 | NA | NA | NA | NA | NA | NA | NA | NA | NA | NA | \Classifications\Building System Class\D20-Plumbing\D2020 - Domestic Water\Backflow Preventer - BFP | 1009905
64-E1 | 64-E1 601 W. Santa Ana Blvd - 4 DCA 3 | 64-E1-D4010-150-FMS02 | WET STANDPIPE | DNA | DNA | DNA | OM00036457 |  | Fire Control Room | [10 empty] | \Classifications\Building System Class\D40-Fire Protection SYS\D4010 - Sprinkler SYS\Fire Systems, stand pipes - FMS | 1010114
64-E1 | 64-E1 601 W. Santa Ana Blvd - 4 DCA 3 | 64-E1-D4013-200-PRE01 | SYSTEM, EXTINGUISHING, DELUGE/PREACTION | Viking Systems | TOT24009 | TOTAL PAC 2 | OM00013564 | DNA | NORTH SIDE OF BUILDING | NA | NA | NA | NA | NA | NA | Electric | NA | NA | NA | \Classifications\Building System Class\D40-Fire Protection SYS\D4010 - Sprinkler SYS\Fire Systems, Preaction System - PRE | 1010609
64-E1 | 64-E1 601 W. Santa Ana Blvd - 4 DCA 3 | 64-E1-D3050-210-PKU01 | PACKAGE UNIT, AIR COOLED, TO 100 TONS | McQuay | FB0U081000252_02 | RDT070CLY | OM00013548 | NA | Roof | SUPPLY=B89 (1) / RETURN= B89 (2) | (8) 24X24X2 (8) 24X24X/12 (8) 12X24X12 | R-407C | SUPPLY 25 /7.5 RETURN | 460 | 160, SUPPLY=60/30 / RETURN=19.2/9.6 | Electric | 3 | NA | NA | \Classifications\Building System Class\D30-HVAC Systems\D3050 - Package SYS\Package Unit - PKU | 1010849
64-E1 | 64-E1 601 W. Santa Ana Blvd - 4 DCA 3 | 64-E1-D3050-210-PKU02 | PACKAGE UNIT, AIR COOLED, TO 100 TONS | McQuay | FB0U081000251_02 | RDT0Z0CLY | OM00013525 | NA | Roof | SUPPLY=B89 (1) / RETURN= B89 (2) | SUPPLY= 24X24X2 / RETURN= (8)12X24X2, (8)12X24X12 | R-407C | SUPPLY=25 / RETURN= 7.5 | 460 | 160, SUPPLY=60/30 / RETURN=19.2/9.6 | Electric | 3 | NA | NA | \Classifications\Building System Class\D30-HVAC Systems\D3050 - Package SYS\Package Unit - PKU | 1010850
64-E1 | 64-E1 601 W. Santa Ana Blvd - 4 DCA 3 | 64-E1-G2050-200-LSC01 | Landscaping | MISSION LANDSCAPE | DNA | DNA | OM00033904 | NA | GROUND LEVEL | NA | NA | NA | NA | NA | NA | NA | NA | NA | NA | \Classifications\Building System Class\G20-Other Systems\G2050 - Landscaping\Landscaping - LSC | 1011564
64-E1 | 64-E1 601 W. Santa Ana Blvd - 4 DCA 3 | 64-E1-D5092-250-ELT163 | Exterioir Lighting 163 | DNA | DNA | DNA | OM00033900 |  | EXTERIOR OF BUILDING | NA | NA | NA | NA | 277 | DNA | Electric | 2 | NA |  | \Classifications\Building System Class\D50-Electrical SYS\D5090 - Elec SYS\Exterior Lighting - ELT | 1011565
64-E1 | 64-E1 601 W. Santa Ana Blvd - 4 DCA 3 | 64-E1-G2049-300-HSC01 | Hardscape | HEERY INTL. | DNA | DNA | OM00033899 | NA | NA | NA | NA | NA | NA | NA | NA | NA | NA | NA | NA | \Classifications\Building System Class\G20-Other Systems\G2040 - Site Development\Hardscape - HSC | 1011566
64-E1 | 64-E1 601 W. Santa Ana Blvd - 4 DCA 3 | 64-E1-D4022-210-JPM01 | Jockey Pump | MTH Pumps | 08H-120454-1 | T41GBF | OM00013565 | NA | NORTH SIDE OF BUILDIGN | NA | NA | NA | 0.5 | 208-230/460 | 1.8/9 | Electric | 1 | NA | NA | \Classifications\Building System Class\D40-Fire Protection SYS\D4020 - Stand Pipe\Jockey Pump - JPM | 1011567
64-E1 | 64-E1 601 W. Santa Ana Blvd - 4 DCA 3 | 64-E1-D3050-250-ACU01 | Air Conditioning,Split System - ACU01 | LIEBERT | DNA | PFH037A-A13 | OM00013534 |  | CENTRAL ROOF | NA | WASHABLE | R-22 | 1/5 | 460 | 7.8 | ELECTRIC | 3 | NA | NA | \Classifications\Building System Class\D30-HVAC Systems\D3050 - Package SYS\Air Conditioning,Split System - ACU | 1011568
64-E1 | 64-E1 601 W. Santa Ana Blvd - 4 DCA 3 | 64-E1-D3050-250-ACU02 | Air Conditioning,Split System - ACU02 | LIEBERT | 0833N171763 | PFH037A-AL3 | OM00013535 |  | CENTRAL ROOF | NA | WASHABLE | R-22 | 1/5 | 460 | 7.8 | ELECTRIC | 3 | NA | NA | \Classifications\Building System Class\D30-HVAC Systems\D3050 - Package SYS\Air Conditioning,Split System - ACU | 1011569
64-E1 | 64-E1 601 W. Santa Ana Blvd - 4 DCA 3 | 64-E1-D3050-250-ACU03 | Air Conditioning,Split System - ACU03 | LIEBERT | 0833N171783 | PFH020A-PL3 | OM00013551 |  | CENTRAL ROOF | NA | WASHABLE | R-22 | 1/5 | 208/230 | 13 | Electric | 1 | NA | 8.38NA | \Classifications\Building System Class\D30-HVAC Systems\D3050 - Package SYS\Air Conditioning,Split System - ACU | 1011570
64-E1 | 64-E1 601 W. Santa Ana Blvd - 4 DCA 3 | 64-E1-D3050-250-ACU04 | Air Conditioning,Split System - ACU04 | LIEBERT | 0833N171781 | PFH020A-PL3 | OM00013536 |  | CENTRAL ROOF | NA | WASHABLE | R-22 | 1/5 | 208/230 | 13 | Electric | 1 | 12,000 | NA | \Classifications\Building System Class\D30-HVAC Systems\D3050 - Package SYS\Air Conditioning,Split System - ACU | 1011571
64-E1 | 64-E1 601 W. Santa Ana Blvd - 4 DCA 3 | 64-E1-D3050-250-ACU05 | Air Conditioning,Split System - ACU05 | LIEBERT | 0833N171776 | PFH020A-PL3 | OM00013552 |  | CENTRAL ROOF | NA | WASHABLE | R-22 | 1/5 | 208/230 | 13 | Electric | 1 | NA | NA | \Classifications\Building System Class\D30-HVAC Systems\D3050 - Package SYS\Air Conditioning,Split System - ACU | 1011572
64-E1 | 64-E1 601 W. Santa Ana Blvd - 4 DCA 3 | 64-E1-D3050-250-ACU06 | Air Conditioning,Split System - ACU06 | CARRIER | 5007X90451 | 38QRR030---3 | OM00013526 |  | CENTRAL ROOF | NA | WASHABLE | R-410A | 1/4 | 208/230 | 17.5 | Electric | 1 | NA | NA | \Classifications\Building System Class\D30-HVAC Systems\D3050 - Package SYS\Air Conditioning,Split System - ACU | 1011573
64-E1 | 64-E1 601 W. Santa Ana Blvd - 4 DCA 3 | 64-E1-D3050-250-ACU07 | Air Conditioning,Split System - ACU07 | CARRIER | 3908X90636 | 38QRR018---3 | OM00013527 |  | CENTRAL ROOF | NA | WASHABLE | R-410A | 1/8 | 208/230 | 12.1 | Electric | 1 | NA | NA | \Classifications\Building System Class\D30-HVAC Systems\D3050 - Package SYS\Air Conditioning,Split System - ACU | 1011574
64-E1 | 64-E1 601 W. Santa Ana Blvd - 4 DCA 3 | 64-E1-D2023-310-HWP01 | DOMESTIC HOT WATER CIRCULATING PUMP HWP01 | BELL & GOSSETT | DNA | NBF-22103252 | OM00033894 |  | ROOF | NA | NA | NA | DNA | 115 | 80 | Electric | DNA | NA | NA | \Classifications\Building System Class\D20-Plumbing\D2020 - Domestic Water\Domestic Hot Water Circulating Pump - HWP | 1014542
64-E1 | 64-E1 601 W. Santa Ana Blvd - 4 DCA 3 | 64-E1-D3020-100-HET01 | INDUSTRIAL HOT WATER EXPANSION TANK HET01 | MANCHESTER TANK | DNA | DNA | OM00033895 |  | ROOF | NA | NA | NA | NA | NA | NA | NA | NA | NA | NA | \Classifications\Building System Class\D30-HVAC Systems\D3020 - Heat SYS\Heater Water Expansion Tank - HET | 1014543
64-E1 | 64-E1 601 W. Santa Ana Blvd - 4 DCA 3 | 64-E1-D3020-100-HET02 | DOMESTIC HOT WATER EXPANSION TANK HET02 | AMTROL | 14229807 | ST-12 | OM00033896 |  | CENTRAL ROOF | NA | NA | NA | NA | NA | NA | NA | NA | NA | NA | \Classifications\Building System Class\D30-HVAC Systems\D3020 - Heat SYS\Heater Water Expansion Tank - HET | 1014544
64-E1 | 64-E1 601 W. Santa Ana Blvd - 4 DCA 3 | 64-E1-D3021-130-BLR02 | INDUSTRIAL BOILER BLR02 | LOCHINVAR | B07H00195153 | CHN0991 | OM00013550 |  | ROOF | NA | NA | NA | DNA | 120 | 11.3 | Natural gas | 1 | 990,000 | 831,600 | \Classifications\Building System Class\D30-HVAC Systems\D3020 - Heat SYS\Boiler,Hot Water,Oil/Gas/Comb. - BLR | 1014545
64-E1 | 64-E1 601 W. Santa Ana Blvd - 4 DCA 3 | 64-E1-D3041-160-FDP01 | FIRE DAMPER | DNA | DNA | DNA | OM00033901 | 3 | ALL | NA | NA | NA | NA | DNA | DNA | Electric | DNA | NA | NA | \Classifications\Building System Class\D30-HVAC Systems\D3040 - Distribution SYS\Fire Dampers - FDP | 1014546
64-E1 | 64-E1 601 W. Santa Ana Blvd - 4 DCA 3 | 64-E1-D5037-710-FAP02 | FIRE PANEL FOR PREACTION FAP02 | AUTO PULSE | DNA | 542R | OM00013563 |  | NORTH END OF BUILDING | NA | NA | NA | NA | 115 | DNA | Electric | 1 | NA | NA | \Classifications\Building System Class\D50-Electrical SYS\D5030 - Comm & Security\Fire Alarm Panel - FAP | 1014547
64-E1 | 64-E1 601 W. Santa Ana Blvd - 4 DCA 3 | 64-E1-G2023-150-PEG02 | LIFT ARM GATE PEG02 | FEDERAL APD | DNA | POSI DRIVE | OM00033898 |  | SOUTH WEST PARKING | NA | NA | NA | NA | 115 | 2 | Electric | 1 | NA | NA | \Classifications\Building System Class\G20-Other Systems\G2020 - Parking Lots\Secured Parking Gate - PEG | 1014548
64-E1 | 64-E1 601 W. Santa Ana Blvd - 4 DCA 3 | 64-E1-G2023-150-PEG03 | SLIDING GATE AUTOMATIC OPENER PEG03 | CHAMBERLAIN | DNA | ELITE | OM00033891 |  | NORTH SECURED PARKING | NA | NA | NA | NA | 12 | 10 | Electric | 1 | NA | NA | \Classifications\Building System Class\G20-Other Systems\G2020 - Parking Lots\Secured Parking Gate - PEG | 1014549
64-E1 | 64-E1 601 W. Santa Ana Blvd - 4 DCA 3 | 64-E1-G2023-150-PEG04 | ARM GATE PEG04 | FEDERAL APD | DNA | POSI DRIVE | OM00033897 |  | SOUTH WEST SIDE OF BUILDING | NA | NA | NA | NA | 115 | 2 | Electric | 1 | NA | NA | \Classifications\Building System Class\G20-Other Systems\G2020 - Parking Lots\Secured Parking Gate - PEG | 1014550
64-E1 | 64-E1 601 W. Santa Ana Blvd - 4 DCA 3 | 64-E1-D2023-310-HWP02 | Domestic Water Circulation Pump (Roof) | Taco Pump | DNA | FI1509E2DAJ1L06 | OM00002560 |  | Roof | NA | NA | NA | 3 | DNA | 8.3-8.2/4.1 | Electric | 3 | NA | NA | \Classifications\Building System Class\D20-Plumbing\D2020 - Domestic Water\Domestic Hot Water Circulating Pump - HWP | 1019233
64-E1 | 64-E1 601 W. Santa Ana Blvd - 4 DCA 3 | 64-E1-D5010-200-ESD02 | Electrical Switchboard, under 560 Volts | Siemens | SB3REVA | DNA | OM00002561 |  | Fire Pump Room, Side Of Building | NA | NA | NA | NA | 480Y/277 | DNA | Electric | 3 | NA | NA | \Classifications\Building System Class\D50-Electrical SYS\D5010 - Elec Service & Dist\Electical Service and Distribution - ESD | 1019236
64-E1 | 64-E1 601 W. Santa Ana Blvd - 4 DCA 3 | 64-E1-D2023-100-BFP06 | Backflow Preventer, Landscape 3/4 | Wilkins | 4115776 | 950XLD, DC, 3/4" | OM00002625 |  | Ground, Landscape North Side of building | NA | NA | NA | NA | NA | NA | NA | NA | NA | NA | \Classifications\Building System Class\D20-Plumbing\D2020 - Domestic Water\Backflow Preventer - BFP | 1019876
64-E1 | 64-E1 601 W. Santa Ana Blvd - 4 DCA 3 | 64-E1-D2023-100-BFP07 | Backflow Preventer, 1 1/4 | Watts | 07526 | LF009MZ, RP, 1 1/4" | OM00002626 |  | Roof near Boiler | NA | NA | NA | NA | NA | NA | NA | NA | NA | NA | \Classifications\Building System Class\D20-Plumbing\D2020 - Domestic Water\Backflow Preventer - BFP | 1019877
64-E1 | 64-E1 601 W. Santa Ana Blvd - 4 DCA 3 | 64-E1-D3021-130-BLR01 | Domestic Hot Water Heater / Tube Fired Boiler | Raypak | 1512411664 | WH1-HD151 | OM00036458 |  | Roof | NA | (1) 6x6x1" | NA | NA | 120 | 1amp | Gas |  | 150000 | 127500 | \Classifications\Building System Class\D30-HVAC Systems\D3020 - Heat SYS\Boiler,Hot Water,Oil/Gas/Comb. - BLR | 1020514
64-E1 | 64-E1 601 W. Santa Ana Blvd - 4 DCA 3 | 64-E1-D2023-100-BFP08 | BACKFLOW PREVENTER CRAC 1 &2 (1/2 INCH) (BFP08) | Watts | 94272 | LF009N2QT, 1/2 inch | OM00037659 |  | Raise Fire Line Room | NA | NA | NA | NA | NA | NA | NA | NA | NA | NA | \Classifications\Building System Class\D20-Plumbing\D2020 - Domestic Water\Backflow Preventer - BFP | 1021794
65-A2 | 65-A2 2424 Ventura Street - 5 DCA | 65-A2-D3020-100-HET03 | Air Separator | Bell & Gossett | 234695 | D60V | OM00000120 |  | Boiler Pad | NA | NA | NA | NA | NA | NA | NA | NA | NA | NA | \Classifications\Building System Class\D30-HVAC Systems\D3020 - Heat SYS\Heater Water Expansion Tank - HET | EQ-1004549
65-A2 | 65-A2 2424 Ventura Street - 5 DCA | 65-A2-D4094-450-SFM01 | Fire Supresion System | Fike | 0714704 | 5M49 70-154-0-W | OM00000131 |  | 1st Floor Server Rm | NA | NA | NA | NA | NA | NA | NA | NA | NA | NA | \Classifications\Building System Class\D40-Fire Protection SYS\D4090 - Other Fire Protection Systems\Fire Suppression, Gaseous - SFM | EQ-1004550
65-A2 | 65-A2 2424 Ventura Street - 5 DCA | 65-A2-D2090-230-WIP01 | Bypass Feeder | J.L Wingert | DNA | 5HD | OM00000119 | Bypass Feeder | Boiler Pad | NA | NA | NA | NA | NA | NA | NA | NA | NA | NA | \Classifications\Building System Class\D20-Plumbing\D2090 - Other Plumbing SYS\Water Treatment Inhibitor Pump - WIP | EQ-1004551
65-A2 | 65-A2 2424 Ventura Street - 5 DCA | 65-A2-D3042-220-EFN01 | Exhaust Fan - Electrical Room | Loren Cook | 14S891542 01/0004301 | 180 CPV--180CPV | OM00000130 | EF3 | Roof | DNA | NA | NA | 1 HP | 460 | DNA | NA | 3 HP, 60 HZ | NA | NA | \Classifications\Building System Class\D30-HVAC Systems\D3040 - Distribution SYS\Supply/Exhaust/Return fans- FAN | EQ-1004555
65-A2 | 65-A2 2424 Ventura Street - 5 DCA | 65-A2-D3042-220-EFN03 | Exhaust Fan - Toilet EFN03 | Loren Cook | 142S891542-01/0000701 | 165-CPV---165CPV | OM00000127 | EF1 | Roof | (1) A35 | NA | NA | .50 HP | 460 | DNA | NA | 3 Ph, 60 Hz | NA | NA | \Classifications\Building System Class\D30-HVAC Systems\D3040 - Distribution SYS\Supply/Exhaust/Return fans- FAN | EQ-1004557
65-A2 | 65-A2 2424 Ventura Street - 5 DCA | 65-A2-D3042-220-EFN04 | Exhaust Fan - Toilet EFN04 | Loren Cook | 142S8915420100024010606 | 120-CPV---120CPV | OM00000128 | EF2 | Roof | (1) A33 | NA | NA | 0.333 HP | 115 | DNA | NA | 1 Ph, 60 Hz | NA | NA | \Classifications\Building System Class\D30-HVAC Systems\D3040 - Distribution SYS\Supply/Exhaust/Return fans- FAN | EQ-1004558
65-A2 | 65-A2 2424 Ventura Street - 5 DCA | 65-A2-D3020-100-HET01 | Expansion Tank | Wessels | CRNL8142 | 5CFXA500 126558 | OM00004294 | FXA-500 | 1st Floor | NA | NA | NA | NA | NA | NA | NA | NA | NA | NA | \Classifications\Building System Class\D30-HVAC Systems\D3020 - Heat SYS\Heater Water Expansion Tank - HET | EQ-1004559
65-A2 | 65-A2 2424 Ventura Street - 5 DCA | 65-A2-D3020-100-HET02 | Expansion Tank ( Dom Hot Water) | Bell & Gosset | 14522206 | PT-42V--1BN005 | OM00000112 | DHW ET | Mech Room | NA | NA | NA | NA | NA | NA | NA | NA | NA | NA | \Classifications\Building System Class\D30-HVAC Systems\D3020 - Heat SYS\Heater Water Expansion Tank - HET | EQ-1004560
65-A2 | 65-A2 2424 Ventura Street - 5 DCA | 65-A2-D3041-110-AHU01 | RTU (Boxcar Unit #1) | Energy Labs | 0609-2940-1 | C95156-FR-L | OM00000121 | RTU - 1 | Roof | (5) BX-144 (2) BX-120 | Pre (18) 24x24x2 Pre (9) 12x24x2 Final (18) 24x24x2 Final (9) 12x24x | R-22 | DNA | 460 | 349.2 - 400 max | NA | 3 Ph, 60 Hz | NA | NA | \Classifications\Building System Class\D30-HVAC Systems\D3040 - Distribution SYS\Air Handling Unit - AHU | EQ-1004562
65-A2 | 65-A2 2424 Ventura Street - 5 DCA | 65-A2-D3041-110-AHU02 | RTU (Boxcar Unit #2) | Energy Labs | 0609-2940-2 | C95156-FR-L | OM00000122 | RTU - 2 | Roof | (5) BX-144 (2) BX-120 | Pre (18) 24x24x2 Pre (9) 12x24x2 Final (18) 24x24x2 Final (9) 12x24x2 | R-22 | DNA | 460 | 349.2 - 400 max | NA | DNA | 3 Ph, 60 Hz | NA | \Classifications\Building System Class\D30-HVAC Systems\D3040 - Distribution SYS\Air Handling Unit - AHU | EQ-1004563
65-A2 | 65-A2 2424 Ventura Street - 5 DCA | 65-A2-D2023-310-WBS02 | Water Pump WBS02 | Baldor | F0608032319 | EJMM3219T | OM00000110 | Pump 002 | Pump Room | NA | NA | NA | 7.5 HP | 208-230/460 | 18.5-16.8/8.4 | NA | 3 Ph, 60 HZ | NA | NA | \Classifications\Building System Class\D20-Plumbing\D2020 - Domestic Water\Domestic Water Booster System - WBS | EQ-1004567
65-A2 | 65-A2 2424 Ventura Street - 5 DCA | 65-A2-D2023-310-WBS01 | Water Pump WBS01 | Baldor | F0607200239 | EJMM3219T | OM00000111 | Pump 001 | Pump Room | NA | NA | NA | 7.5 HP | 208-230/460 | 18.5- 16.8/8.4 | NA | 3 Ph, 60 Hz | NA | NA | \Classifications\Building System Class\D20-Plumbing\D2020 - Domestic Water\Domestic Water Booster System - WBS | EQ-1004568
65-A2 | 65-A2 2424 Ventura Street - 5 DCA | 65-A2-D4031-100-FEX23 | Portable, Hand Held, Fire Extinguisher FEX23 | NA | NA | NA | OM00031387 | OM00029806 | Throughout courthouse | [10 empty] | \Classifications\Building System Class\D40-Fire Protection SYS\D4030 - FIRE SPEC\Fire Extinguisher - FEX | EQ-1004621
65-A2 | 65-A2 2424 Ventura Street - 5 DCA | 65-A2-D5092-250-EML65 | LIGHT, EMERGENCY, HARDWIRED SYSTEM | NA | NA | NA | OM00031388 | OM00029809 | Throughout courthouse | NA | NA | NA | NA | NA | NA | Electric |  | NA | NA | \Classifications\Building System Class\D50-Electrical SYS\D5090 - Elec SYS\Emergency And Exit Lighting - EML | EQ-1004622
65-A2 | 65-A2 2424 Ventura Street - 5 DCA | 65-A2-D5092-210-GEN01 | GENERATOR, EMERGENCY, UP TO 150 KW | Cummins | J060983738 | DFEH-5770029 | OM00000123 | EMERGENCY GENERATOR | Rooftop | NA | NA | NA | 755 | 277/480 | 756 | Diesel | 3 | NA | NA | \Classifications\Building System Class\D50-Electrical SYS\D5090 - Elec SYS\Emergency Generator - GEN | EQ-1004623
65-A2 | 65-A2 2424 Ventura Street - 5 DCA | 65-A2-D1010-100-ELE03 | ELEVATOR, HYDRAULIC, PASSENGER/FREIGHT | ThssenKrupp Elevator | EV3637 | EP12525 | OM00004040 | State ID# 146330 | ALL | DNA | NA | NA | NA | 460 | 34 602hz | Hydraulic | DNA | NA | NA | \Classifications\Building System Class\D10-Conveyance Systems\D1010 - Elevator\Elevator,Hydraulic,Pass/Freight - ELE | EQ-1004632
65-A2 | 65-A2 2424 Ventura Street - 5 DCA | 65-A2-C1020-110-FRD01 | Interior Fire Door - 1st floor | Won-Door Fireguard | 995028 | FG90S | OM00029825 | 1st Floor Door | 1st Floor Door | NA | NA | NA | DNA | DNA | DNA | DNA | DNA | NA | NA | \Classifications\Building System Class\C10-General Building Interior\C1020 - Fire Doors\Fire Doors - FRD | EQ-1005270
65-A2 | 65-A2 2424 Ventura Street - 5 DCA | 65-A2-C1020-110-FRD02 | Interior Fire Door - 2nd floor | Won-Door Fireguard | 995028 | FG90S | OM00029826 | 2nd Floor Door | 2nd Floor Door | NA | NA | NA | DNA | DNA | DNA | DNA | DNA | NA | NA | \Classifications\Building System Class\C10-General Building Interior\C1020 - Fire Doors\Fire Doors - FRD | EQ-1005271
65-A2 | 65-A2 2424 Ventura Street - 5 DCA | 65-A2-C1020-110-FRD03 | Interior Fire Door - 3rd floor | Won-Door Fireguard | 995026 | FG90S | OM00029827 | 3rd Floor Door | 3rd Floor Door | NA | NA | NA | DNA | DNA | DNA | DNA | DNA | NA | NA | \Classifications\Building System Class\C10-General Building Interior\C1020 - Fire Doors\Fire Doors - FRD | EQ-1005272
65-A2 | 65-A2 2424 Ventura Street - 5 DCA | 65-A2-D3050-250-ACU01 | Computer Room AC Condenser CDR01 | Data Aire | 2006-2036-F | DRCU0934 | OM00000124 | CRAC-1 |  | NA | NA | R-22 | .75 | 460 | DNA | Electric | DNA | NA | NA | \Classifications\Building System Class\D30-HVAC Systems\D3050 - Package SYS\Air Conditioning,Split System - ACU | EQ-1005277
65-A2 | 65-A2 2424 Ventura Street - 5 DCA | 65-A2-D3050-250-ACU02 | Computer Room AC Condenser CDR02 | Data Aire | 2006-2032-F | DRCU0534 | OM00000125 | CRAC-2 | Rooftop | NA | NA | R-22 | .75 | 460 | DNA | DNA | DNA | NA | NA | \Classifications\Building System Class\D30-HVAC Systems\D3050 - Package SYS\Air Conditioning,Split System - ACU | EQ-1005278
65-A2 | 65-A2 2424 Ventura Street - 5 DCA | 65-A2-D3050-250-ACU03 | Computer Room AC Condenser CDR03 | Data Aire | 2006-2034-F | DRCU0534 | OM00000126 | CRAC-3 | Rooftop | NA | NA | R-22 | .75 | 460 | DNA | DNA | DNA | NA | NA | \Classifications\Building System Class\D30-HVAC Systems\D3050 - Package SYS\Air Conditioning,Split System - ACU | EQ-1005279
65-A2 | 65-A2 2424 Ventura Street - 5 DCA | 65-A2-B2010-100-BLD01 | Building Structure | NA | NA | NA | OM00031390 | OM00029823 | NA | NA | NA | NA | NA | NA | NA | NA | NA | NA | NA | \Classifications\Building System Class\B20-General Building Exterior\B2010 - Exterior Walls\Building - BLD | EQ-1007408
65-A2 | 65-A2 2424 Ventura Street - 5 DCA | 65-A2-B3010-100-RUF01 | Roofing Systems | DNA | DNA | DNA | OM00031389 | OM00029808 | NA | NA | NA | NA | NA | NA | NA | NA | NA | NA | NA | \Classifications\Building System Class\B30-Roofing\B3010 - Roof Types\Roof - RUF | EQ-1007585
65-A2 | 65-A2 2424 Ventura Street - 5 DCA | 65-A2-D5037-710-FAP01 | Fire Alarm Panel - FAP | FCI | DNA | Series 7100 | OM00031465 | Fire Alarm Panel -OM00029828 | CHP Office | NA | NA |  | NA | DNA | DNA | Electric | 1 | NA | NA | \Classifications\Building System Class\D50-Electrical SYS\D5030 - Comm & Security\Fire Alarm Panel - FAP | 1009901
65-A2 | 65-A2 2424 Ventura Street - 5 DCA | 65-A2-D4022-210-FSG01 | Pump, Fire Electric Motor Driven | Aurora | 06-1403030 | A-383-78 | OM00031391 | Fire Pump | 1st floor - pump room | NA | NA | NA | 25 | 230/460 | DNA | NA | DNA | DNA |  | \Classifications\Building System Class\D40-Fire Protection SYS\D4020 - Stand Pipe\Pump,Fire,Electric Motor Driven - FSG | 1009921
65-A2 | 65-A2 2424 Ventura Street - 5 DCA | 65-A2-D2023-100-CTY01 | Domestic Water Backflow Assembly BFP01 City of Fresno does testing and repairs | Wilkins | 2536529 | 975 2 inch | OM00029814 | 09019 | Exterior | [10 empty] | \Classifications\Building System Class\D20-Plumbing\D2020 - Domestic Water\Backflow Preventer - BFP | 1010102
65-A2 | 65-A2 2424 Ventura Street - 5 DCA | 65-A2-D2023-100-CTY02 | Domestic Water Backflow Assembly BFP02 City of Fresno does testing and repairs | Wilkins | 2536530 | 975 2 inch | DNA | 09020 | Exterior | [10 empty] | \Classifications\Building System Class\D20-Plumbing\D2020 - Domestic Water\Backflow Preventer - BFP | 1010103
65-A2 | 65-A2 2424 Ventura Street - 5 DCA | 65-A2-D4010-150-FMS01 | System Extinguishing,Wet Pipe - SEW | Ap Aurora |  | DNA | OM00000109 |  | Pump Room | NA | NA | NA | NA | NA | NA | NA | NA | NA | NA | \Classifications\Building System Class\D40-Fire Protection SYS\D4010 - Sprinkler SYS\Fire Systems, stand pipes - FMS | 1011015
65-A2 | 65-A2 2424 Ventura Street - 5 DCA | 65-A2-D4022-210-JPM01 | Jockey Pump | Cutler Hammer | 16E6555J | FDJP-075D | OM00029783 | Jockey Pump | Pump Room | NA | NA | NA | .75 | 480 | 18 60hz | Electrical | 3ph | NA | NA | \Classifications\Building System Class\D40-Fire Protection SYS\D4020 - Stand Pipe\Jockey Pump - JPM | 1012558
65-A2 | 65-A2 2424 Ventura Street - 5 DCA | 65-A2-G2023-150-PEG01 | Judges Packing | HySecurity | 012100-0716-109 | 222 SS ST | OM00029816 | Judges Packing | Judges Parking Lot | DNA | DNA | DNA | 1 | 208 | 8.5 60hz | DNA | 1ph | DNA | DNA | \Classifications\Building System Class\G20-Other Systems\G2020 - Parking Lots\Secured Parking Gate - PEG | 1012559
65-A2 | 65-A2 2424 Ventura Street - 5 DCA | 65-A2-G2023-150-PEG02 | Judges Parking | HySecurity Gate | 011100-0716-103 | 222SSST | OM00029815 | Judges Parking | Parking Lot | DNA | DNA | DNA | 1 | 208 | 16.6 | NA | 1ph 60hz | DNA | DNA | \Classifications\Building System Class\G20-Other Systems\G2020 - Parking Lots\Secured Parking Gate - PEG | 1012560
65-A2 | 65-A2 2424 Ventura Street - 5 DCA | 65-A2-D5010-200-ESD01 | Main Electrical Panel | General Electric | 175042523301801 | SSF20B220 | OM00029812 |  | DNA | NA | NA | NA | NA | 600 | 2000 | Electric | 3 | NA | NA | \Classifications\Building System Class\D50-Electrical SYS\D5010 - Elec Service & Dist\Electical Service and Distribution - ESD | 1015951
65-A2 | 65-A2 2424 Ventura Street - 5 DCA | 65-A2-D5010-234-ATS01 | Automatic Transfer Switch | Cummins Power Gen | G060951842 | OTPCC-5770030 | OM00031425 |  | DNA | NA | NA | NA | NA | 480 | DNA | Electric | DNA | NA | NA | \Classifications\Building System Class\D50-Electrical SYS\D5010 - Elec Service & Dist\Automatic Transfer Switch - ATS | 1016014
65-A2 | 65-A2 2424 Ventura Street - 5 DCA | 65-A2-D4013-200-PRE01 | Dummy Preaction System | Victaulic | 26 | Series 728 | OM00031462 |  | Server Room | [10 empty] | \Classifications\Building System Class\D40-Fire Protection SYS\D4010 - Sprinkler SYS\Fire Systems, Preaction System - PRE | 1019285
65-A2 | 65-A2 2424 Ventura Street - 5 DCA | 65-A2-D2022-260-HWG03 | Domestic Hot Water Heater 1 | RINNAI | BA-092733 | RUC98i | OM00031431 |  | Mechanical Room | NA | NA | NA | NA | 120 | 10 | Gas & Electricity | 3 | 15200 | 199000 | \Classifications\Building System Class\D20-Plumbing\D2020 - Domestic Water\Domestic Water Heater, Gas - HWG | 1022354
65-A2 | 65-A2 2424 Ventura Street - 5 DCA | 65-A2-D2022-260-HWG04 | Domestic Hot Water Heater 2 | RINNAI | BA-092448 | RUC98i | OM00031430 | OM00000113 | Mechanical Room | NA | NA | NA | NA | 120 | 10 | Gas & Electricity | 3 | 15200 | 199000 | \Classifications\Building System Class\D20-Plumbing\D2020 - Domestic Water\Domestic Water Heater, Gas - HWG | 1022355
65-A2 | 65-A2 2424 Ventura Street - 5 DCA | 65-A2-D2023-310-HWP06 | Circulating Pump (Hot Water) | BELL & Gossett | 903578 | S Q D 56A 17D59F | OM00031429 |  | DNA | NA | NA | NA | 1/3-1/4 | 115/208-230//110/220 | DNA | DNA | 1 | NA | NA | \Classifications\Building System Class\D20-Plumbing\D2020 - Domestic Water\Domestic Hot Water Circulating Pump - HWP | 1022469
65-A2 | 65-A2 2424 Ventura Street - 5 DCA | 65-A2-D3021-130-BLR03 | HOT WATER BOILER 1 | RBI | 091674946 | MB1000 | OM00031433 |  | Roof | NA | Washable | NA | NA | DNA | DNA | DNA | DNA | 1,000,000 | 850,000 | \Classifications\Building System Class\D30-HVAC Systems\D3020 - Heat SYS\Boiler,Hot Water,Oil/Gas/Comb. - BLR | 1022504
65-A2 | 65-A2 2424 Ventura Street - 5 DCA | 65-A2-D2023-310-HWP07 | Circulating Pump HWP07 (Heating Hot Water) P3A | BELL & GOSSETT | C252991-01L71 | 00518ET3E184TC-W225.24.18 | OM00031435 |  | Roof | NA | NA | NA | 5 | 230/460 | DNA | DNA | DNA |  | NA | \Classifications\Building System Class\D20-Plumbing\D2020 - Domestic Water\Domestic Hot Water Circulating Pump - HWP | 1022506
65-A2 | 65-A2 2424 Ventura Street - 5 DCA | 65-A2-D3021-130-BLR04 | HOT WATER BOILER 2 | RBI | 091675023 | MB1000 | OM00031434 |  | ROOF | NA | Washable | NA | NA | DNA | DNA | DNA | DNA | 1,000,000 | 850,000 | \Classifications\Building System Class\D30-HVAC Systems\D3020 - Heat SYS\Boiler,Hot Water,Oil/Gas/Comb. - BLR | 1022505
65-A2 | 65-A2 2424 Ventura Street - 5 DCA | 65-A2-D2023-310-HWP08 | HOT WATER PUMP HWP08 BOILER 2 | GRUNDFOS | W1608043396 | 96411810P116260002 | OM00031437 |  | Roof | NA | NA | NA | 0.75 | 115 | DNA | DNA | DNA | NA | NA | \Classifications\Building System Class\D20-Plumbing\D2020 - Domestic Water\Domestic Hot Water Circulating Pump - HWP | 1022507
65-A2 | 65-A2 2424 Ventura Street - 5 DCA | 65-A2-D2023-310-HWP09 | HOT WATER PUMP HWP09 BOILER 1 | GRUNDFOS | W1605022121 | 96411810P116260002 | OM00031436 |  | Roof | NA | NA | NA | 0.75 | 115 | DNA | DNA | DNA | NA | NA | \Classifications\Building System Class\D20-Plumbing\D2020 - Domestic Water\Domestic Hot Water Circulating Pump - HWP | 1022508
65-A2 | 65-A2 2424 Ventura Street - 5 DCA | 65-A2-D2023-310-HWP10 | Circulating Pump (Domestic Hot Water) | BELL & GOSSETT | Cust 903578 | SQM 56A17D59F | OM00031442 |  | 3rd Flr. Mechancial Room | NA | NA | NA | 1/3-1/4 | 115/208-230//110/220 | DNA | Electric | DNA | NA | NA | \Classifications\Building System Class\D20-Plumbing\D2020 - Domestic Water\Domestic Hot Water Circulating Pump - HWP | 1022745
65-A2 | 65-A2 2424 Ventura Street - 5 DCA | 65-A2-D2023-310-HWP11 | Circulating Pump (Domestic Hot Water) | BELL & GOSSETT | 903578 | SQM 56A17D59F | DNA |  | 3rd Flr. Mechancial Room | NA | NA | NA | 1/3-1/4 | 115/208-230//110/220 | DNA | Electric | DNA | NA | NA | \Classifications\Building System Class\D20-Plumbing\D2020 - Domestic Water\Domestic Hot Water Circulating Pump - HWP | 1022746
65-A2 | 65-A2 2424 Ventura Street - 5 DCA | 65-A2-D2023-310-HWP12 | HOT WATER PUMP | WEG | 06FEV2019 1047538953 | 00518ET3184TC-W22 | OM00031681 |  | ROOF |  | NA | NA | 5.0/3.7 | 230/460 | 13.9-13.4/6.7 | ELECTRIC | DNA | DNA | DNA | \Classifications\Building System Class\D20-Plumbing\D2020 - Domestic Water\Domestic Hot Water Circulating Pump - HWP | 1022912
99-VB1 | 99-VB1 ***VIRTUAL BLDG for Acct SWOs - Enovity*** | 99-VB1-B2010-100-BLD01 | Building Asset Created for Corporate Plans - Enovity | NA | NA | NA | NA | [12 empty] | \Classifications\Building System Class\B20-General Building Exterior\B2010 - Exterior Walls\Building - BLD | 1022097
99-VB2 | 99-VB2 ***VIRTUAL BLDG for Acct SWOs - Pride*** | 99-VB2-B2010-100-BLD01 | Building Asset Created for Corporate Plans - Pride | NA | NA | NA | NA | NA | [11 empty] | \Classifications\Building System Class\B20-General Building Exterior\B2010 - Exterior Walls\Building - BLD | 1022098
99-VB3 | 99-VB3 ***VIRTUAL BLDG for Acct SWOs - ABM*** | 99-VB3-B2010-100-BLD01 | Building Asset Created for Corporate Plans - ABM | NA | NA | NA | NA | [12 empty] | \Classifications\Building System Class\B20-General Building Exterior\B2010 - Exterior Walls\Building - BLD | 1022099

## JCC Uniformat List - Asset Clas
Asset Naming Convention Asset Name = BLDG ID + Naming Convention + Equipment Number | Description of Asset | Previous Name or EQUIP CODE NOTES | EQUIP CODE
D4013-114-FAC | Air Compressor (Dry)-Used w/Fire S - FAC |  | FAC
D3050-250-ACU | Air Conditioning, Split System - ACU | Tag at the Condenser. | ACU
D3041-110-AHU | Air Handling Unit - AHU |  | AHU
D2023-100-BFP | Backflow Preventer - BFP | This includes all backflow devices: Fire, Potable, Irrigation, and Makeup Water for Boilers and Chillers | BFP
D3021-110-BLR | Boiler, Electric - BLR |  | BLR
D3021-130-BLR | Boiler, Hot Water, Oil/Gas/Comb. - BLR |  | BLR
D3021-140-BLR | Boiler,Steam,Oil/Gas/Comb. - BLR |  | BLR
B2010-100-BLD | Building - BLD | Place tag on the paper for assets with no nameplate. | BLD
D3068-100-BAS | Building Automation System - BAS | (One asset tag for bldg.) - Replaces CCS designation | BAS
D5010-110-MCC | Chiller Motor Control Center - MCC |  | MCC
D3031-150-CLR | Chiller, Absorption Unit - CLR |  | CLR
D3031-140-CLR | Chiller, Air Cooled - CLR |  | CLR
D3031-130-CLR | Chiller, Water Cooled - CLR |  | CLR
D5036-200-CSY | Clock Systems - CSY | Hard wired systems only | CSY
D3090-220-CMD | Compressor, Air Dryer - CMD |  | CMD
D3090-114-CMP | Compressor, Control Air - CMP | Replaced CAC Naming Convention | CMP
D3031-210-CDR | Condenser, Air Cooled - CDR |  | CDR
D3031-240-CDR | Condenser, Water Cooled - CDR | Formerly CUN | CDR
D3030-110-CTW | Cooling Tower - CTW |  | CTW
D3030-310-CTF | Cooling Tower Filter - CTF |  | CTF
B2033-120-DOR | Door, Automatic (Sliding, Revolving) - DOR |  | DOR
B2034-400-DOH | Door, Overhead (Shutter, Manual, Electric, Roll-up) |  | DOH
D5010-200-ESD | Electrical Service and Distribution - ESD | 3/2016 Was MCE,MES & SBR | ESD
D5010-234-ATS | Electrical, Automatic Transfer Switch - ATS | Should be identified anywhere there is a stand-by generator | ATS
D5011-240-TRN | Electrical, Transformer - TRN | (Large at main breaker or switchgear) - Primary Transformer | TRN
D3030-160-ECW | Evaporative Cooler - ECW |  | ECW
D3040-120-FCU | Fan Coil Unit - FCU |  | FCU
D3042-220-EFN | Fan, Exhaust (Belt Driven Fan)- EFN | Exhaust Fans under $2000 5 HP non belt driven are not required to be identified | EFN
D3041-230-RFN | Fan, Return - RFN |  | RFN
D3042-240-SEF | Fan, Specialty Exhaust Fan(CO2 exhaust fans, elevator shaft, computer room,) - SEF |  | SEF
D3041-170-SPF | Fan, Stairwell Pressurization - SPF |  | SPF
D3041-210-SFN | Fan, Supply -SFN |  | SFN
D5037-710-FAP | Fire Alarm Panel - FAP | Is defined as the main and ancillary fire panels or annunciators within the building. May be more than one per building if annunciators or sub-panels exist | FAP
D3041-160-FDP | Fire Dampers - FDP | (Refer to mechanical drawings and quantify) | FDP
C1020-110-FRD | Fire Doors or Curtains - FRD | Formerly WON (FRD+FRO), includes overhead as of 3/2016 | FRD
D4031-100-FEX | Fire Extinguisher - FEX## | (One asset tag for bldg. with the count of asset serving as the asset name - FEX-36) Place tag on the paper for assets with no nameplate. | FEX
D4013-124-FST | Fire Sprinkler System Air Storage Tank - FST |  | FST
D4094-450-SFM | Fire System,Extinguishing,FM200 - SFM | (For computer rooms) Halon systems included | SFM
D4010-150-FMS | Fire Systems, All stand pipes, deluge, preaction systems - FMS | SEW, SDC, SED & FSG-Dry Pipes consolidated to FMS | FMS
D4013-200-PRE | Fire, Preaction System | Formerly included within the FMS, was previously SDC | PRE
D5092-210-GEN | Generator, Emergency - GEN |  | GEN
G2049-300-HSC | Hardscape - HSC | (Drain interceptors & drain inlets - one asset tag for bldg.) Place tag on the paper for assets with no nameplate. | HSC
D3040-600-HES | Heat Exchanger, Steam - HES |  | HES
D3050-310-HPU | Heat Pump, Air Cooled - HPU |  | HPU
D3050-320-HPU | Heat Pump, Water Cooled - HPU |  | HPU
D3020-100-HET | Heater Water Expansion Tank (Deaerator)- HET | DTK - Deaerator Tank rolled into HET. 8.4.11 | HET
D3050-122-FAH | Heater, Forced Air ,Oil/Gas fired - FAH |  | FAH
D3092-140-HUM | Humidifier - HUM |  | HUM
D2093-100-GIN | Interceptor, Grease - GIN |  | GIN
D5038-810-ITA | Intrusion Alarm - ITA |  | ITA
G2050-200-LSC | Landscaping - LSC | (One asset tag for bldg.) Place tag on the paper for assets with no nameplate. | LSC
G3063-100-DFS | Leak Detection System, Diesel Fuel - DFS |  | DFS
D3060-100-RDS | Leak Detection System, Refrigerant Leak Detection System - RDS |  | RDS
D1091-100-DMW | Lift, Dumbwaiter - DMW |  | DMW
D1010-100-ELE | Lift, Elevator, Electric or Hydraulic, Pass/Freight - ELE |  | ELE
D1020-100-ESC | Lift, Escalator, Electric - ESC |  | ESC
D1013-310-WCL | Lift, Wheelchair Lift - WCL |  | WCL
D5092-250-EML | Lighting, Emergency And Exit - EML | (One asset tag for bldg. with the count of asset serving as the asset name - EML36) Place tag on the paper for assets with no nameplate. | EML
D5092-250-ELT | Lighting, Exterior - ELT | (One asset tag for bldg. with the count of asset serving as the asset name - ELT36) Place tag on the paper for assets with no nameplate. | ELT
D5092-250-ELI | Ligthing Inverter, Emergency - ELI | Added per Pterry 4.11.18 | ELI
E1033-310-DLR | Loading Dock Equipment - DLR | HLF | DLR
E1033-310-HLF | Loading Dock Leveler, Lift, Hydraulic- HLF | Hydraulic | HLF
D2030-150-MWL | Main Branch Waste System - MWL | Added Jan.2016 | MWL
D5010-110-EMT | Meter Reading Electric - EMT | Added Mar 2016 | EMT
D3031-200-MTR | Meter Readings Chilled Water - MTR | Added Mar 2016 | MTR
D3012-120-GMR | Meter Readings Gas - GMR | Added Mar 2016 | GMR
D2020-130-WMR | Meter Readings Water - WMR | Added Mar 2016 | WMR
D2040-100-OWS | Oil Water Separators - OWS | Pending update, but required for identification - use Assets Not Ready sheet | OWS
D4024-100-FHS | Other Stand Pipe and Hose Systems-FHS | (One asset tag for bldg.) - Note fields within the asset information should provide specific information regarding the specific equipment as assigned. | FHS
D3050-210-PKU | Package Unit- PKU |  | PKU
G2023-160-PBB | Parking Beam Barrier - PBB | Added 3/2016 | PBB
D5095-600-PVS | Photovoltaic - PVS |  | PVS
D1092-120-PTS | Pneumatic Tube System -PTS |  | PTS
E1091-200-PDE | Portable, Humidifier - PDE | Added Jan.2016 | PDE
E1091-100-PCE | Portable, Move and Cool - PCE | Added Jan.2016 | PCE
E1099-100-PSE | Portable, Scaffolding - PSE | Added Jan.2016 | PSE
E1039-100-PLE | Portable, Scissor Lift - PLE | Added Jan.2016 | PLE
E1097-100-WWE | Portable, Window Washing Equipment - WWE | Added Jan.2016 | WWE
D3031-100-PCH | Pump, Chilled Water - PCH | formerly D3030-410-CWP & Condenser Water/tower water Pum | PCH
G3060-320-DFP | Pump, Diesel Fuel Transfer - DFP |  | DFP
D2023-310-HWP | Pump, Domestic Hot Water Circulating - HWP |  | HWP
D2023-310-WBS | Pump, Domestic Water Booster System - WBS |  | WBS
D2030-410-PMS | Pump, Ejector Sewage - PMS |  | PMS
D4022-250-PFD | Pump, Fire, Diesel - Engine Driven - PFD | (Large diesel) | PFD
D4022-210-FSG | Pump, Fire, Electric Motor Driven - FSG | (Large electric) | FSG
D3044-125-PHW | Pump, Hot Water - PHW | Some were formerly G3015-126-PHW | PHW
D4022-210-JPM | Pump, Jockey Fire Pump - JPM | Jockey pump is not the same as a fire pump. Jockey pumps are defined as small pumps designed to maintain water pressure within the fire pipes not to supply pumping pressure. | JPM
D2040-100-PSU | Pump, Sump - PSU | Formerly DUS | PSU
D3030-100-TSP | Pump, Thermal Storage - TSP |  | TSP
D2090-230-WIP | Pump, Water Treatment Pump - WIP |  | WIP
D3031-180-RCM | Refrigeration Compressor - RCM |  | RCM
B3010-100-RUF | Roof - RUF |  | RUF
B3010-100-RFG | Roof, Green Roof - RFG |  | RFG
G2023-160-PEB | Security Parking Electric Barrier- PEB |  | PEB
G2023-150-PEG | Security Parking Gate - PEG |  | PEG
D2017-100-SHW | Shower, Eye Washes & Emergency Showers - SHW |  | SHW
G9091-100-SMS | Snow Melting System - SMS |  | SMS
D3090-114-CST | Tank, Control Air Compressor Storage - CST |  | CST
G3010-210-FWT | Tank, Fire Water Storage - FWT |  | FWT
G3063-100-DAT | Tank, Fuel Storage Day Tank - DAT |  | DAT
G3063-100-AST | Tank, Fuel Storage, above ground - AST | Formerly FSA | AST
G3063-100-UST | Tank, Fuel Storage, underground - UST | Formerly FSU | UST
G3010-210-PWT | Tank, Potable Water Storage Tank- PWT |  | PWT
E1092-100-TCP | Trash Compactor - TCP |  | TCP
D5092-100-UPS | Uninterruptible Power System - UPS | Main building UPS - Not rack mounted. If UPS is IT Exclusively do not collect | UPS
updated as of 03/30/2016
D3041-150-VFP | VAV Boxes, fan powered - VFP |  | VFP
D4095-230-HBL | Vent Hood and Blower (Fire Protection)- HBL |  | HBL
D2022-100-HWE | Water Heater, Domestic, Electric - HWE |  | HWE
D2022-260-HWG | Water Heater, Domestic, Gas - HWG |  | HWG
D2090-650-WSR | Water Softener, Demineralization - WSR | (Water treatment system not individual sinks) | WSR
D2090-670-WLR | Water Treatment, Chlorine - WLR |  | WLR
E1097-100-WDO | Window Washing Unit - WDO |  | WDO