37-L1 | 37-L1 New Central San Diego Courthouse | 37-L1-D5011-240-TRN04 | TK-B2A XFMR | General Electric | NA | 9T61B3146G03 | OM00046247 |  | B250, UPS | NA | NA | NA | NA | 480 | DNA | Electric | 3 | NA | NA | \Classifications\Building System Class\D50-Electrical SYS\D5010 - Elec Service & Dist\Transformer - TRN | 1022416
37-L1 | 37-L1 New Central San Diego Courthouse | 37-L1-D5011-240-TRN06 | T-B1A XFMR | General Electric | NA | 9T83B3874 | OM00046258 |  | Electrical Room | NA | NA | NA | NA | 480 | DNA | Electric | 3 | NA | NA | \Classifications\Building System Class\D50-Electrical SYS\D5010 - Elec Service & Dist\Transformer - TRN | 1022417
37-L1 | 37-L1 New Central San Diego Courthouse | 37-L1-D5011-240-TRN08 | TK-1A XFMR | General Electric | IM0368105 | 9T83B3475G03 | OM00046264 |  | 1E1, Electrical Room | NA | NA | NA | NA | 480 | DNA | Electric | 3 | NA | NA | \Classifications\Building System Class\D50-Electrical SYS\D5010 - Elec Service & Dist\Transformer - TRN | 1022419
37-L1 | 37-L1 New Central San Diego Courthouse | 37-L1-D5011-240-TRN09 | ET-1A XFMR | General Electric | NA | 9T83B3875 | OM00046265 |  | Electrical Room | NA | NA | NA | NA | 480 | DNA | Electric | 3 | NA | NA | \Classifications\Building System Class\D50-Electrical SYS\D5010 - Elec Service & Dist\Transformer - TRN | 1022420
37-L1 | 37-L1 New Central San Diego Courthouse | 37-L1-D5011-240-TRN19 | ET-6A XFMR | General Electric | NA | 9T83B3874 | OM00046334 |  | 6E2, Electrical Room | NA | NA | NA | NA | 480 | DNA | Electric | 3 | NA | NA | \Classifications\Building System Class\D50-Electrical SYS\D5010 - Elec Service & Dist\Transformer - TRN | 1022422
37-L1 | 37-L1 New Central San Diego Courthouse | 37-L1-D5011-240-TRN20 | TK-7A XFMR | General Electric | NA | 9T83B3474G03 | OM00046335 |  | 7E1, Electrical Room | NA | NA | NA | NA | 480 | DNA | Electric | 3 | NA | NA | \Classifications\Building System Class\D50-Electrical SYS\D5010 - Elec Service & Dist\Transformer - TRN | 1022423
37-L1 | 37-L1 New Central San Diego Courthouse | 37-L1-D5011-240-TRN21 | TK-8A XFMR | General Electric | NA | 9T83B3474G03 | OM00046336 |  | 8E1, Electrical Room | NA | NA | NA | NA | 480 | DNA | Electric | 3 | NA | NA | \Classifications\Building System Class\D50-Electrical SYS\D5010 - Elec Service & Dist\Transformer - TRN | 1022424
37-L1 | 37-L1 New Central San Diego Courthouse | 37-L1-D5011-240-TRN22 | UTK-8A XFMR | General Electric | NA | 9T61B3146G03 | OM00046337 |  | 8E2, Electrical Room | NA | NA | NA | NA | 480 | DNA | Electric | 3 | NA | NA | \Classifications\Building System Class\D50-Electrical SYS\D5010 - Elec Service & Dist\Transformer - TRN | 1022425
37-L1 | 37-L1 New Central San Diego Courthouse | 37-L1-D5011-240-TRN23 | TK-9A XFMR | General Electric | NA | 9T83B3474G03 | OM00047338 |  | 9E1, Electrical Room | NA | NA | NA | NA | 480 | DNA | Electric | 3 | NA | NA | \Classifications\Building System Class\D50-Electrical SYS\D5010 - Elec Service & Dist\Transformer - TRN | 1022426
37-L1 | 37-L1 New Central San Diego Courthouse | 37-L1-D5011-240-TRN24 | TK-10A XFMR | General Electric | NA | 9T83B3474G03 | OM00046339 |  | 10E1, Electrical Room | NA | NA | NA | NA | 480 | DNA | Electric | 3 | NA | NA | \Classifications\Building System Class\D50-Electrical SYS\D5010 - Elec Service & Dist\Transformer - TRN | 1022427
37-L1 | 37-L1 New Central San Diego Courthouse | 37-L1-D5011-240-TRN25 | ST-10A XFMR | General Electric | NA | 9T83B3872 | OM00046340 |  | 10E2, Electrical Room | NA | NA | NA | NA | 480 | DNA | Electric | 3 | NA | NA | \Classifications\Building System Class\D50-Electrical SYS\D5010 - Elec Service & Dist\Transformer - TRN | 1022428
37-L1 | 37-L1 New Central San Diego Courthouse | 37-L1-D5011-240-TRN28 | ET-11A XFMR | General Electric | NA | 9T83B3874 | OM00046343 |  | 11E2, Electrical Room | NA | NA | NA | NA | 480 | DNA | Electric | 3 | NA | v | \Classifications\Building System Class\D50-Electrical SYS\D5010 - Elec Service & Dist\Transformer - TRN | 1022431
37-L1 | 37-L1 New Central San Diego Courthouse | 37-L1-D5011-240-TRN26 | TK-11A XFMR | General Electric | NA | 9T83B3474G03 | OM00046341 |  | 11E1, Electrical Room | NA | NA | NA | NA | 480 | DNA | Electric | 3 | NA | NA | \Classifications\Building System Class\D50-Electrical SYS\D5010 - Elec Service & Dist\Transformer - TRN | 1022429
37-L1 | 37-L1 New Central San Diego Courthouse | 37-L1-D5011-240-TRN27 | UTK-11A XFMR | General Electric | NA | 9T61B3146G03 | OM00046342 |  | 11E2, Electrical Room | NA | NA | NA | NA | 480 | DNA | Electric | 3 | NA | NA | \Classifications\Building System Class\D50-Electrical SYS\D5010 - Elec Service & Dist\Transformer - TRN | 1022430
37-L1 | 37-L1 New Central San Diego Courthouse | 37-L1-D5011-240-TRN29 | TK-12A XFMR | General Electric | NA | 9T83B3474G03 | OM00046344 |  | 12E1, Electrical Room | NA | NA | NA | NA | 480 | DNA | Electric | 3 | NA | NA | \Classifications\Building System Class\D50-Electrical SYS\D5010 - Elec Service & Dist\Transformer - TRN | 1022434
37-L1 | 37-L1 New Central San Diego Courthouse | 37-L1-D5011-240-TRN30 | TK-13A XFMR | General Electric | NA | 9T83B3474G03 | OM00046345 |  | 13E1, Electrical Room | NA | NA | NA | NA | 480 | DNA | Electric | 3 | NA | NA | \Classifications\Building System Class\D50-Electrical SYS\D5010 - Elec Service & Dist\Transformer - TRN | 1022435
37-L1 | 37-L1 New Central San Diego Courthouse | 37-L1-D5011-240-TRN31 | TK-14A XFMR | General Electric | NA | 9T83B3474G03 | OM00046345 |  | 14E1, Electrical Room | NA | NA | NA | NA | 480 | DNA | Electric | 3 | NA | NA | \Classifications\Building System Class\D50-Electrical SYS\D5010 - Elec Service & Dist\Transformer - TRN | 1022436
37-L1 | 37-L1 New Central San Diego Courthouse | 37-L1-D5011-240-TRN32 | UTK-14A XFMR | General Electric | NA | 9T61B3146G03 | OM00046347 |  | 14E2, Electrical Room | NA | NA | NA | NA | 480 | DNA | Electric | 3 | NA | NA | \Classifications\Building System Class\D50-Electrical SYS\D5010 - Elec Service & Dist\Transformer - TRN | 1022437
37-L1 | 37-L1 New Central San Diego Courthouse | 37-L1-D5011-240-TRN33 | TK-15A XFMR | General Electric | NA | 9T83B3474G03 | OM00046348 |  | Electrical Room | NA | NA | NA | NA | 480 | DNA | Electric | 3 | NA | NA | \Classifications\Building System Class\D50-Electrical SYS\D5010 - Elec Service & Dist\Transformer - TRN | 1022438
37-L1 | 37-L1 New Central San Diego Courthouse | 37-L1-D5011-240-TRN36 | ET-16A XFMR | General Electric | NA | 9T83B3874 | OM00046280 |  | 16E3, Electrical Room | NA | NA | NA | NA | 480 | DNA | Electric | 3 | NA | NA | \Classifications\Building System Class\D50-Electrical SYS\D5010 - Elec Service & Dist\Transformer - TRN | 1022441
37-L1 | 37-L1 New Central San Diego Courthouse | 37-L1-D5011-240-TRN34 | ST-15A XFMR | General Electric | NA | 9T83B3871 | OM00046349 |  | 15E2, Electrical Room | NA | NA | NA | NA | 480 | DNA | Electric | 3 | NA | NA | \Classifications\Building System Class\D50-Electrical SYS\D5010 - Elec Service & Dist\Transformer - TRN | 1022439
37-L1 | 37-L1 New Central San Diego Courthouse | 37-L1-D5011-240-TRN35 | TK-16A XFMR | General Electric | NA | 9T83B3474G03 | OM00046279 |  | 16E1, Electrical Room | NA | NA | NA | NA | 480 | DNA | Electric | 3 | NA | NA | \Classifications\Building System Class\D50-Electrical SYS\D5010 - Elec Service & Dist\Transformer - TRN | 1022440
37-L1 | 37-L1 New Central San Diego Courthouse | 37-L1-D5011-240-TRN37 | TK-17A XFMR | General Electric | NA | 9T83B3474G03 | OM00046277 |  | 17E1, Electrical Room | NA | NA | NA | NA | 480 | DNA | Electric | 3 | NA | NA | \Classifications\Building System Class\D50-Electrical SYS\D5010 - Elec Service & Dist\Transformer - TRN | 1022442
37-L1 | 37-L1 New Central San Diego Courthouse | 37-L1-D5011-240-TRN38 | UTK-17A XFMR | General Electric | NA | 9T83B3474G03 | OM00046278 |  | 17-E2, Electrical Room | NA | NA | NA | NA | 480 | DNA | Electric | 3 | NA | NA | \Classifications\Building System Class\D50-Electrical SYS\D5010 - Elec Service & Dist\Transformer - TRN | 1022443
37-L1 | 37-L1 New Central San Diego Courthouse | 37-L1-D5011-240-TRN40 | TK-19A XFMR | General Electric | NA | 9T83B3474G03 | OM00046274 |  | 19E1, Electrical Room | NA | NA | NA | NA | 480 | DNA | Electric | 3 | NA | NA | \Classifications\Building System Class\D50-Electrical SYS\D5010 - Elec Service & Dist\Transformer - TRN | 1022445
37-L1 | 37-L1 New Central San Diego Courthouse | 37-L1-D5011-240-TRN41 | ST-19A XFMR | General Electric | NA | 9T83B3871 | OM00046275 |  | 19E2, Electrical Room | NA | NA | NA | NA | 480 | DNA | Electric | 3 | NA | NA | \Classifications\Building System Class\D50-Electrical SYS\D5010 - Elec Service & Dist\Transformer - TRN | 1022446
37-L1 | 37-L1 New Central San Diego Courthouse | 37-L1-D5011-240-TRN42 | TK-20A XFMR | General Electric | NA | 9T83B3474G03 | OM00046272 |  | Electrical Room | NA | NA | NA | NA | 480 | DNA | Electric | 3 | NA | NA | \Classifications\Building System Class\D50-Electrical SYS\D5010 - Elec Service & Dist\Transformer - TRN | 1022447
37-L1 | 37-L1 New Central San Diego Courthouse | 37-L1-D5011-240-TRN43 | UTK-20A XFMR | General Electric | NA | 9T61B3146G03 | OM00046273 |  | Electrical Room | NA | NA | NA | NA | 480 | DNA | Electric | 3 | NA | NA | \Classifications\Building System Class\D50-Electrical SYS\D5010 - Elec Service & Dist\Transformer - TRN | 1022448
37-L1 | 37-L1 New Central San Diego Courthouse | 37-L1-D5011-240-TRN44 | TK-21A XFMR | General Electric | NA | 9T83B3474G03 | OM00046270 |  | 21E1,Electrical Room | NA | NA | NA | NA | 480 | DNA | Electric | 3 | NA | NA | \Classifications\Building System Class\D50-Electrical SYS\D5010 - Elec Service & Dist\Transformer - TRN | 1022449
37-L1 | 37-L1 New Central San Diego Courthouse | 37-L1-D5011-240-TRN39 | TK-18A XFMR | General Electric | NA | 9T11A1004G03 | OM00046276 |  | 18E1,Electrical Room | NA | NA | NA | NA | 480 | DNA | Electric | 3 | NA | NA | \Classifications\Building System Class\D50-Electrical SYS\D5010 - Elec Service & Dist\Transformer - TRN | 1022444
37-L1 | 37-L1 New Central San Diego Courthouse | 37-L1-D5011-240-TRN45 | ET-21A XFMR | General Electric | NA | 9T83B3874 | OM00046271 |  | 21E2, Electrical Room | NA | NA | NA | NA | 480 | DNA | Electric | 3 | NA | NA | \Classifications\Building System Class\D50-Electrical SYS\D5010 - Elec Service & Dist\Transformer - TRN | 1022450
37-L1 | 37-L1 New Central San Diego Courthouse | 37-L1-D5011-240-TRN46 | TK-22A XFMR | General Electric | NA | 9T83B3474G03 | OM00046269 |  | 22E1, Electrical Room | NA | NA | NA | NA | 480 | DNA | Electric | 3 | NA | NA | \Classifications\Building System Class\D50-Electrical SYS\D5010 - Elec Service & Dist\Transformer - TRN | 1022451
37-L1 | 37-L1 New Central San Diego Courthouse | 37-L1-D5011-240-TRN47 | ST-RA XFMR | General Electric | IM0379615 | 9T83B3873 | OM00046267 |  | 23E1, Electrical Room | NA | NA | NA | NA | 480 | DNA | Electric | 3 | NA | NA | \Classifications\Building System Class\D50-Electrical SYS\D5010 - Elec Service & Dist\Transformer - TRN | 1022452
37-L1 | 37-L1 New Central San Diego Courthouse | 37-L1-D5011-240-TRN48 | T-RA XFMR | General Electric | IM0379620 | 9T83B3872 | OM00046266 |  | 23E2, Electrical Room | NA | NA | NA | NA | 480 | DNA | Electric | 3 | NA | NA | \Classifications\Building System Class\D50-Electrical SYS\D5010 - Elec Service & Dist\Transformer - TRN | 1022453
37-L1 | 37-L1 New Central San Diego Courthouse | 37-L1-D3040-120-FCU35 | FC-8-3 Fan Coil Elect Room | Trane | T15F42769 | BCHC024 | OM00046180 |  | 08 E1,Electrical Room | NA | 1x2' | NA | .33 | 277 | 2.5 | Electric | 1 | NA | NA | \Classifications\Building System Class\D30-HVAC Systems\D3040 - Distribution SYS\Fan Coil Unit - FCU | 1022455
37-L1 | 37-L1 New Central San Diego Courthouse | 37-L1-D3040-120-FCU39 | FC-9-3 Fan Coil Elect room | Trane | T15F42770 | BCHC024 | OM00046183 |  | 09 E1, Electrical Room | NA | 1x2' | NA | 0.33 | 277 | 2.5 | Electric | 1 | NA | NA | \Classifications\Building System Class\D30-HVAC Systems\D3040 - Distribution SYS\Fan Coil Unit - FCU | 1022459
37-L1 | 37-L1 New Central San Diego Courthouse | 37-L1-D3040-120-FCU41 | FC-10-2 Fan Coil IDF Room | Trane | T15G47097 | BCHC072 | OM00046204 |  | 10 20, Elevator Lobby | NA | 18"x36" | NA | 0.75 | 277 | 4.3 | Electric | 1 | NA | NA | \Classifications\Building System Class\D30-HVAC Systems\D3040 - Distribution SYS\Fan Coil Unit - FCU | 1022461
37-L1 | 37-L1 New Central San Diego Courthouse | 37-L1-D3040-120-FCU34 | FC-8-2 Fan Coil IDF Room | Trane | T15F42775 | BCHC072 | OM00046177 |  | 08 20, Elevator Lobby | NA | 18"x36" | NA | .75 | 277 | 4.3 | Electric | 1 | NA | NA | \Classifications\Building System Class\D30-HVAC Systems\D3040 - Distribution SYS\Fan Coil Unit - FCU | 1022454
37-L1 | 37-L1 New Central San Diego Courthouse | 37-L1-D3040-120-FCU36 | FC-8-4 Fan Coil Elect Room | Trane | T15F42779 | BCHC036 | OM00046179 |  | 08 E2, Electrical Room | NA | DNA | NA | .33 | 277 | 2.5 | Electric | 1 | NA | NA | \Classifications\Building System Class\D30-HVAC Systems\D3040 - Distribution SYS\Fan Coil Unit - FCU | 1022456
37-L1 | 37-L1 New Central San Diego Courthouse | 37-L1-D3040-120-FCU37 | FC-9-1 Fan Coil IDF Room | Trane | T15F42778 | BCHC072 | OM00046182 |  | 09 T2, IDF Room Hallway | NA | 18"x36" | NA | 0.75 | 277 | 4.3 | Electric | 1 | NA | NA | \Classifications\Building System Class\D30-HVAC Systems\D3040 - Distribution SYS\Fan Coil Unit - FCU | 1022457
37-L1 | 37-L1 New Central San Diego Courthouse | 37-L1-D3040-120-FCU38 | FC-9-2-Fan Coil IDF Room | Trane | T15F42777 | BCHC072 | OM00046181 |  | 09 20, Elevator Lobby | NA | 18"x36" | NA | .75 | 277 | 4.3 |  | 1 | NA | NA | \Classifications\Building System Class\D30-HVAC Systems\D3040 - Distribution SYS\Fan Coil Unit - FCU | 1022458
37-L1 | 37-L1 New Central San Diego Courthouse | 37-L1-D3040-120-FCU40 | FC-10-1 Fan Coil IDF Room | Trane | T15G47096 | BCHC072 | OM00046205 |  | 10 T2, IDF Room Hallway | NA | 18"x36" | NA | 0.75 | 277 | 4.3 | Electric | 1 | NA | NA | \Classifications\Building System Class\D30-HVAC Systems\D3040 - Distribution SYS\Fan Coil Unit - FCU | 1022460
37-L1 | 37-L1 New Central San Diego Courthouse | 37-L1-D3040-120-FCU42 | FC-10-3 Fan Coil Elect Room | Trane | T15G47098 | BCHC024 | OM00046206 |  | Electrical Room | NA | 1x2' | NA | 0.33 | 277 | 2.5 | Electric | 1 | NA | NA | \Classifications\Building System Class\D30-HVAC Systems\D3040 - Distribution SYS\Fan Coil Unit - FCU | 1022462
37-L1 | 37-L1 New Central San Diego Courthouse | 37-L1-D5011-240-TRN11 | TK-3A XFMR | General Electric | IM0368095 | 9T83B3475G03 | OM00046260 |  | 3E1, Electrical Room | NA | NA | NA |  | 480 | DNA | Electric | 3 | NA | NA | \Classifications\Building System Class\D50-Electrical SYS\D5010 - Elec Service & Dist\Transformer - TRN | 1022463
37-L1 | 37-L1 Central Courthouse | 37-L1-D2023-100-BFP45 | Backflow Preventer, 3/4" Bypass (BFP45) | Wilkins Zurn | 3946707 | 975XL2 3/4" | OM00046710 | Assembly ID: 12010945 | Corner of B St. and State St. | NA | NA | NA | NA | NA | NA | NA | NA | NA | NA | \Classifications\Building System Class\D20-Plumbing\D2020 - Domestic Water\Backflow Preventer - BFP | 1022654
37-L1 | 37-L1 Central Courthouse | 37-L1-D2023-100-BFP46 | Backflow Preventer, 3/4" Bypass (BFP46) | Wilkins Zurn | 3946687 | 975XL2 3/4" | OM00046711 | Assembly ID: 12010947 | Corner of B St. and State St. | NA | NA | NA | NA | NA | NA | NA | NA | NA | NA | \Classifications\Building System Class\D20-Plumbing\D2020 - Domestic Water\Backflow Preventer - BFP | 1022655
37-L1 | 37-L1 Central Courthouse | 37-L1-D1020-100-ESC01 | Escalator 1 - floors 1 and 2: 2-1 (DOWN) | Otis | 621765 | 508 NCE | OM00046713 | State ID#: 172716 | Floors 1 and 2 | NA | NA | NA | DNA | DNA | DNA | Electric | DNA | NA | NA | \Classifications\Building System Class\D10-Conveyance Systems\D1020 - Escalator\Escalator,Electric - ESC | 1022667
37-L1 | 37-L1 Central Courthouse | 37-L1-D1020-100-ESC02 | Escalator 2 - floors 1 and 2 | Otis | 621766 | 508 NCE | OM00046714 | State ID#: 172715 | Floors 1 and 2 | NA | NA | NA | DNA | DNA | DNA | Electric | DNA | NA | NA | \Classifications\Building System Class\D10-Conveyance Systems\D1020 - Escalator\Escalator,Electric - ESC | 1022668
37-L1 | 37-L1 Central Courthouse | 37-L1-D1020-100-ESC03 | Escalator 3 - floors 2 and 3: 3-2 (DOWN) | Otis | 621767 | 508 NCE | OM00046715 | State ID#: 172718 | Floors 2 and 3 | NA | NA | NA | DNA | DNA | DNA | Electric | DNA | NA | NA | \Classifications\Building System Class\D10-Conveyance Systems\D1020 - Escalator\Escalator,Electric - ESC | 1022669
37-L1 | 37-L1 Central Courthouse | 37-L1-D1020-100-ESC05 | Escalator 5 - floors 3 and 4: 2-3 (UP) | Otis | 621768 | 508 NCE | OM00046717 | State ID#: 172717 | Floors 3 and 4 | NA | NA | NA | NA | DNA | DNA | Electric | DNA | NA | NA | \Classifications\Building System Class\D10-Conveyance Systems\D1020 - Escalator\Escalator,Electric - ESC | 1022671
37-L1 | 37-L1 Central Courthouse | 37-L1-D1020-100-ESC04 | Escalator 4 - floors 2 and 3: 4-3 (DOWN) | Otis | 621769 | 508 NCE | OM00046716 | State ID#: 172720 | Floors 2 and 3 | NA | NA | NA | DNA | DNA | DNA | Electric | DNA | NA | NA | \Classifications\Building System Class\D10-Conveyance Systems\D1020 - Escalator\Escalator,Electric - ESC | 1022670
37-L1 | 37-L1 Central Courthouse | 37-L1-D1020-100-ESC06 | Escalator 6 - floors 3 and 4: 3-4 (UP) | Otis | 621770 | 508 NCE | OM00046718 | State ID# 172719 | Floors 3 and 4 | NA | NA | NA | DNA | DNA | DNA | Electric | DNA | NA | NA | \Classifications\Building System Class\D10-Conveyance Systems\D1020 - Escalator\Escalator,Electric - ESC | 1022672
37-L1 | 37-L1 Central Courthouse | 37-L1-D2023-100-BFP08 | Backflow Preventer, 3/4" (BFP08) | Wilkins Zurn | B01426 | 375XL RP, 3/4" | OM00046665 |  | Inside Closet | NA | NA | NA | NA | NA | NA | NA | NA | NA | NA | \Classifications\Building System Class\D20-Plumbing\D2020 - Domestic Water\Backflow Preventer - BFP | 1022673
37-L1 | 37-L1 Central Courthouse | 37-L1-D2023-100-BFP09 | Backflow Preventer, 3/4" (BFP09) | Wilkins Zurn | B014258 | 375XL RP, 3/4" | OM00046668 |  | Inside Closet | NA | NA | NA | NA | NA | NA | NA | NA | NA | NA | \Classifications\Building System Class\D20-Plumbing\D2020 - Domestic Water\Backflow Preventer - BFP | 1022674
37-L1 | 37-L1 Central Courthouse | 37-L1-D2023-100-BFP10 | Backflow Preventer, 3/4" (BFP10) | Wilkins Zurn | B014131 | 375XL RP, 3/4" | OM00046669 |  | Public Hallway, Adjacent to Dept. 504 | NA | NA | NA | NA | NA | NA | NA | NA | NA | NA | \Classifications\Building System Class\D20-Plumbing\D2020 - Domestic Water\Backflow Preventer - BFP | 1022675
37-L1 | 37-L1 Central Courthouse | 37-L1-D2023-100-BFP11 | Backflow Preventer, 3/4" (BFP11) | Wilkins Zurn | B014257 | 375XL RP, 3/4" | OM00046670 |  | Public Hallway, Adjacent to Dept. 604 | NA | NA | NA | NA | NA | NA | NA | NA | NA | NA | \Classifications\Building System Class\D20-Plumbing\D2020 - Domestic Water\Backflow Preventer - BFP | 1022676
37-L1 | 37-L1 Central Courthouse | 37-L1-D2023-100-BFP13 | Backflow Preventer, 3/4" (BFP13) | Wilkins Zurn | B014270 | 375XL RP, 3/4" | OM00046672 |  | Inside Closet | NA | NA | NA | NA | NA | NA | NA | NA | NA | NA | \Classifications\Building System Class\D20-Plumbing\D2020 - Domestic Water\Backflow Preventer - BFP | 1022678
37-L1 | 37-L1 Central Courthouse | 37-L1-D2023-100-BFP12 | Backflow Preventer, 3/4" (BFP12) | Wilkins Zurn | B013203 | 375XL RP, 3/4" | OM00046671 |  | Inside Closet | NA | NA | NA | NA | NA | NA | NA | NA | NA | NA | \Classifications\Building System Class\D20-Plumbing\D2020 - Domestic Water\Backflow Preventer - BFP | 1022677
37-L1 | 37-L1 Central Courthouse | 37-L1-D2023-100-BFP14 | Backflow Preventer, 3/4" (BFP14) | Wilkins Zurn | B014107 | 375XL RP, 3/4" | OM00046673 |  | Public Hallway, Next to Dept. 704 | NA | NA | NA | NA | NA | NA | NA | NA | NA | NA | \Classifications\Building System Class\D20-Plumbing\D2020 - Domestic Water\Backflow Preventer - BFP | 1022679
37-L1 | 37-L1 Central Courthouse | 37-L1-D2023-100-BFP16 | Backflow Preventer, 3/4" (BFP16) | Wilkins Zurn | B014112 | 375XL RP, 3/4" | OM00046675 |  | Inside Closet | NA | NA | NA | NA | NA | NA | NA | NA | NA | NA | \Classifications\Building System Class\D20-Plumbing\D2020 - Domestic Water\Backflow Preventer - BFP | 1022681
37-L1 | 37-L1 Central Courthouse | 37-L1-D2023-100-BFP15 | Backflow Preventer, 3/4" (BFP15) | Wilkins Zurn | B014132 | 375XL RP, 3/4" | OM00046674 |  | Public Hallway, Next to Dept. 804 | NA | NA | NA | NA | NA | NA | NA | NA | NA | NA | \Classifications\Building System Class\D20-Plumbing\D2020 - Domestic Water\Backflow Preventer - BFP | 1022680
37-L1 | 37-L1 Central Courthouse | 37-L1-D2023-100-BFP17 | Backflow Preventer, 3/4" (BFP17) | Wilkins Zurn | B014262 | 375XL RP, 3/4" | OM00046676 |  | Inside Closet | NA | NA | NA | NA | NA | NA | NA | NA | NA | NA | \Classifications\Building System Class\D20-Plumbing\D2020 - Domestic Water\Backflow Preventer - BFP | 1022682
37-L1 | 37-L1 Central Courthouse | 37-L1-D2023-100-BFP18 | Backflow Preventer, 3/4" (BFP18) | Wilkins Zurn | B014118 | 375XL RP, 3/4" | OM00046677 |  | Public Hallway | NA | NA | NA | NA | NA | NA | NA | NA | NA | NA | \Classifications\Building System Class\D20-Plumbing\D2020 - Domestic Water\Backflow Preventer - BFP | 1022683
37-L1 | 37-L1 Central Courthouse | 37-L1-D2023-100-BFP19 | Backflow Preventer, 3/4" (BFP19) | Wilkins Zurn | B023955 | 375XL RP, 3/4" | OM00046677 |  | Public Hallway | NA | NA | NA | NA | NA | NA | NA | NA | NA | NA | \Classifications\Building System Class\D20-Plumbing\D2020 - Domestic Water\Backflow Preventer - BFP | 1022684
37-L1 | 37-L1 Central Courthouse | 37-L1-D2023-100-BFP20 | Backflow Preventer, 3/4" (BFP20) | Wilkins Zurn | B014264 | 375XL RP, 3/4" | OM00046679 |  | Inside Closet | NA | NA | NA | NA | NA | NA | NA | NA | NA | NA | \Classifications\Building System Class\D20-Plumbing\D2020 - Domestic Water\Backflow Preventer - BFP | 1022685
37-L1 | 37-L1 Central Courthouse | 37-L1-D2023-100-BFP21 | Backflow Preventer, 3/4" (BFP21) | Wilkins Zurn | B064713 | 375XL RP, 3/4" | OM00046680 |  | Inside Closet | NA | NA | NA | NA | NA | NA | NA | NA | NA | NA | \Classifications\Building System Class\D20-Plumbing\D2020 - Domestic Water\Backflow Preventer - BFP | 1022686
37-L1 | 37-L1 Central Courthouse | 37-L1-D2023-100-BFP31 | Backflow Preventer, 3/4" (BFP31) | Wilkins Zurn | B014119 | 375XL RP, 3/4" | OM00046690 |  | Public Hallway | NA | NA | NA | NA | NA | NA | NA | NA | NA | NA | \Classifications\Building System Class\D20-Plumbing\D2020 - Domestic Water\Backflow Preventer - BFP | 1022696
37-L1 | 37-L1 Central Courthouse | 37-L1-D2023-100-BFP22 | Backflow Preventer, 3/4" (BFP22) | Wilkins Zurn | B014137 | 375XL RP, 3/4" | OM00046681 |  | Public Hallway | NA | NA | NA | NA | NA | NA | NA | NA | NA | NA | \Classifications\Building System Class\D20-Plumbing\D2020 - Domestic Water\Backflow Preventer - BFP | 1022687
37-L1 | 37-L1 Central Courthouse | 37-L1-D2023-100-BFP23 | Backflow Preventer, 3/4" (BFP23) | Wilkins Zurn | B014268 | 375XL RP, 3/4" | OM00046682 |  | Public Hallway | NA | NA | NA | NA | NA | NA | NA | NA | NA | NA | \Classifications\Building System Class\D20-Plumbing\D2020 - Domestic Water\Backflow Preventer - BFP | 1022688
37-L1 | 37-L1 Central Courthouse | 37-L1-D2023-100-BFP24 | Backflow Preventer, 3/4" (BFP24) | Wilkins Zurn | B065364 | 375XL RP, 3/4" | OM00046683 |  | Inside Closet | NA | NA | NA | NA | NA | NA | NA | NA | NA | NA | \Classifications\Building System Class\D20-Plumbing\D2020 - Domestic Water\Backflow Preventer - BFP | 1022689
37-L1 | 37-L1 Central Courthouse | 37-L1-D2023-100-BFP25 | Backflow Preventer, 3/4" (BFP25) | Wilkins Zurn | B023994 | 375XL RP, 3/4" | OM00046684 |  | Inside Closet | NA | NA | NA | NA | NA | NA | NA | NA | NA | NA | \Classifications\Building System Class\D20-Plumbing\D2020 - Domestic Water\Backflow Preventer - BFP | 1022690
37-L1 | 37-L1 Central Courthouse | 37-L1-D2023-100-BFP26 | Backflow Preventer, 3/4" (BFP26) | Wilkins Zurn | B023963 | 375XL RP, 3/4" | OM00046685 |  | Public Hallway | NA | NA | NA | NA | NA | NA | NA | NA | NA | NA | \Classifications\Building System Class\D20-Plumbing\D2020 - Domestic Water\Backflow Preventer - BFP | 1022691
37-L1 | 37-L1 Central Courthouse | 37-L1-D2023-100-BFP27 | Backflow Preventer, 3/4" (BFP27) | Wilkins Zurn | B014113 | 375XL RP, 3/4" | OM00046686 |  | Public Hallway | NA | NA | NA | NA | NA | NA | NA | NA | NA | NA | \Classifications\Building System Class\D20-Plumbing\D2020 - Domestic Water\Backflow Preventer - BFP | 1022692
37-L1 | 37-L1 Central Courthouse | 37-L1-D2023-100-BFP28 | Backflow Preventer, 3/4" (BFP28) | Wilkins Zurn | B014259 | 375XL RP, 3/4" | OM00046687 |  | Inside Closet | NA | NA | NA | NA | NA | NA | NA | NA | NA | NA | \Classifications\Building System Class\D20-Plumbing\D2020 - Domestic Water\Backflow Preventer - BFP | 1022693
37-L1 | 37-L1 Central Courthouse | 37-L1-D2023-100-BFP29 | Backflow Preventer, 3/4" (BFP29) | Wilkins Zurn | B014138 | 375XL RP, 3/4" | OM00046688 |  | Inside Closet | NA | NA | NA | NA | NA | NA | NA | NA | NA | NA | \Classifications\Building System Class\D20-Plumbing\D2020 - Domestic Water\Backflow Preventer - BFP | 1022694
37-L1 | 37-L1 Central Courthouse | 37-L1-D2023-100-BFP30 | Backflow Preventer, 3/4" (BFP30) | Wilkins Zurn | B014263 | 375XL RP, 3/4" | OM00046689 |  | Public Hallway | NA | NA | NA | NA | NA | NA | NA | NA | NA | NA | \Classifications\Building System Class\D20-Plumbing\D2020 - Domestic Water\Backflow Preventer - BFP | 1022695
37-L1 | 37-L1 Central Courthouse | 37-L1-D2023-100-BFP32 | Backflow Preventer, 3/4" (BFP32) | Wilkins Zurn | B014136 | 375XL RP, 3/4" | OM00046691 |  | Inside Closet | NA | NA | NA | NA | NA | NA | NA | NA | NA | NA | \Classifications\Building System Class\D20-Plumbing\D2020 - Domestic Water\Backflow Preventer - BFP | 1022697
37-L1 | 37-L1 Central Courthouse | 37-L1-D2023-100-BFP33 | Backflow Preventer, 3/4" (BFP33) | Wilkins Zurn | B014121 | 375XL RP, 3/4" | OM00046692 |  | Inside Closet | NA | NA | NA | NA | NA | NA | NA | NA | NA | NA | \Classifications\Building System Class\D20-Plumbing\D2020 - Domestic Water\Backflow Preventer - BFP | 1022698
37-L1 | 37-L1 Central Courthouse | 37-L1-D2023-100-BFP34 | Backflow Preventer, 3/4" (BFP34) | Wilkins Zurn | B014130 | 375XL RP, 3/4" | OM00046693 |  | Public Hallway | NA | NA | NA | NA | NA | NA | NA | NA | NA | NA | \Classifications\Building System Class\D20-Plumbing\D2020 - Domestic Water\Backflow Preventer - BFP | 1022699
37-L1 | 37-L1 Central Courthouse | 37-L1-D2023-100-BFP35 | Backflow Preventer, 3/4" (BFP35) | Wilkins Zurn | B014269 | 375XL RP, 3/4" | OM00046694 |  | Public Hallway | NA | NA | NA | NA | NA | NA | NA | NA | NA | NA | \Classifications\Building System Class\D20-Plumbing\D2020 - Domestic Water\Backflow Preventer - BFP | 1022700
37-L1 | 37-L1 Central Courthouse | 37-L1-D2023-100-BFP36 | Backflow Preventer, 3/4" (BFP36) | Wilkins Zurn | B014140 | 375XL RP, 3/4" | OM00046695 |  | Inside Closet | NA | NA | NA | NA | NA | NA | NA | NA | NA | NA | \Classifications\Building System Class\D20-Plumbing\D2020 - Domestic Water\Backflow Preventer - BFP | 1022701
37-L1 | 37-L1 Central Courthouse | 37-L1-D2023-100-BFP37 | Backflow Preventer, 3/4" (BFP37) | Wilkins Zurn | B014261 | 375XL RP, 3/4" | OM00046696 |  | Inside Closet | NA | NA | NA | NA | NA | NA | NA | NA | NA | NA | \Classifications\Building System Class\D20-Plumbing\D2020 - Domestic Water\Backflow Preventer - BFP | 1022702
37-L1 | 37-L1 Central Courthouse | 37-L1-D2023-100-BFP38 | Backflow Preventer, 3/4" (BFP38) | Wilkins Zurn | B095993 | 375XL RP, 3/4" | OM00046697 |  | Public Hallway | NA | NA | NA | NA | NA | NA | NA | NA | NA | NA | \Classifications\Building System Class\D20-Plumbing\D2020 - Domestic Water\Backflow Preventer - BFP | 1022703
37-L1 | 37-L1 Central Courthouse | 37-L1-D2023-100-BFP39 | Backflow Preventer, 3/4" (BFP39) | Wilkins Zurn | B094317 | 375XL RP, 3/4" | OM00046698 |  | Public Hallway | NA | NA | NA | NA | NA | NA | NA | NA | NA | NA | \Classifications\Building System Class\D20-Plumbing\D2020 - Domestic Water\Backflow Preventer - BFP | 1022704
37-L1 | 37-L1 Central Courthouse | 37-L1-D2023-100-BFP40 | Backflow Preventer, 3/4" (BFP40) | Wilkins Zurn | B014116 | 375XL RP, 3/4" | OM00046699 |  | Inside Closet | NA | NA | NA | NA | NA | NA | NA | NA | NA | NA | \Classifications\Building System Class\D20-Plumbing\D2020 - Domestic Water\Backflow Preventer - BFP | 1022705
37-L1 | 37-L1 Central Courthouse | 37-L1-D2023-100-BFP43 | Backflow Preventer, 3/4" (BFP43) | Wilkins Zurn | B014267 | 375XL RP, 3/4" | OM00046702 |  | Public Hallway | NA | NA | NA | NA | NA | NA | NA | NA | NA | NA | \Classifications\Building System Class\D20-Plumbing\D2020 - Domestic Water\Backflow Preventer - BFP | 1022708
37-L1 | 37-L1 Central Courthouse | 37-L1-D2023-100-BFP41 | Backflow Preventer, 3/4" (BFP41) | Wilkins Zurn | B014110 | 375XL RP, 3/4" | OM00046700 |  | Inside Closet | NA | NA | NA | NA | NA | NA | NA | NA | NA | NA | \Classifications\Building System Class\D20-Plumbing\D2020 - Domestic Water\Backflow Preventer - BFP | 1022706
37-L1 | 37-L1 Central Courthouse | 37-L1-D2023-100-BFP42 | Backflow Preventer, 3/4" (BFP42) | Wilkins Zurn | B014135 | 375XL RP, 3/4" | OM00046701 |  | Public Hallway | NA | NA | NA | NA | NA | NA | NA | NA | NA | NA | \Classifications\Building System Class\D20-Plumbing\D2020 - Domestic Water\Backflow Preventer - BFP | 1022707
37-L1 | 37-L1 Central Courthouse | 37-L1-D2023-100-BFP44 | Backflow Preventer, 3/4" (BFP44) | Wilkins Zurn | B014120 | 375XL RP, 3/4" | OM00046703 |  | Inside Closet | NA | NA | NA | NA | NA | NA | NA | NA | NA | NA | \Classifications\Building System Class\D20-Plumbing\D2020 - Domestic Water\Backflow Preventer - BFP | 1022709
37-L1 | 37-L1 Central Courthouse | 37-L1-D5010-200-ESD01 | Main Switchboard (ESD01) | GE Spectra Series | DNA | DNA | OM00046385 |  | Basement #2, Main Electrical Room | NA | NA | NA | NA | 277/480 | 4000 | Electric | 3Ph, 4 Wire | NA | NA | \Classifications\Building System Class\D50-Electrical SYS\D5010 - Elec Service & Dist\Electical Service and Distribution - ESD | 1022710
37-L1 | 37-L1 Central Courthouse | 37-L1-D5010-200-ESD03 | Main Switchboard (ESD03) | GE Spectra Series | DNA | DNA | OM00046387 |  | Basement #2, Main Electrical Room | NA | NA | NA | NA | 277/480 | 4000 | Electric | 3Ph, 4 Wire | NA | NA | \Classifications\Building System Class\D50-Electrical SYS\D5010 - Elec Service & Dist\Electical Service and Distribution - ESD | 1022712
37-L1 | 37-L1 Central Courthouse | 37-L1-D5010-200-ESD02 | Main Switchboard (ESD02) | GE Spectra Series | DNA | DNA | OM00046386 |  | Basement #2, Main Electrical Room | NA | NA | NA | NA | 277/480 | 4000 | Electric | 3Ph, 4 Wire | NA | NA | \Classifications\Building System Class\D50-Electrical SYS\D5010 - Elec Service & Dist\Electical Service and Distribution - ESD | 1022711
37-L1 | 37-L1 Central Courthouse | 37-L1-D5010-200-ESD04 | Main Switchboard (ESD04) | GE Spectra Series | DNA | DNA | OM00046142 |  | Basement #2, Generator Room | NA | NA | NA | NA | 277/480 | DNA | Electric | 3Ph, 4 Wire | NA | NA | \Classifications\Building System Class\D50-Electrical SYS\D5010 - Elec Service & Dist\Electical Service and Distribution - ESD | 1022713
37-L1 | 37-L1 Central Courthouse | 37-L1-D5010-200-ESD05 | Main Switchboard (ESD05) | GE Spectra Series | DNA | DNA | OM00046124 |  | Basement | NA | NA | NA | NA | 480/277 | 5000 | Electric | 3Ph, 4 Wire | NA | NA | \Classifications\Building System Class\D50-Electrical SYS\D5010 - Elec Service & Dist\Electical Service and Distribution - ESD | 1022714
37-L1 | 37-L1 Central Courthouse | 37-L1-D5010-200-ESD06 | Main Switchboard (ESD06) | GE Spectra Series | DNA | DNA | OM00046123 |  | Basement #2, Engineer Generator Room | NA | NA | NA | NA | DNA | DNA | Electric | DNA | NA | NA | \Classifications\Building System Class\D50-Electrical SYS\D5010 - Elec Service & Dist\Electical Service and Distribution - ESD | 1022715
37-L1 | 37-L1 Central Courthouse | 37-L1-D2030-410-PMS01 | Sewage Ejector Pump (PMS01) | Weil Aquatronics | DNA | DNA | OM00046157 |  | Basement near NRG Room | NA | NA | NA | DNA | DNA | DNA | Electric | DNA | NA | NA | \Classifications\Building System Class\D20-Plumbing\D2030 - Sani Waste\Sewage Ejector Pump - PMS | 1022716
37-L1 | 37-L1 Central Courthouse | 37-L1-D2030-410-PMS02 | Sewage Ejector Pump (PMS02) | Weil Aquatronics | DNA | DNA | OM00046384 |  | Basement 3, Tunnel | NA | NA | NA | DNA | 480 | DNA | Electric | DNA | NA | NA | \Classifications\Building System Class\D20-Plumbing\D2030 - Sani Waste\Sewage Ejector Pump - PMS | 1022717
37-L1 | 37-L1 Central Courthouse | 37-L1-B2034-400-DOH01 | Roll Up Gate #1 (DOH01) | Cookson Rolling Doors. | AA19022252 | R1 | OM00046356 |  | Basement 2 | NA | NA | NA | NA | NA | NA | Other | NA | NA | NA | \Classifications\Building System Class\B20-General Building Exterior\B2030 - Exterior Doors\Door,Overhead-Shutter,Manual,Elec,Roll-up - DOH | 1022718
37-L1 | 37-L1 Central Courthouse | 37-L1-B2034-400-DOH02 | Roll Up Gate #2 (DOH02) | Cookson Rolling Doors. | AA19O23253 | R2 | OM00046355 |  |  | NA | NA | NA | NA | NA | NA | Other | NA | NA | NA | \Classifications\Building System Class\B20-General Building Exterior\B2030 - Exterior Doors\Door,Overhead-Shutter,Manual,Elec,Roll-up - DOH | 1022719
37-L1 | 37-L1 Central Courthouse | 37-L1-B2034-400-DOH03 | Roll Up Gate #3 (DOH03) | Cookson Rolling Doors. | DNA | DNA | OM00046704 |  | Recycle/Trash Area | NA | NA | NA | NA | NA | NA | Other | NA | NA | NA | \Classifications\Building System Class\B20-General Building Exterior\B2030 - Exterior Doors\Door,Overhead-Shutter,Manual,Elec,Roll-up - DOH | 1022720
37-L1 | 37-L1 Central Courthouse | 37-L1-D5011-240-TRN05 | Transformer, TB2B | General Electric | DNA | DNA | OM00046388 |  | Main Electrical Room | NA | NA | NA | NA | 480 | 45 | Electric | 3 | NA | NA | \Classifications\Building System Class\D50-Electrical SYS\D5010 - Elec Service & Dist\Transformer - TRN | 1022721
37-L1 | 37-L1 Central Courthouse | 37-L1-B2033-120-DOR01 | Sliding Door (DOR01) | DNA | DNA | DNA | OM00046707 |  | Breeze way Sliding Doors | NA | NA | NA | NA | NA | NA | NA | NA | NA | NA | \Classifications\Building System Class\B20-General Building Exterior\B2030 - Exterior Doors\Door,Automatic-Sliding,Revolving - DOR | 1022722
37-L1 | 37-L1 Central Courthouse | 37-L1-D3031-100-PCH08 | IT Cabinet Cooling Pumps, CDU-B1-1-2 (PCH08) | DNA | CD6C0070 | DNA | OM00046374 |  | MDF Room | NA | NA | NA | 5.4 | 480 | 7 | Electric | 3 | NA | NA | \Classifications\Building System Class\D30-HVAC Systems\D3030 - Cooling SYS\Chilled Water Pump - PCH | 1022723
37-L1 | 37-L1 Central Courthouse | 37-L1-D3068-100-BAS01 | Building Automation System (BAS01) | Siemens | Siemens Desigo CC | DNA | OM00046319 |  | Engineering Office | NA | NA | NA | DNA | 120 | DNA | Electric | DNA | NA | NA | \Classifications\Building System Class\D30-HVAC Systems\D3060 - Control & Inst Air\Building Automation System - BAS | 1022724
37-L1 | 37-L1 Central Courthouse | 37-L1-D3041-110-AHU09 | Air Handling Unit, Elevator RM, (AHU09) | DNA | DNA | DNA | OM00046072 |  | 2520-SF1 Machine | DNA | DNA | NA | DNA | DNA | DNA | Electric | DNA | NA | NA | \Classifications\Building System Class\D30-HVAC Systems\D3040 - Distribution SYS\Air Handling Unit - AHU | 1022725
37-L1 | 37-L1 Central Courthouse | 37-L1-D3042-220-EFN27 | Exhaust Fan Pump Room (EFN24) | Green Heck | DNA | BSQ-240HP | OM00046318 |  | Domestic Booster Pump Room | DNA | NA | NA | 1 | 460 | DNA | Electric | 3 | NA | NA | \Classifications\Building System Class\D30-HVAC Systems\D3040 - Distribution SYS\Supply/Exhaust/Return fans- FAN | 1022727
37-L1 | 37-L1 Central Courthouse | 37-L1-D3042-220-EFN17 | Exhaust Fan SDG&E Vault (EFN17) | DNA | DNA | DNA | OM00046708 |  | SDGE Vault | DNA | NA | NA | DNA | DNA | DNA | Electric | DNA | NA | NA | \Classifications\Building System Class\D30-HVAC Systems\D3040 - Distribution SYS\Supply/Exhaust/Return fans- FAN | 1022726
37-L1 | 37-L1 Central Courthouse | 37-L1-C1020-110-FRD01 | Service Elevator Fire Door, Floor 23 (FRD01) | Commercial Door Manufacturing Inc. | B07113440 | DNA | OM00046389 | A - Excellent | Service Elevator Lobby | NA | NA | NA | NA | NA | NA | NA | NA | NA | NA | \Classifications\Building System Class\C10-General Building Interior\C1020 - Fire Doors\Fire Doors Sliding (Fire Curtain)- FRD | 1022764
37-L1 | 37-L1 Central Courthouse | 37-L1-C1020-110-FRD03 | Judge's Elevator Fire Door, Floor 22 (FRD03) | Commercial Door Manufacturing Inc. | B07113508 | DNA | OM00046391 |  | Judge's Elevator Lobby | NA | NA | NA | NA | NA | NA | NA | NA | NA | NA | \Classifications\Building System Class\C10-General Building Interior\C1020 - Fire Doors\Fire Doors Sliding (Fire Curtain)- FRD | 1022766
37-L1 | 37-L1 Central Courthouse | 37-L1-C1020-110-FRD02 | Service Elevator Fire Door, Floor 22 (FRD02) | Commercial Door Manufacturing Inc. | B07113506 | DNA | OM00046390 |  | Service Elevator Lobby | NA | NA | NA | NA | NA | NA | NA | NA | NA | NA | \Classifications\Building System Class\C10-General Building Interior\C1020 - Fire Doors\Fire Doors Sliding (Fire Curtain)- FRD | 1022765
37-L1 | 37-L1 Central Courthouse | 37-L1-C1020-110-FRD04 | Public Elevator Lobby Fire Door, Floor 22 (FRD04) | Commercial Door Manufacturing Inc. |  | DNA | OM00046392 |  | Public Elevator Lobby | NA | NA | NA | NA | NA | NA | NA | NA | NA | NA | \Classifications\Building System Class\C10-General Building Interior\C1020 - Fire Doors\Fire Doors Sliding (Fire Curtain)- FRD | 1022767
37-L1 | 37-L1 Central Courthouse | 37-L1-C1020-110-FRD05 | Service Elevator Fire Door, Floor 21 (FRD05) | Commercial Door Manufacturing Inc. | B07113511 | DNA | OM00046393 |  | Service Elevator Lobby | NA | NA | NA | NA | NA | NA | NA | NA | NA | NA | \Classifications\Building System Class\C10-General Building Interior\C1020 - Fire Doors\Fire Doors Sliding (Fire Curtain)- FRD | 1022768
37-L1 | 37-L1 Central Courthouse | 37-L1-C1020-110-FRD06 | Judge's Elevator Fire Door, Floor 21 (FRD06) | Commercial Door Manufacturing Inc. | B07113509 | DNA | OM00046394 |  | Judge's Elevator Lobby | NA | NA | NA | NA | NA | NA | NA | NA | NA | NA | \Classifications\Building System Class\C10-General Building Interior\C1020 - Fire Doors\Fire Doors Sliding (Fire Curtain)- FRD | 1022769
37-L1 | 37-L1 Central Courthouse | 37-L1-C1020-110-FRD07 | Public Elevator Lobby Fire Door, Floor 21 (FRD07) | Commercial Door Manufacturing Inc. |  | DNA | OM00046395 |  | Public Elevator Lobby | NA | NA | NA | NA | NA | NA | NA | NA | NA | NA | \Classifications\Building System Class\C10-General Building Interior\C1020 - Fire Doors\Fire Doors Sliding (Fire Curtain)- FRD | 1022770
37-L1 | 37-L1 Central Courthouse | 37-L1-C1020-110-FRD08 | Service Elevator Fire Door, Floor 20 (FRD08) | Commercial Door Manufacturing Inc. | B07113499 | DNA | OM00046396 |  | Service Elevator Lobby | NA | NA | NA | NA | NA | NA | NA | NA | NA | NA | \Classifications\Building System Class\C10-General Building Interior\C1020 - Fire Doors\Fire Doors Sliding (Fire Curtain)- FRD | 1022771
37-L1 | 37-L1 Central Courthouse | 37-L1-C1020-110-FRD09 | Judge's Elevator Fire Door, Floor 20 (FRD09) | Commercial Door Manufacturing Inc. | B07113501 | DNA | OM00046397 |  | Judge's Elevator Lobby | NA | NA | NA | NA | NA | NA | NA | NA | NA | NA | \Classifications\Building System Class\C10-General Building Interior\C1020 - Fire Doors\Fire Doors Sliding (Fire Curtain)- FRD | 1022772
37-L1 | 37-L1 Central Courthouse | 37-L1-C1020-110-FRD10 | Public Elevator Lobby Fire Door, Floor 20 (FRD10) | Commercial Door Manufacturing Inc. |  | DNA | OM00046398 |  | Public Elevator Lobby | NA | NA | NA | NA | NA | NA | NA | NA | NA | NA | \Classifications\Building System Class\C10-General Building Interior\C1020 - Fire Doors\Fire Doors Sliding (Fire Curtain)- FRD | 1022773
37-L1 | 37-L1 Central Courthouse | 37-L1-C1020-110-FRD11 | Service Elevator Fire Door, Floor 19 (FRD11) | Commercial Door Manufacturing Inc. | B07113492 | DNA | OM00046399 |  | Service Elevator Lobby | NA | NA | NA | NA | NA | NA | NA | NA | NA | NA | \Classifications\Building System Class\C10-General Building Interior\C1020 - Fire Doors\Fire Doors Sliding (Fire Curtain)- FRD | 1022774
37-L1 | 37-L1 Central Courthouse | 37-L1-C1020-110-FRD12 | Judge's Elevator Fire Door, Floor 19 (FRD12) | Commercial Door Manufacturing Inc. | B07113495 | DNA | OM00046400 |  | Judge's Elevator Lobby | NA | NA | NA | NA | NA | NA | NA | NA | NA | NA | \Classifications\Building System Class\C10-General Building Interior\C1020 - Fire Doors\Fire Doors Sliding (Fire Curtain)- FRD | 1022775
37-L1 | 37-L1 Central Courthouse | 37-L1-C1020-110-FRD13 | Public Elevator Lobby Fire Door, Floor 19 (FRD13) | Commercial Door Manufacturing Inc. |  | DNA | OM00046401 |  | Public Elevator Lobby | NA | NA | NA | NA | NA | NA | NA | NA | NA | NA | \Classifications\Building System Class\C10-General Building Interior\C1020 - Fire Doors\Fire Doors Sliding (Fire Curtain)- FRD | 1022776
37-L1 | 37-L1 Central Courthouse | 37-L1-C1020-110-FRD14 | Service Elevator Fire Door, Floor 18 (FRD14) | Commercial Door Manufacturing Inc. | B07113486 | DNA | OM00046402 |  | Service Elevator Lobby | NA | NA | NA | NA | NA | NA | NA | NA | NA | NA | \Classifications\Building System Class\C10-General Building Interior\C1020 - Fire Doors\Fire Doors Sliding (Fire Curtain)- FRD | 1022777
37-L1 | 37-L1 Central Courthouse | 37-L1-C1020-110-FRD15 | Judge's Elevator Fire Door, Floor 18 (FRD15) | Commercial Door Manufacturing Inc. | B07113485 | DNA | OM00046403 |  | Judge's Elevator Lobby | NA | NA | NA | NA | NA | NA | NA | NA | NA | NA | \Classifications\Building System Class\C10-General Building Interior\C1020 - Fire Doors\Fire Doors Sliding (Fire Curtain)- FRD | 1022778
37-L1 | 37-L1 Central Courthouse | 37-L1-C1020-110-FRD16 | Public Elevator Lobby Fire Door, Floor 18 (FRD16) | Commercial Door Manufacturing Inc. |  | DNA | OM00046404 |  | Public Elevator Lobby | NA | NA | NA | NA | NA | NA | NA | NA | NA | NA | \Classifications\Building System Class\C10-General Building Interior\C1020 - Fire Doors\Fire Doors Sliding (Fire Curtain)- FRD | 1022779
37-L1 | 37-L1 Central Courthouse | 37-L1-C1020-110-FRD17 | Service Elevator Fire Door, Floor 17 (FRD17) | Commercial Door Manufacturing Inc. | B07113472 | DNA | OM00046405 |  | Service Elevator Lobby | NA | NA | NA | NA | NA | NA | NA | NA | NA | NA | \Classifications\Building System Class\C10-General Building Interior\C1020 - Fire Doors\Fire Doors Sliding (Fire Curtain)- FRD | 1022780
37-L1 | 37-L1 Central Courthouse | 37-L1-C1020-110-FRD18 | Judge's Elevator Fire Door, Floor 17 (FRD18) | Commercial Door Manufacturing Inc. | B07113470 | DNA | OM00046406 |  | Judge's Elevator Lobby | NA | NA | NA | NA | NA | NA | NA | NA | NA | NA | \Classifications\Building System Class\C10-General Building Interior\C1020 - Fire Doors\Fire Doors Sliding (Fire Curtain)- FRD | 1022781
37-L1 | 37-L1 Central Courthouse | 37-L1-C1020-110-FRD19 | Public Elevator Lobby Fire Door, Floor 17 (FRD19) | Commercial Door Manufacturing Inc. |  | DNA | OM00046407 |  | Public Elevator Lobby | NA | NA | NA | NA | NA | NA | NA | NA | NA | NA | \Classifications\Building System Class\C10-General Building Interior\C1020 - Fire Doors\Fire Doors Sliding (Fire Curtain)- FRD | 1022782
37-L1 | 37-L1 Central Courthouse | 37-L1-C1020-110-FRD20 | Service Elevator Fire Door, Floor 16 (FRD20) | Commercial Door Manufacturing Inc. | B07113468 | DNA | OM00046408 |  | Service Elevator Lobby | NA | NA | NA | NA | NA | NA | NA | NA | NA | NA | \Classifications\Building System Class\C10-General Building Interior\C1020 - Fire Doors\Fire Doors Sliding (Fire Curtain)- FRD | 1022783
37-L1 | 37-L1 Central Courthouse | 37-L1-C1020-110-FRD22 | Public Elevator Lobby Fire Door, Floor 16 (FRD22) | Commercial Door Manufacturing Inc. |  | DNA | OM00046410 |  | Public Elevator Lobby | NA | NA | NA | NA | NA | NA | NA | NA | NA | NA | \Classifications\Building System Class\C10-General Building Interior\C1020 - Fire Doors\Fire Doors Sliding (Fire Curtain)- FRD | 1022785
37-L1 | 37-L1 Central Courthouse | 37-L1-C1020-110-FRD21 | Judge's Elevator Fire Door, Floor 16 (FRD21) | Commercial Door Manufacturing Inc. | B07113467 | DNA | OM00046409 |  | Judge's Elevator Lobby | NA | NA | NA | NA | NA | NA | NA | NA | NA | NA | \Classifications\Building System Class\C10-General Building Interior\C1020 - Fire Doors\Fire Doors Sliding (Fire Curtain)- FRD | 1022784
37-L1 | 37-L1 Central Courthouse | 37-L1-C1020-110-FRD23 | Service Elevator Fire Door, Floor 15 (FRD23) | Commercial Door Manufacturing Inc. | B07113453 | DNA | OM00046411 |  | Service Elevator Lobby | NA | NA | NA | NA | NA | NA | NA | NA | NA | NA | \Classifications\Building System Class\C10-General Building Interior\C1020 - Fire Doors\Fire Doors Sliding (Fire Curtain)- FRD | 1022786
37-L1 | 37-L1 Central Courthouse | 37-L1-C1020-110-FRD25 | Public Elevator Lobby Fire Door, Floor 15 (FRD25) | Commercial Door Manufacturing Inc. |  | DNA | OM00046413 |  | Public Elevator Lobby | NA | NA | NA | NA | NA | NA | NA | NA | NA | NA | \Classifications\Building System Class\C10-General Building Interior\C1020 - Fire Doors\Fire Doors Sliding (Fire Curtain)- FRD | 1022788
37-L1 | 37-L1 Central Courthouse | 37-L1-C1020-110-FRD26 | Service Elevator Fire Door, Floor 14 (FRD26) | Commercial Door Manufacturing Inc. | B07113448 | DNA | OM00046414 |  | Service Elevator Lobby | NA | NA | NA | NA | NA | NA | NA | NA | NA | NA | \Classifications\Building System Class\C10-General Building Interior\C1020 - Fire Doors\Fire Doors Sliding (Fire Curtain)- FRD | 1022789
37-L1 | 37-L1 Central Courthouse | 37-L1-C1020-110-FRD24 | Judge's Elevator Fire Door, Floor 15 (FRD24) | Commercial Door Manufacturing Inc. | B07113455 | DNA | OM00046412 |  | Judge's Elevator Lobby | NA | NA | NA | NA | NA | NA | NA | NA | NA | NA | \Classifications\Building System Class\C10-General Building Interior\C1020 - Fire Doors\Fire Doors Sliding (Fire Curtain)- FRD | 1022787
37-L1 | 37-L1 Central Courthouse | 37-L1-C1020-110-FRD29 | Service Elevator Fire Door, Floor 13 (FRD29) | Commercial Door Manufacturing Inc. | B07113434 | DNA | OM00046417 |  | Service Elevator Lobby | NA | NA | NA | NA | NA | NA | NA | NA | NA | NA | \Classifications\Building System Class\C10-General Building Interior\C1020 - Fire Doors\Fire Doors Sliding (Fire Curtain)- FRD | 1022792
37-L1 | 37-L1 Central Courthouse | 37-L1-C1020-110-FRD27 | Judge's Elevator Fire Door, Floor 14 (FRD27) | Commercial Door Manufacturing Inc. | B07113449 | DNA | OM00046415 |  | Judge's Elevator Lobby | NA | NA | NA | NA | NA | NA | NA | NA | NA | NA | \Classifications\Building System Class\C10-General Building Interior\C1020 - Fire Doors\Fire Doors Sliding (Fire Curtain)- FRD | 1022790
37-L1 | 37-L1 Central Courthouse | 37-L1-C1020-110-FRD28 | Public Elevator Lobby Fire Door, Floor 14 (FRD28) | Commercial Door Manufacturing Inc. |  | DNA | OM00046416 |  | Public Elevator Lobby | NA | NA | NA | NA | NA | NA | NA | NA | NA | NA | \Classifications\Building System Class\C10-General Building Interior\C1020 - Fire Doors\Fire Doors Sliding (Fire Curtain)- FRD | 1022791
37-L1 | 37-L1 Central Courthouse | 37-L1-C1020-110-FRD30 | Judge's Elevator Fire Door, Floor 13 (FRD30) | Commercial Door Manufacturing Inc. | B07113439 | DNA | OM00046418 |  | Judge's Elevator Lobby | NA | NA | NA | NA | NA | NA | NA | NA | NA | NA | \Classifications\Building System Class\C10-General Building Interior\C1020 - Fire Doors\Fire Doors Sliding (Fire Curtain)- FRD | 1022793
37-L1 | 37-L1 Central Courthouse | 37-L1-C1020-110-FRD31 | Public Elevator Lobby Fire Door, Floor 13 (FRD31) | Commercial Door Manufacturing Inc. |  | DNA | OM00046419 |  | Public Elevator Lobby | NA | NA | NA | NA | NA | NA | NA | NA | NA | NA | \Classifications\Building System Class\C10-General Building Interior\C1020 - Fire Doors\Fire Doors Sliding (Fire Curtain)- FRD | 1022794
37-L1 | 37-L1 Central Courthouse | 37-L1-C1020-110-FRD32 | Service Elevator Fire Door, Floor 12 (FRD32) | Commercial Door Manufacturing Inc. | B07113423 | DNA | OM00046420 |  | Service Elevator Lobby | NA | NA | NA | NA | NA | NA | NA | NA | NA | NA | \Classifications\Building System Class\C10-General Building Interior\C1020 - Fire Doors\Fire Doors Sliding (Fire Curtain)- FRD | 1022795
37-L1 | 37-L1 Central Courthouse | 37-L1-C1020-110-FRD33 | Judge's Elevator Fire Door, Floor 12 (FRD33) | Commercial Door Manufacturing Inc. | B07113425 | DNA | OM00046421 |  | Judge's Elevator Lobby | NA | NA | NA | NA | NA | NA | NA | NA | NA | NA | \Classifications\Building System Class\C10-General Building Interior\C1020 - Fire Doors\Fire Doors Sliding (Fire Curtain)- FRD | 1022796
37-L1 | 37-L1 Central Courthouse | 37-L1-C1020-110-FRD34 | Public Elevator Lobby Fire Door, Floor 12 (FRD34) | Commercial Door Manufacturing Inc. |  | DNA | OM00046422 |  | Public Elevator Lobby | NA | NA | NA | NA | NA | NA | NA | NA | NA | NA | \Classifications\Building System Class\C10-General Building Interior\C1020 - Fire Doors\Fire Doors Sliding (Fire Curtain)- FRD | 1022797
37-L1 | 37-L1 Central Courthouse | 37-L1-C1020-110-FRD35 | Service Elevator Fire Door, Floor 11 (FRD35) | Commercial Door Manufacturing Inc. | B07113399 | DNA | OM00046423 |  | Service Elevator Lobby | NA | NA | NA | NA | NA | NA | NA | NA | NA | NA | \Classifications\Building System Class\C10-General Building Interior\C1020 - Fire Doors\Fire Doors Sliding (Fire Curtain)- FRD | 1022798
37-L1 | 37-L1 Central Courthouse | 37-L1-C1020-110-FRD36 | Judge's Elevator Fire Door, Floor 11 (FRD36) | Commercial Door Manufacturing Inc. | B07113398 | DNA | OM00046424 |  | Judge's Elevator Lobby | NA | NA | NA | NA | NA | NA | NA | NA | NA | NA | \Classifications\Building System Class\C10-General Building Interior\C1020 - Fire Doors\Fire Doors Sliding (Fire Curtain)- FRD | 1022799
37-L1 | 37-L1 Central Courthouse | 37-L1-C1020-110-FRD38 | Service Elevator Fire Door, Floor 10 (FRD38) | Commercial Door Manufacturing Inc. | B07113383 | DNA | OM00046426 |  | Service Elevator Lobby | NA | NA | NA | NA | NA | NA | NA | NA | NA | NA | \Classifications\Building System Class\C10-General Building Interior\C1020 - Fire Doors\Fire Doors Sliding (Fire Curtain)- FRD | 1022801
37-L1 | 37-L1 Central Courthouse | 37-L1-C1020-110-FRD42 | Judge's Elevator Fire Door, Floor 9 (FRD42) | Commercial Door Manufacturing Inc. | B07113365 | DNA | OM00046430 |  | Judge's Elevator Lobby | NA | NA | NA | NA | NA | NA | NA | NA | NA | NA | \Classifications\Building System Class\C10-General Building Interior\C1020 - Fire Doors\Fire Doors Sliding (Fire Curtain)- FRD | 1022805
37-L1 | 37-L1 Central Courthouse | 37-L1-C1020-110-FRD44 | Service Elevator Fire Door, Floor 8 (FRD44) | Commercial Door Manufacturing Inc. | B07113371 | DNA | OM00046432 |  | Service Elevator Lobby | NA | NA | NA | NA | NA | NA | NA | NA | NA | NA | \Classifications\Building System Class\C10-General Building Interior\C1020 - Fire Doors\Fire Doors Sliding (Fire Curtain)- FRD | 1022807
37-L1 | 37-L1 Central Courthouse | 37-L1-C1020-110-FRD37 | Public Elevator Lobby Fire Door, Floor 11 (FRD37) | Commercial Door Manufacturing Inc. |  | DNA | OM00046425 |  | Public Elevator Lobby | NA | NA | NA | NA | NA | NA | NA | NA | NA | NA | \Classifications\Building System Class\C10-General Building Interior\C1020 - Fire Doors\Fire Doors Sliding (Fire Curtain)- FRD | 1022800
37-L1 | 37-L1 Central Courthouse | 37-L1-C1020-110-FRD39 | Judge's Elevator Fire Door, Floor 10 (FRD39) | Commercial Door Manufacturing Inc. | B07113389 | DNA | OM00046427 |  | Judge's Elevator Lobby | NA | NA | NA | NA | NA | NA | NA | NA | NA | NA | \Classifications\Building System Class\C10-General Building Interior\C1020 - Fire Doors\Fire Doors Sliding (Fire Curtain)- FRD | 1022802
37-L1 | 37-L1 Central Courthouse | 37-L1-C1020-110-FRD40 | Public Elevator Lobby Fire Door, Floor 10 (FRD40) | Commercial Door Manufacturing Inc. |  | DNA | OM00046428 |  | Public Elevator Lobby | NA | NA | NA | NA | NA | NA | NA | NA | NA | NA | \Classifications\Building System Class\C10-General Building Interior\C1020 - Fire Doors\Fire Doors Sliding (Fire Curtain)- FRD | 1022803
37-L1 | 37-L1 Central Courthouse | 37-L1-C1020-110-FRD41 | Service Elevator Fire Door, Floor 9 (FRD41) | Commercial Door Manufacturing Inc. | B07113366 | DNA | OM00046429 |  | Service Elevator Lobby | NA | NA | NA | NA | NA | NA | NA | NA | NA | NA | \Classifications\Building System Class\C10-General Building Interior\C1020 - Fire Doors\Fire Doors Sliding (Fire Curtain)- FRD | 1022804
37-L1 | 37-L1 Central Courthouse | 37-L1-C1020-110-FRD43 | Public Elevator Lobby Fire Door, Floor 9 (FRD43) | Commercial Door Manufacturing Inc. |  | DNA | OM00046431 |  | Public Elevator Lobby | NA | NA | NA | NA | NA | NA | NA | NA | NA | NA | \Classifications\Building System Class\C10-General Building Interior\C1020 - Fire Doors\Fire Doors Sliding (Fire Curtain)- FRD | 1022806
37-L1 | 37-L1 Central Courthouse | 37-L1-C1020-110-FRD46 | Public Elevator Lobby Fire Door, Floor 8 (FRD46) | Commercial Door Manufacturing Inc. |  | DNA | OM00046434 |  | Public Elevator Lobby | NA | NA | NA | NA | NA | NA | NA | NA | NA | NA | \Classifications\Building System Class\C10-General Building Interior\C1020 - Fire Doors\Fire Doors Sliding (Fire Curtain)- FRD | 1022809
37-L1 | 37-L1 Central Courthouse | 37-L1-C1020-110-FRD45 | Judge's Elevator Fire Door, Floor 8 (FRD45) | Commercial Door Manufacturing Inc. | B07113373 | DNA | OM00046433 |  | Judge's Elevator Lobby | NA | NA | NA | NA | NA | NA | NA | NA | NA | NA | \Classifications\Building System Class\C10-General Building Interior\C1020 - Fire Doors\Fire Doors Sliding (Fire Curtain)- FRD | 1022808
37-L1 | 37-L1 Central Courthouse | 37-L1-C1020-110-FRD48 | Judge's Elevator Fire Door, Floor 7 (FRD48) | Commercial Door Manufacturing Inc. | B07113286 | DNA | OM00046436 |  | Judge's Elevator Lobby | NA | NA | NA | NA | NA | NA | NA | NA | NA | NA | \Classifications\Building System Class\C10-General Building Interior\C1020 - Fire Doors\Fire Doors Sliding (Fire Curtain)- FRD | 1022811
37-L1 | 37-L1 Central Courthouse | 37-L1-C1020-110-FRD47 | Service Elevator Fire Door, Floor 7 (FRD47) | Commercial Door Manufacturing Inc. | B07113285 | DNA | OM00046435 |  | Service Elevator Lobby | NA | NA | NA | NA | NA | NA | NA | NA | NA | NA | \Classifications\Building System Class\C10-General Building Interior\C1020 - Fire Doors\Fire Doors Sliding (Fire Curtain)- FRD | 1022810
37-L1 | 37-L1 Central Courthouse | 37-L1-C1020-110-FRD49 | Public Elevator Lobby Fire Door, Floor 7 (FRD49) | Commercial Door Manufacturing Inc. |  | DNA | OM00046449 |  | Public Elevator Lobby | NA | NA | NA | NA | NA | NA | NA | NA | NA | NA | \Classifications\Building System Class\C10-General Building Interior\C1020 - Fire Doors\Fire Doors Sliding (Fire Curtain)- FRD | 1022812
37-L1 | 37-L1 Central Courthouse | 37-L1-C1020-110-FRD50 | Public Elevator Lobby Fire Door, Floor 7 (FRD49) Service Elevator Fire Door, Floor 6 (FRD50) | Commercial Door Manufacturing Inc. | B07113281 | DNA | OM00046450 |  | Elevator | NA | NA | NA | NA | NA | NA | NA | NA | NA | NA | \Classifications\Building System Class\C10-General Building Interior\C1020 - Fire Doors\Fire Doors Sliding (Fire Curtain)- FRD | 1022813
37-L1 | 37-L1 Central Courthouse | 37-L1-C1020-110-FRD51 | Judge's Elevator Fire Door, Floor 6 (FRD51) | Commercial Door Manufacturing Inc. | B07113282 | DNA | OM00046451 |  | Judge's Elevator Lobby | NA | NA | NA | NA | NA | NA | NA | NA | NA | NA | \Classifications\Building System Class\C10-General Building Interior\C1020 - Fire Doors\Fire Doors Sliding (Fire Curtain)- FRD | 1022814
37-L1 | 37-L1 Central Courthouse | 37-L1-C1020-110-FRD52 | Public Elevator Lobby Fire Door, Floor 6 (FRD52) | Commercial Door Manufacturing Inc. |  | DNA | OM00046452 |  | Public Elevator Lobby | NA | NA | NA | NA | NA | NA | NA | NA | NA | NA | \Classifications\Building System Class\C10-General Building Interior\C1020 - Fire Doors\Fire Doors Sliding (Fire Curtain)- FRD | 1022815
37-L1 | 37-L1 Central Courthouse | 37-L1-C1020-110-FRD53 | Service Elevator Fire Door, Floor 5 (FRD53) | Commercial Door Manufacturing Inc. | BO7113389 | DNA | OM00046453 |  | Elevator | NA | NA | NA | NA | NA | NA | NA | NA | NA | NA | \Classifications\Building System Class\C10-General Building Interior\C1020 - Fire Doors\Fire Doors Sliding (Fire Curtain)- FRD | 1022816
37-L1 | 37-L1 Central Courthouse | 37-L1-C1020-110-FRD54 | Judge's Elevator Fire Door, Floor 5 (FRD54) | Commercial Door Manufacturing Inc. | B07113390 | DNA | OM00046454 |  | Judge's Elevator Lobby | NA | NA | NA | NA | NA | NA | NA | NA | NA | NA | \Classifications\Building System Class\C10-General Building Interior\C1020 - Fire Doors\Fire Doors Sliding (Fire Curtain)- FRD | 1022817
37-L1 | 37-L1 Central Courthouse | 37-L1-C1020-110-FRD55 | Public Elevator Lobby Fire Door, Floor 5 (FRD55) | Commercial Door Manufacturing Inc. |  | DNA | OM00046455 |  | Public Elevator Lobby | NA | NA | NA | NA | NA | NA | NA | NA | NA | NA | \Classifications\Building System Class\C10-General Building Interior\C1020 - Fire Doors\Fire Doors Sliding (Fire Curtain)- FRD | 1022818
37-L1 | 37-L1 Central Courthouse | 37-L1-C1020-110-FRD56 | Service Elevator Fire Door, Floor 4 (FRD56) | Commercial Door Manufacturing Inc. | B07113414 | DNA | OM00046456 |  | Elevator | NA | NA | NA | NA | NA | NA | NA | NA | NA | NA | \Classifications\Building System Class\C10-General Building Interior\C1020 - Fire Doors\Fire Doors Sliding (Fire Curtain)- FRD | 1022819
37-L1 | 37-L1 Central Courthouse | 37-L1-C1020-110-FRD57 | Public Elevator Lobby Fire Door, Floor 4 (FRD57) | Commercial Door Manufacturing Inc. |  | DNA | OM00046457 |  | Public Elevator Lobby | NA | NA | NA | NA | NA | NA | NA | NA | NA | NA | \Classifications\Building System Class\C10-General Building Interior\C1020 - Fire Doors\Fire Doors Sliding (Fire Curtain)- FRD | 1022820
37-L1 | 37-L1 Central Courthouse | 37-L1-C1020-110-FRD58 | Judge's Elevator Fire Door, Floor 4 (FRD58) | Commercial Door Manufacturing Inc. | B07113415 | DNA | OM00046458 |  | Judge's Elevator Lobby | NA | NA | NA | NA | NA | NA | NA | NA | NA | NA | \Classifications\Building System Class\C10-General Building Interior\C1020 - Fire Doors\Fire Doors Sliding (Fire Curtain)- FRD | 1022821
37-L1 | 37-L1 Central Courthouse | 37-L1-C1020-110-FRD59 | Judge's Elevator Fire Door, Floor 3 (FRD59) | Commercial Door Manufacturing Inc. | B07113412 | DNA | OM00046459 |  | Judge's Elevator Lobby | NA | NA | NA | NA | NA | NA | NA | NA | NA | NA | \Classifications\Building System Class\C10-General Building Interior\C1020 - Fire Doors\Fire Doors Sliding (Fire Curtain)- FRD | 1022822
37-L1 | 37-L1 Central Courthouse | 37-L1-C1020-110-FRD60 | Service Elevator Fire Door, Floor 3 (FRD60) | Commercial Door Manufacturing Inc. | B07113409 | DNA | OM00046460 |  | Elevator | NA | NA | NA | NA | NA | NA | NA | NA | NA | NA | \Classifications\Building System Class\C10-General Building Interior\C1020 - Fire Doors\Fire Doors Sliding (Fire Curtain)- FRD | 1022823
37-L1 | 37-L1 Central Courthouse | 37-L1-C1020-110-FRD61 | Public Elevator Lobby Fire Door, Floor 3 (FRD61) | Commercial Door Manufacturing Inc. |  | DNA | OM00046461 |  | Public Elevator Lobby | NA | NA | NA | NA | NA | NA | NA | NA | NA | NA | \Classifications\Building System Class\C10-General Building Interior\C1020 - Fire Doors\Fire Doors Sliding (Fire Curtain)- FRD | 1022824
37-L1 | 37-L1 Central Courthouse | 37-L1-C1020-110-FRD62 | Public Elevator Lobby Fire Door, Floor 3 (FRD62) | Commercial Door Manufacturing Inc. |  | DNA | OM00046462 |  | Public Elevator Lobby | NA | NA | NA | NA | NA | NA | NA | NA | NA | NA | \Classifications\Building System Class\C10-General Building Interior\C1020 - Fire Doors\Fire Doors Sliding (Fire Curtain)- FRD | 1022825
37-L1 | 37-L1 Central Courthouse | 37-L1-C1020-110-FRD63 | Service Elevator Fire Door, Floor 2 (FRD63) | Commercial Door Manufacturing Inc. | B07113430 | DNA | OM00046463 |  | Elevator | NA | NA | NA | NA | NA | NA | NA | NA | NA | NA | \Classifications\Building System Class\C10-General Building Interior\C1020 - Fire Doors\Fire Doors Sliding (Fire Curtain)- FRD | 1022826
37-L1 | 37-L1 Central Courthouse | 37-L1-C1020-110-FRD64 | Judge's Elevator Fire Door, Floor 2 (FRD64) | Commercial Door Manufacturing Inc. | B07113432 | DNA | OM00046464 |  | Judge's Elevator Lobby | NA | NA | NA | NA | NA | NA | NA | NA | NA | NA | \Classifications\Building System Class\C10-General Building Interior\C1020 - Fire Doors\Fire Doors Sliding (Fire Curtain)- FRD | 1022827
37-L1 | 37-L1 Central Courthouse | 37-L1-C1020-110-FRD66 | Public Elevator Lobby Fire Door, Floor 2 (FRD66) | Commercial Door Manufacturing Inc. |  | DNA | OM00046466 |  | Public Elevator Lobby | NA | NA | NA | NA | NA | NA | NA | NA | NA | NA | \Classifications\Building System Class\C10-General Building Interior\C1020 - Fire Doors\Fire Doors Sliding (Fire Curtain)- FRD | 1022829
37-L1 | 37-L1 Central Courthouse | 37-L1-C1020-110-FRD65 | Public Elevator Lobby Fire Door, Floor 2 (FRD65) | Commercial Door Manufacturing Inc. |  | DNA | OM00046465 |  | Public Elevator Lobby | NA | NA | NA | NA | NA | NA | NA | NA | NA | NA | \Classifications\Building System Class\C10-General Building Interior\C1020 - Fire Doors\Fire Doors Sliding (Fire Curtain)- FRD | 1022828
37-L1 | 37-L1 Central Courthouse | 37-L1-C1020-110-FRD67 | Service Elevator Fire Door, Floor 1 (FRD67) | Commercial Door Manufacturing Inc. | B07113380 | DNA | OM00046467 |  | Elevator | NA | NA | NA | NA | NA | NA | NA | NA | NA | NA | \Classifications\Building System Class\C10-General Building Interior\C1020 - Fire Doors\Fire Doors Sliding (Fire Curtain)- FRD | 1022830
37-L1 | 37-L1 Central Courthouse | 37-L1-C1020-110-FRD68 | Service Elevator Fire Door, Floor 1 (FRD68) | Commercial Door Manufacturing Inc. | B07113379 | DNA | OM00046468 |  | Elevator | NA | NA | NA | NA | NA | NA | NA | NA | NA | NA | \Classifications\Building System Class\C10-General Building Interior\C1020 - Fire Doors\Fire Doors Sliding (Fire Curtain)- FRD | 1022831
37-L1 | 37-L1 Central Courthouse | 37-L1-C1020-110-FRD69 | Judge's Elevator Fire Door, Floor 1 (FRD69) | Commercial Door Manufacturing Inc. | B07113375 | DNA | OM00046469 |  | Judge's Elevator Lobby | NA | NA | NA | NA | NA | NA | NA | NA | NA | NA | \Classifications\Building System Class\C10-General Building Interior\C1020 - Fire Doors\Fire Doors Sliding (Fire Curtain)- FRD | 1022832
37-L1 | 37-L1 Central Courthouse | 37-L1-C1020-110-FRD70 | Service Elevator Fire Door, Basement (FRD70) | Commercial Door Manufacturing Inc. | B07113361 | DNA | OM00046470 |  | Elevator | NA | NA | NA | NA | NA | NA | NA | NA | NA | NA | \Classifications\Building System Class\C10-General Building Interior\C1020 - Fire Doors\Fire Doors Sliding (Fire Curtain)- FRD | 1022833
37-L1 | 37-L1 Central Courthouse | 37-L1-C1020-110-FRD71 | Service Elevator Fire Door, Basement (FRD71) | Commercial Door Manufacturing Inc. | B07113345 | DNA | OM00046471 |  | Elevator | NA | NA | NA | NA | NA | NA | NA | NA | NA | NA | \Classifications\Building System Class\C10-General Building Interior\C1020 - Fire Doors\Fire Doors Sliding (Fire Curtain)- FRD | 1022834
37-L1 | 37-L1 Central Courthouse | 37-L1-C1020-110-FRD72 | Judge's Elevator Fire Door, Basement (FRD72) | Commercial Door Manufacturing Inc. | B07113343 | DNA | OM00046472 |  | Judge's Elevator Lobby | NA | NA | NA | NA | NA | NA | NA | NA | NA | NA | \Classifications\Building System Class\C10-General Building Interior\C1020 - Fire Doors\Fire Doors Sliding (Fire Curtain)- FRD | 1022835
37-L1 | 37-L1 Central Courthouse | 37-L1-C1020-110-FRD76 | Escalator Fire Curtain, Floor 3 (FRD76) | McKeon Door Co. | DNA | DNA | OM00076371 |  | Cafe Refrigeration Room | NA | NA | NA | 1/3 | 115 | 13 | Electric | DNA | NA | NA | \Classifications\Building System Class\C10-General Building Interior\C1020 - Fire Doors\Fire Doors Sliding (Fire Curtain)- FRD | 1022836
37-L1 | 37-L1 Central Courthouse | 37-L1-C1020-110-FRD78 | Smoke & Fire Curtain, Floor 2 (FRD78) | McKeon Door Co. | R866 | PSU-BBU | OM00046373 |  | Lobby | NA | NA | NA | DNA | 115 | DNA | Electric | NA | NA | NA | \Classifications\Building System Class\C10-General Building Interior\C1020 - Fire Doors\Fire Doors Sliding (Fire Curtain)- FRD | 1022838
37-L1 | 37-L1 Central Courthouse | 37-L1-C1020-110-FRD77 | Escalator Fire Curtain, Floor 2 (FRD77) | McKeon Door Co. | F8800E | DNA | OM00046372 |  | Floor 2 | NA | NA | NA | 1/3 | 120 | 13 | Electric | DNA | NA | NA | \Classifications\Building System Class\C10-General Building Interior\C1020 - Fire Doors\Fire Doors Sliding (Fire Curtain)- FRD | 1022837
37-L1 | 37-L1 Central Courthouse | 37-L1-C1020-110-FRD79 | Smoke & Fire Curtain, Floor 1 (FRD79) | McKeon Door Co. | DNA | DNA | OM00046383 |  | Lobby Near Glass, Center Above Ceiling | NA | NA | NA | DNA | 115 | DNA | Electric | NA | NA | NA | \Classifications\Building System Class\C10-General Building Interior\C1020 - Fire Doors\Fire Doors Sliding (Fire Curtain)- FRD | 1022839
37-L1 | 37-L1 Central Courthouse | 37-L1-C1020-110-FRD80 | Loading Dock Overhead Door, Basement (FRD80) | Cookson Rolling Doors. | AA19023253 | R5 | OM00046256 |  | Lobby Near Glass, Center Above Ceiling Loading Dock/Receiving | NA | NA | NA | NA | NA | NA | Other | NA | NA | NA | \Classifications\Building System Class\C10-General Building Interior\C1020 - Fire Doors\Fire Doors Sliding (Fire Curtain)- FRD | 1022840
37-L1 | 37-L1 Central Courthouse | 37-L1-C1020-110-FRD81 | Loading Dock Overhead Door, Basement (FRD81) | Cookson Rolling Doors. | AA2606878 | L6 | OM00046257 |  | Trash/Recycling Area | NA | NA | NA | 1/2 | 120 | 4.8 | Electric | NA | NA | NA | \Classifications\Building System Class\C10-General Building Interior\C1020 - Fire Doors\Fire Doors Sliding (Fire Curtain)- FRD | 1022841
37-L1 | 37-L1 Central Courthouse | 37-L1-D4031-100-FEX286 | Fire Extinguishers (FEX286) | NA | NA | NA | OM00046737 |  |  | NA | NA | NA | NA | NA | NA | NA | NA | NA | NA | \Classifications\Building System Class\D40-Fire Protection SYS\D4030 - FIRE SPEC\Fire Extinguisher - FEX | 1022842
37-L1 | 37-L1 Central Courthouse | 37-L1-D5092-250-EML01 | Emergency Lighting | NA | NA | NA | OM00046738 |  | ALL | NA | NA | NA | NA | NA | NA | NA | NA | NA | NA | \Classifications\Building System Class\D50-Electrical SYS\D5090 - Elec SYS\Emergency And Exit Lighting - EML | 1022843
38-A1 | 38-A1 Civic Center Courthouse | 38-A1-D3044-125-PHW01 | Hot Water Pump - PHW01 | PACO | 96C1242001 A | 11259551332011742EE | OM00018131 | DNA | Mechanical Room (014) | NA | NA | NA | 7.5 | 480 | 9.3 | ELECTRICAL | 3 | NA | NA | \Classifications\Building System Class\D30-HVAC Systems\D3040 - Distribution SYS\Hot Water Pump - PHW | EQ-1004679
38-A1 | 38-A1 Civic Center Courthouse | 38-A1-D5092-210-GEN01 | Emergency Standby Generator - GEN01 | SIERRA DETROIT | 378175 | 600DS60 | OM00018147 | Plant# 19604 Permit SN 37815 | Generator Pad | NA | NA | NA | 747 | 480/277 | 600KW | DIESEL | 3 | NA | NA | \Classifications\Building System Class\D50-Electrical SYS\D5090 - Elec SYS\Emergency Generator - GEN | EQ-1005016
38-A1 | 38-A1 Civic Center Courthouse | 38-A1-D1010-100-ELE01 | Elevator,Electric,Pass/Freight - ELE01 (PUBLIC) | Thyssen | 967575-1 | DNA | OM00018208 | State ID# 109441 | Elevator Machine Room | NA | NA | NA | 45 | 480 | 115 | electric | 3 | NA | NA | \Classifications\Building System Class\D10-Conveyance Systems\D1010 - Elevator\Elevator,Electric,Pass/Freight - ELE | EQ-1007140
38-A1 | 38-A1 Civic Center Courthouse | 38-A1-D1010-100-ELE02 | Elevator,Electric,Pass/Freight - ELE02 (PUBLIC) | Thyssen | 967575-2 | DNA | OM00018207 | State ID# 109442 | Elevator Machine Room | NA | NA | NA | 45 | 480 | 115 | electric | 3 | NA | NA | \Classifications\Building System Class\D10-Conveyance Systems\D1010 - Elevator\Elevator,Electric,Pass/Freight - ELE | EQ-1007141
38-A1 | 38-A1 Civic Center Courthouse | 38-A1-D1010-100-ELE03 | Elevator,Electric,Pass/Freight - ELE03 (PUBLIC) | Thyssen | 967575-3 | DNA | OM00032300 | State ID# 109443 | Elevator Machine Room | NA | NA | NA | 45 | 480 | 115 | electric | 3 | NA | NA | \Classifications\Building System Class\D10-Conveyance Systems\D1010 - Elevator\Elevator,Electric,Pass/Freight - ELE | EQ-1007142
38-A1 | 38-A1 Civic Center Courthouse | 38-A1-D1010-100-ELE04 | Elevator,Electric,Pass/Freight - ELE04 (PUBLIC) | Thyssen | 967575-4 | DNA | OM00018209 | State ID# 109444 | Elevator Machine Room | NA | NA | NA | 45 | 480 | 115 | electric | 3 | NA | NA | \Classifications\Building System Class\D10-Conveyance Systems\D1010 - Elevator\Elevator,Electric,Pass/Freight - ELE | EQ-1007143
38-A1 | 38-A1 Civic Center Courthouse | 38-A1-D1010-100-ELE05 | Elevator,Electric,Pass/Freight - ELE05 (JUDGES) | Northern Elevator | 967575-5 | DNA | OM00018210 | State ID# 109468 | Mechanical Room Roof | NA | NA | NA | 75 | 480 | 275 | electric | 3 | NA | NA | \Classifications\Building System Class\D10-Conveyance Systems\D1010 - Elevator\Elevator,Electric,Pass/Freight - ELE | EQ-1007144
38-A1 | 38-A1 Civic Center Courthouse | 38-A1-D1010-100-ELE06 | Elevator,Electric,Pass/Freight - ELE06 (JUDGES) | Northern Elevator | 8117 | 967677 | OM00018211 | State ID# 109467 | Elevator Machine Room | NA | NA | NA | 40 | 480 | DNA | electric | 3 | NA | NA | \Classifications\Building System Class\D10-Conveyance Systems\D1010 - Elevator\Elevator,Electric,Pass/Freight - ELE | EQ-1007145
38-A1 | 38-A1 Civic Center Courthouse | 38-A1-D2017-100-SHW01 | Eye Washes & Emergency Showers - SHW01 | Haws | T02R3H14 | 8309 | OM00018198 | DNA | Chiller Room | NA | NA | NA | NA | NA | NA | NA | NA | NA | NA | \Classifications\Building System Class\D20-Plumbing\D2010 - Plumb Fix\Showers - SHW | EQ-1007146
38-A1 | 38-A1 Civic Center Courthouse | 38-A1-D3030-110-CTW01 | Cooling Tower - CTW01 | Marley | NC2122GS | 080420-001-95 | OM00018151 | DNA | Cooling Tower Pad | NA | NA | NA | (2) 15 | 480 | 19 | electric | 3 | NA | NA | \Classifications\Building System Class\D30-HVAC Systems\D3030 - Cooling SYS\Cooling Tower - CTW | EQ-1007147
38-A1 | 38-A1 Civic Center Courthouse | 38-A1-D3031-130-CLR01 | Chiller,Water Cooled - CLR01 | McQuay | 56F0003400 | E22121E2RA | OM00018149 |  | P08 Chiller Room | NA | NA | R-134a | DNA | 480 | 580 | electric | 3 | NA | NA | \Classifications\Building System Class\D30-HVAC Systems\D3030 - Cooling SYS\Chiller, Water Cooled - CLR | EQ-1007148
38-A1 | 38-A1 Civic Center Courthouse | 38-A1-D3031-130-CLR02 | Chiller,Water Cooled - CLR02 | McQuay | 56G 81005-00 | PEH063-CBAB | OM00018148 |  | P08 Chiller Room | NA | NA | R-134a | DNA | 480 | 580 | electric | 3 | NA | NA | \Classifications\Building System Class\D30-HVAC Systems\D3030 - Cooling SYS\Chiller, Water Cooled - CLR | EQ-1007149
38-A1 | 38-A1 Civic Center Courthouse | 38-A1-D3041-110-AHU04 | Air Handling Unit - AHU04 | Temtrol | 67025 | WF-DH26 | OM00018202 | DNA | Mechanical Room - Penthouse | (2) BX103, (2) A68 | 12x24x2 (3) 24x24x2 (6) | NA | (1) 15, (1) 5 | 480 | 18 / 6.3 | electric | 3 | NA | NA | \Classifications\Building System Class\D30-HVAC Systems\D3040 - Distribution SYS\Air Handling Unit - AHU | EQ-1007151
38-A1 | 38-A1 Civic Center Courthouse | 38-A1-D3041-110-AHU05 | Air Handling Unit - AHU05 | Temtrol | 67026 | WF-DH5 | OM00018201 | DNA | Mechanical Room | (1) AX44, (1) A45 | 12x24x2 (3) 24x24x2 (6) | NA | (1) 2, (1) 1.5 | 40 | 2.7 / 2.2 | electric | 3 | NA | NA | \Classifications\Building System Class\D30-HVAC Systems\D3040 - Distribution SYS\Air Handling Unit - AHU | EQ-1007152
38-A1 | 38-A1 Civic Center Courthouse | 38-A1-D3042-220-EFN08 | Exhaust Fan - EFN08 | Greenheck | 96J07358 | SWB33-75-CCW-TH | OM00018203 | DNA | Generator Pad | (2) B85 | NA | NA | 7.5 | 480 | 9.6 | electric | 3 | NA | NA | \Classifications\Building System Class\D30-HVAC Systems\D3040 - Distribution SYS\Supply/Exhaust/Return fans- FAN | EQ-1007153
38-A1 | 38-A1 Civic Center Courthouse | 38-A1-D3031-100-PCH01 | Chilled Water Pump - PCH01 | Super-E | 95110 | EM2515T | OM00018155 | DNA | Chiller Room | NA | DNA | NA | 20 | 480 | 24 | electric | 3 | NA | NA | \Classifications\Building System Class\D30-HVAC Systems\D3030 - Cooling SYS\Chilled Water Pump - PCH | EQ-1007154
38-A1 | 38-A1 Civic Center Courthouse | 38-A1-D3031-100-PCH02 | Chilled Water Pump - PCH02 | Super-E | 96030 | EM2513T | OM00018156 | DNA | Chiller Room | NA | DNA | NA | 15 | 480 | 18 | electric | 3 | NA | NA | \Classifications\Building System Class\D30-HVAC Systems\D3030 - Cooling SYS\Chilled Water Pump - PCH | EQ-1007155
38-A1 | 38-A1 Civic Center Courthouse | 38-A1-D3031-100-PCH04 | Condenser Water/tower water Pump - PCH04 | Paco | 95C1242301 | 29501591400011873EE | OM00018154 | DNA | Chiller Room | NA | NA | NA | 25 | 480 | 31 | electric | 3 | NA | NA | \Classifications\Building System Class\D30-HVAC Systems\D3030 - Cooling SYS\Chilled Water Pump - PCH | EQ-1007156
38-A1 | 38-A1 Civic Center Courthouse | 38-A1-D3031-100-PCH05 | Condenser Water/tower water Pump - PCH05 | Paco | 95C1242201 | 29401551400011823EE | OM00018153 | DNA | Chiller Room | NA | NA | NA | 15 | 480 | 20 | electric | 3 | NA | NA | \Classifications\Building System Class\D30-HVAC Systems\D3030 - Cooling SYS\Chilled Water Pump - PCH | EQ-1007157
38-A1 | 38-A1 Civic Center Courthouse | 38-A1-D3090-114-CMP01 | Chiller #1 Control Air Compressor, vibration damper - CMP01 | Ingersoll Rand | 1041168 | 2475 | OM00018199 | State ID#: A001521-09 ¦ SN 60168M | Chiller Room | NA | NA | NA | 5 | 460 | 6.9 | electric | DNA | NA | NA | \Classifications\Building System Class\D30-HVAC Systems\D3090 - Other HVAC Systems and Equipment\Air Compressor - CMP | EQ-1007158
38-A1 | 38-A1 Civic Center Courthouse | 38-A1-D3090-114-CMP02 | Control Air Compressor, power tools - CMP02 | Quincy | 5078568 | MQC00506D | OM00018200 | State ID#: A030005-98 | Chiller Room | NA | NA | NA | SPL | 460 | 2.2 | electric | 3 | NA | NA | \Classifications\Building System Class\D30-HVAC Systems\D3090 - Other HVAC Systems and Equipment\Air Compressor - CMP | EQ-1007159
38-A1 | 38-A1 Civic Center Courthouse | 38-A1-D4031-100-FEX80 | Fire Extinguisher - FEX80 | Amerex | NA | A500 | OM00032792 | OM00018205 | Whole bldg | NA | NA | NA | NA | NA | NA | NA | NA | NA | NA | \Classifications\Building System Class\D40-Fire Protection SYS\D4030 - FIRE SPEC\Fire Extinguisher - FEX | EQ-1007160
38-A1 | 38-A1 Civic Center Courthouse | 38-A1-D5092-250-EML80 | Emergency And Exit Lighting - EML80 | Lithonia | Signature Series | ELKES-W1G277ELN, ELRES-W1G277ELN | OM00032791 | OM00018206 | Throughout - Electrical Room | NA | NA | NA | NA | 110 | DNA | electric | 1 | NA | NA | \Classifications\Building System Class\D50-Electrical SYS\D5090 - Elec SYS\Emergency And Exit Lighting - EML | EQ-1007162
38-A1 | 38-A1 Civic Center Courthouse | 38-A1-D3040-120-FCU09 | Fan Coil Unit - FCU09 | IEC | 96-965350 9 | HPY-06 KYYF2L6FA | OM00018121 | DNA | Electrical / Com. Rm. | (1) DD | 14x20x1 | NA | 1/4 | 277 | 1.1 | electric | 1 | NA | NA | \Classifications\Building System Class\D30-HVAC Systems\D3040 - Distribution SYS\Fan Coil Unit - FCU | EQ-1007163
38-A1 | 38-A1 Civic Center Courthouse | 38-A1-D3040-120-FCU08 | Fan Coil Unit - FCU08 | IEC | 96-965350 8 | HPY-06 KYYF2L6FA | OM00018122 | DNA | Building Security ceiling | (1) DD | 14x20x1 | NA | 1/4 | 277 | 1.1 | electric | 1 | NA | NA | \Classifications\Building System Class\D30-HVAC Systems\D3040 - Distribution SYS\Fan Coil Unit - FCU | EQ-1007164
38-A1 | 38-A1 Civic Center Courthouse | 38-A1-D3040-120-FCU06 | Fan Coil Unit - FCU06 | IEC | 96-965350 6 | HPY-06 BYYF2R6FA2 | OM00018120 | DNA | Comm. Room | DNA | 14x21x1 (2) | NA | 1/4 | 277 | 1.1 | electric | 1 | NA | NA | \Classifications\Building System Class\D30-HVAC Systems\D3040 - Distribution SYS\Fan Coil Unit - FCU | EQ-1007166
38-A1 | 38-A1 Civic Center Courthouse | 38-A1-D3040-120-FCU05 | Fan Coil Unit - FCU05 | IEC | 96-965350 5 | HPY-06 BYYF2R6FA2 | OM00018119 | DNA | Comm. Room | DNA | 14x21x1 (2) | NA | 1/4 | 277 | 1.1 | electric | 1 | NA | NA | \Classifications\Building System Class\D30-HVAC Systems\D3040 - Distribution SYS\Fan Coil Unit - FCU | EQ-1007167
38-A1 | 38-A1 Civic Center Courthouse | 38-A1-D3040-120-FCU04 | Fan Coil Unit - FCU04 | IEC | 96-965350 4 | HPY-06 BYYF2R6FA2 | OM00018118 | DNA | Comm. Room | DNA | 14x21x1 (2) | NA | 1/4 | 277 | 1.1 | electric | 1 | NA | NA | \Classifications\Building System Class\D30-HVAC Systems\D3040 - Distribution SYS\Fan Coil Unit - FCU | EQ-1007168
38-A1 | 38-A1 Civic Center Courthouse | 38-A1-D3040-120-FCU03 | Fan Coil Unit - FCU03 | IEC | 96-965350 3 | HPY-06 BYYF2R6FA2 | OM00018117 |  | Comm Room | DNA | 14x21x1 (2) | NA | 1/4 | 277 | 1.1 | electric | 1 | NA | NA | \Classifications\Building System Class\D30-HVAC Systems\D3040 - Distribution SYS\Fan Coil Unit - FCU | EQ-1007169
38-A1 | 38-A1 Civic Center Courthouse | 38-A1-D3040-120-FCU02 | Fan Coil Unit - FCU02 | IEC | 96-965350 2 | HPY-06 BYYF2R6FA2 | OM00018116 | DNA | Comm. Room | DNA | 14x21x1 (2) | NA | 1/4 | 277 | 1.1 | electric | 1 | NA | NA | \Classifications\Building System Class\D30-HVAC Systems\D3040 - Distribution SYS\Fan Coil Unit - FCU | EQ-1007170
38-A1 | 38-A1 Civic Center Courthouse | 38-A1-D3040-120-FCU01 | Fan Coil Unit - FCU01 | IEC | 96-965350 1 | HPY-06 BYYF2R6FA2 | OM00018115 | DNA | Comm. Room | DNA | 14x21x1 (2) | NA | 1/4 | 277 | 1.1 | electric | 1 | NA | NA | \Classifications\Building System Class\D30-HVAC Systems\D3040 - Distribution SYS\Fan Coil Unit - FCU | EQ-1007171
38-A1 | 38-A1 Civic Center Courthouse | 38-A1-D3042-220-EFN11 | Exhaust Fan - EFN11 | Greenheck | 96J07257 | SWB 33-75-CW-TAU | OM00018127 | DNA | Garage Ventilation Room | (2) A85 | NA | NA | 7.5 / 3.5 | 480 | 6 | electric | 3 | NA | NA | \Classifications\Building System Class\D30-HVAC Systems\D3040 - Distribution SYS\Supply/Exhaust/Return fans- FAN | EQ-1007172
38-A1 | 38-A1 Civic Center Courthouse | 38-A1-D3042-220-EFN12 | Exhaust Fan - EFN12 | Greenheck | 96J08277 | BSQ-140-15-X | OM00018279 | DNA | Garage Exhaust Room | (1) A46 | NA | NA | 1.5 | 480 | 2.2 | electric | 3 | NA | NA | \Classifications\Building System Class\D30-HVAC Systems\D3040 - Distribution SYS\Supply/Exhaust/Return fans- FAN | EQ-1007173
38-A1 | 38-A1 Civic Center Courthouse | 38-A1-D2040-100-PSU01 | Pump, Sump or Duplex - PSU01 | PACO | DNA | 2570-1 | OM00018125 |  | Fan Room | NA | NA | NA | 2 | 480 | DNA | electric | 3 | NA | NA | \Classifications\Building System Class\D20-Plumbing\D2040 - Rain Drain\Sump Pump - PSU | EQ-1007174
38-A1 | 38-A1 Civic Center Courthouse | 38-A1-D2030-410-PMS02 | Pump Ejector Sewage - PMS02 | PACO | DNA | 470-01 | OM00018130 |  | Mechanical Room | NA | NA | NA | 2 | 480 | DNA | electric | 3 | NA | NA | \Classifications\Building System Class\D20-Plumbing\D2030 - Sani Waste\Sewage Ejector Pump - PMS | EQ-1007175
38-A1 | 38-A1 Civic Center Courthouse | 38-A1-D2030-410-PMS03 | Sewage Pump 1 | Paco Pump | DNA | 2570-1 | OM00018124 |  | Mechanical Room | NA | NA | NA | 1.5 | 480 | DNA | electric | 3 | NA | NA | \Classifications\Building System Class\D20-Plumbing\D2030 - Sani Waste\Sewage Ejector Pump - PMS | EQ-1007176
38-A1 | 38-A1 Civic Center Courthouse | 38-A1-D2040-100-PSU02 | Pump, Sump or Duplex - PSU02 | Paco Pump | DNA | 2570-1 | OM00018129 |  | Fan Room | NA | NA | NA | 1.5 | 480 | DNA | electric | 3 | NA | NA | \Classifications\Building System Class\D20-Plumbing\D2040 - Rain Drain\Sump Pump - PSU | EQ-1007177
38-A1 | 38-A1 Civic Center Courthouse | 38-A1-B2010-100-BLD01 | Building Structure | NA | NA | NA | OM00032789 | OM00032321 ¦ Business ID 31054 | NA | NA | NA | NA | NA | NA | NA | NA | NA | NA | NA | \Classifications\Building System Class\B20-General Building Exterior\B2010 - Exterior Walls\Building - BLD | EQ-1007339
38-A1 | 38-A1 Civic Center Courthouse | 38-A1-B3010-100-RUF01 | Roofing Systems | DNA | DNA | DNA | OM00032790 | OM00032322 | NA | NA | NA | NA | NA | NA | NA | NA | NA | NA | NA | \Classifications\Building System Class\B30-Roofing\B3010 - Roof Types\Roof - RUF | EQ-1007516
38-A1 | 38-A1 Civic Center Courthouse | 38-A1-D1010-100-ELE07 | Elevator,Hydraulic,Pass/Freight - ELE07 (FILE) | Northern Elevator | 9613719 | DNA | OM00018298 | State ID# 109456 | ELEVATOR ROOM | NA | NA | NA | DNA | DNA | DNA | Electric | DNA | NA | NA | \Classifications\Building System Class\D10-Conveyance Systems\D1010 - Elevator\Elevator,Electric,Pass/Freight - ELE | 1008760
38-A1 | 38-A1 Civic Center Courthouse | 38-A1-D1013-310-WCL01 | Wheelchair Lift - WCL01 | Pentalift | 915940738 | 4.3L4260.5 | OM00018157 | State ID# 162311 | Courtroom | NA | NA | NA | DNA | 110 | DNA | Electric | 1 | NA | NA | \Classifications\Building System Class\D10-Conveyance Systems\D1010 - Elevator\Wheelchair Lift - WCL | 1008761
38-A1 | 38-A1 Civic Center Courthouse | 38-A1-D1013-310-WCL02 | Wheelchair Lift - WCL02 | Pentalift | 915940749 | 4.3L4260.5 | OM00018158 | State ID# 162312 | Courtroom | NA | NA | NA | DNA | 110 | DNA | Electric | 1 | NA | NA | \Classifications\Building System Class\D10-Conveyance Systems\D1010 - Elevator\Wheelchair Lift - WCL | 1008762
38-A1 | 38-A1 Civic Center Courthouse | 38-A1-D1013-310-WCL03 | Wheelchair Lift - WCL03 | Pentalift | 915940731 | 4.3L4260.5 | OM00018159 | State ID# 162313 | Courtroom | NA | NA | NA | DNA | 110 | DNA | Electric | 1 | NA | NA | \Classifications\Building System Class\D10-Conveyance Systems\D1010 - Elevator\Wheelchair Lift - WCL | 1008763
38-A1 | 38-A1 Civic Center Courthouse | 38-A1-D1013-310-WCL04 | Wheelchair Lift - WCL04 | Pentalift | 915940750 | 4.3L4260.5 | OM00018160 | State ID# 162314 | Courtroom | NA | NA | NA | DNA | 110 | DNA | Electric | 1 | NA | NA | \Classifications\Building System Class\D10-Conveyance Systems\D1010 - Elevator\Wheelchair Lift - WCL | 1008764
38-A1 | 38-A1 Civic Center Courthouse | 38-A1-D1013-310-WCL05 | Wheelchair Lift - WCL05 | Pentalift | 915940737 | 4.3L4260.5 | OM00018161 | State ID# 162315 | Courtroom | NA | NA | NA | DNA | 110 | DNA | Electric | 1 | NA | NA | \Classifications\Building System Class\D10-Conveyance Systems\D1010 - Elevator\Wheelchair Lift - WCL | 1008765
38-A1 | 38-A1 Civic Center Courthouse | 38-A1-D1013-310-WCL06 | Wheelchair Lift - WCL06 | Pentalift | 915940732 | 4.3L4260.5 | OM00018162 | State ID# 162316 | Courtroom | NA | NA | NA | DNA | 110 | DNA | Electric | 1 | NA | NA | \Classifications\Building System Class\D10-Conveyance Systems\D1010 - Elevator\Wheelchair Lift - WCL | 1008766
38-A1 | 38-A1 Civic Center Courthouse | 38-A1-D1013-310-WCL07 | Wheelchair Lift - WCL07 | Pentalift | 915940734 | 4.3L4260.5 | OM00018163 | State ID# 162322 | Courtroom | NA | NA | NA | DNA | 110 | DNA | Electric | 1 | NA | NA | \Classifications\Building System Class\D10-Conveyance Systems\D1010 - Elevator\Wheelchair Lift - WCL | 1008767
38-A1 | 38-A1 Civic Center Courthouse | 38-A1-D1013-310-WCL08 | Wheelchair Lift - WCL08 | Pentalift | 915940753 | 4.3L4260.5 | OM00018164 | State ID# 162321 | Courtroom | NA | NA | NA | DNA | 110 | DNA | Electric | 1 | NA | NA | \Classifications\Building System Class\D10-Conveyance Systems\D1010 - Elevator\Wheelchair Lift - WCL | 1008768
38-A1 | 38-A1 Civic Center Courthouse | 38-A1-D1013-310-WCL09 | Wheelchair Lift - WCL09 | Pentalift | 915940740 | 4.3L4260.5 | OM00018165 | State ID# 162320 | Courtroom | NA | NA | NA | DNA | 110 | DNA | Electric | 1 | NA | NA | \Classifications\Building System Class\D10-Conveyance Systems\D1010 - Elevator\Wheelchair Lift - WCL | 1008769
38-A1 | 38-A1 Civic Center Courthouse | 38-A1-D1013-310-WCL10 | Wheelchair Lift - WCL10 | Pentalift | 915940744 | 4.3L4260.5 | OM00018166 | State ID# 162319 | Courtroom | NA | NA | NA | DNA | 110 | DNA | Electric | 1 | NA | NA | \Classifications\Building System Class\D10-Conveyance Systems\D1010 - Elevator\Wheelchair Lift - WCL | 1008770
38-A1 | 38-A1 Civic Center Courthouse | 38-A1-D1013-310-WCL11 | Wheelchair Lift - WCL11 | Pentalift | 915940754 | 4.3L4260.5 | OM00018167 | State ID# 162318 | Courtroom | NA | NA | NA | DNA | 110 | DNA | Electric | 1 | NA | NA | \Classifications\Building System Class\D10-Conveyance Systems\D1010 - Elevator\Wheelchair Lift - WCL | 1008771
38-A1 | 38-A1 Civic Center Courthouse | 38-A1-D1013-310-WCL12 | Wheelchair Lift - WCL12 | Pentalift | 915940745 | 4.3L4260.5 | OM00018168 | State ID# 162317 | Courtroom | NA | NA | NA | DNA | 110 | DNA | Electric | 1 | NA | NA | \Classifications\Building System Class\D10-Conveyance Systems\D1010 - Elevator\Wheelchair Lift - WCL | 1008772
38-A1 | 38-A1 Civic Center Courthouse | 38-A1-D1013-310-WCL13 | Wheelchair Lift - WCL13 | Pentalift | 915940735 | 4.3L4260.5 | OM00018169 | State ID# 162210 | Courtroom | NA | NA | NA | DNA | 110 | DNA | Electric | 1 | NA | NA | \Classifications\Building System Class\D10-Conveyance Systems\D1010 - Elevator\Wheelchair Lift - WCL | 1008773
38-A1 | 38-A1 Civic Center Courthouse | 38-A1-D1013-310-WCL14 | Wheelchair Lift - WCL14 | Pentalift | 915940739 | 4.3L4260.5 | OM00018170 | State ID# 162327 | Courtroom | NA | NA | NA | DNA | 110 | DNA | Electric | 1 | NA | NA | \Classifications\Building System Class\D10-Conveyance Systems\D1010 - Elevator\Wheelchair Lift - WCL | 1008774
38-A1 | 38-A1 Civic Center Courthouse | 38-A1-D1013-310-WCL15 | Wheelchair Lift - WCL15 | Pentalift | 915940752 | 4.3L4260.5 | OM00018171 | State ID# 162326 | Courtroom | NA | NA | NA | DNA | 110 | DNA | Electric | 1 | NA | NA | \Classifications\Building System Class\D10-Conveyance Systems\D1010 - Elevator\Wheelchair Lift - WCL | 1008775
38-A1 | 38-A1 Civic Center Courthouse | 38-A1-D1013-310-WCL16 | Wheelchair Lift - WCL16 | Pentalift | 110970023 | 4.3L4260.5 | OM00018172 | State ID# 162323 | Courtroom | NA | NA | NA | DNA | 110 | DNA | Electric | 1 | NA | NA | \Classifications\Building System Class\D10-Conveyance Systems\D1010 - Elevator\Wheelchair Lift - WCL | 1008776
38-A1 | 38-A1 Civic Center Courthouse | 38-A1-D1013-310-WCL17 | Wheelchair Lift - WCL17 | Pentalift | 915940741 | 4.3L4260.5 | OM00018173 | State ID# 162324 | Courtroom | NA | NA | NA | DNA | 110 | DNA | Electric | 1 | NA | NA | \Classifications\Building System Class\D10-Conveyance Systems\D1010 - Elevator\Wheelchair Lift - WCL | 1008777
38-A1 | 38-A1 Civic Center Courthouse | 38-A1-D1013-310-WCL18 | Wheelchair Lift - WCL18 | Pentalift | 915940748 | 4.3L4260.5 | OM00018174 | State ID# 162325 | Courtroom | NA | NA | NA | DNA | 110 | DNA | Electric | 1 | NA | NA | \Classifications\Building System Class\D10-Conveyance Systems\D1010 - Elevator\Wheelchair Lift - WCL | 1008778
38-A1 | 38-A1 Civic Center Courthouse | 38-A1-D1013-310-WCL19 | Wheelchair Lift - WCL19 | Pentalift | 915940756 | 4.3L4260.5 | OM00018175 | State ID# 162306 | Courtroom | NA | NA | NA | DNA | 110 | DNA | Electric | 1 | NA | NA | \Classifications\Building System Class\D10-Conveyance Systems\D1010 - Elevator\Wheelchair Lift - WCL | 1008779
38-A1 | 38-A1 Civic Center Courthouse | 38-A1-D1013-310-WCL20 | Wheelchair Lift - WCL20 | Pentalift | 915940742 | 4.3L4260.5 | OM00018176 | State ID# 162208 | Courtroom | NA | NA | NA | DNA | 110 | DNA | Electric | 1 | NA | NA | \Classifications\Building System Class\D10-Conveyance Systems\D1010 - Elevator\Wheelchair Lift - WCL | 1008780
38-A1 | 38-A1 Civic Center Courthouse | 38-A1-D1013-310-WCL21 | Wheelchair Lift - WCL21 | Pentalift | 915940755 | 4.3L4260.5 | OM00018177 | State ID# 162310 | Courtroom | NA | NA | NA | DNA | 110 | DNA | Electric | 1 | NA | NA | \Classifications\Building System Class\D10-Conveyance Systems\D1010 - Elevator\Wheelchair Lift - WCL | 1008781
38-A1 | 38-A1 Civic Center Courthouse | 38-A1-D1013-310-WCL22 | Wheelchair Lift - WCL22 | Pentalift | 915840747 | 4.3L4260.5 | OM00018178 | State ID# 162305 | Courtroom | NA | NA | NA | DNA | 110 | DNA | Electric | 1 | NA | NA | \Classifications\Building System Class\D10-Conveyance Systems\D1010 - Elevator\Wheelchair Lift - WCL | 1008782
38-A1 | 38-A1 Civic Center Courthouse | 38-A1-D1013-310-WCL23 | Wheelchair Lift - WCL23 | Pentalift | 915940729 | 4.3L4260.5 | OM00018179 | State ID# 162303 | Courtroom | NA | NA | NA | DNA | 110 | DNA | Electric | 1 | NA | NA | \Classifications\Building System Class\D10-Conveyance Systems\D1010 - Elevator\Wheelchair Lift - WCL | 1008783
38-A1 | 38-A1 Civic Center Courthouse | 38-A1-D1013-310-WCL24 | Wheelchair Lift - WCL24 | Pentalift | 915940736 | 4.3L4260.5 | OM00018180 | State ID# 162309 | Courtroom | NA | NA | NA | DNA | 110 | DNA | Electric | 1 | NA | NA | \Classifications\Building System Class\D10-Conveyance Systems\D1010 - Elevator\Wheelchair Lift - WCL | 1008784
38-A1 | 38-A1 Civic Center Courthouse | 38-A1-D1013-310-WCL25 | Wheelchair Lift - WCL25 | Pentalift | 918940746 | 4.3L4260.5 | OM00018181 | State ID# 162304 | Courtroom | NA | NA | NA | DNA | 110 | DNA | Electric | 1 | NA | NA | \Classifications\Building System Class\D10-Conveyance Systems\D1010 - Elevator\Wheelchair Lift - WCL | 1008785
38-A1 | 38-A1 Civic Center Courthouse | 38-A1-D1013-310-WCL26 | Wheelchair Lift - WCL26 | Pentalift | 26 | 4.3L4260.5 | OM00018182 | State ID# 162307 | Courtroom | NA | NA | NA | DNA | 110 | DNA | Electric | 1 | NA | NA | \Classifications\Building System Class\D10-Conveyance Systems\D1010 - Elevator\Wheelchair Lift - WCL | 1008786
38-A1 | 38-A1 Civic Center Courthouse | 38-A1-D1013-310-WCL27 | Wheelchair Lift - WCL27 | Pentalift | 915940751 | 4.3L4260.5 | OM00018183 | State ID# 162308 | Courtroom | NA | NA | NA | DNA | 110 | DNA | Electric | 1 | NA | NA | \Classifications\Building System Class\D10-Conveyance Systems\D1010 - Elevator\Wheelchair Lift - WCL | 1008787
38-A1 | 38-A1 Civic Center Courthouse | 38-A1-D1013-310-WCL28 | Wheelchair Lift - WCL28 | Pentalift | 913940728 | 4.3L4260.5 | OM00018184 | State ID# 162300 | Courtroom | NA | NA | NA | DNA | 110 | DNA | Electric | 1 | NA | NA | \Classifications\Building System Class\D10-Conveyance Systems\D1010 - Elevator\Wheelchair Lift - WCL | 1008788
38-A1 | 38-A1 Civic Center Courthouse | 38-A1-D1013-310-WCL29 | Wheelchair Lift - WCL29 | Pentalift | 915940727 | 4.3L4260.5 | OM00018185 | State ID# 162301 | Courtroom | NA | NA | NA | DNA | 110 | DNA | Electric | 1 | NA | NA | \Classifications\Building System Class\D10-Conveyance Systems\D1010 - Elevator\Wheelchair Lift - WCL | 1008789
38-A1 | 38-A1 Civic Center Courthouse | 38-A1-D1013-310-WCL30 | Wheelchair Lift - WCL30 | Pentalift | 110970180 | 4.3L4260.5 | OM00018186 | State ID# 162296 | Courtroom | NA | NA | NA | DNA | 110 | DNA | Electric | 1 | NA | NA | \Classifications\Building System Class\D10-Conveyance Systems\D1010 - Elevator\Wheelchair Lift - WCL | 1008790
38-A1 | 38-A1 Civic Center Courthouse | 38-A1-D1013-310-WCL31 | Wheelchair Lift - WCL31 | Pentalift | 110970182 | 4.3L4260.5 | OM00018187 | State ID# 162297 | Courtroom | NA | NA | NA | DNA | 110 | DNA | Electric | 1 | NA | NA | \Classifications\Building System Class\D10-Conveyance Systems\D1010 - Elevator\Wheelchair Lift - WCL | 1008791
38-A1 | 38-A1 Civic Center Courthouse | 38-A1-D1013-310-WCL32 | Wheelchair Lift - WCL32 | Pentalift | 915940730 | 4.3L4260.5 | OM00018188 | State ID# 162298 | Courtroom | NA | NA | NA | DNA | 110 | DNA | Electric | 1 | NA | NA | \Classifications\Building System Class\D10-Conveyance Systems\D1010 - Elevator\Wheelchair Lift - WCL | 1008792
38-A1 | 38-A1 Civic Center Courthouse | 38-A1-D1013-310-WCL33 | Wheelchair Lift - WCL33 | Pentalift | 110970181 | 4.3L4260.5 | OM00018189 | State ID# 162299 | Courtroom | NA | NA | NA | DNA | 110 | DNA | Electric | 1 | NA | NA | \Classifications\Building System Class\D10-Conveyance Systems\D1010 - Elevator\Wheelchair Lift - WCL | 1008793
38-A1 | 38-A1 Civic Center Courthouse | 38-A1-D1013-310-WCL34 | Wheelchair Lift - WCL34 | Pentalift | 15940729 | 4.3L4260.5 | OM00018190 | State ID# 162302 | Courtroom | NA | NA | NA | DNA | 110 | DNA | Electric | 1 | NA | NA | \Classifications\Building System Class\D10-Conveyance Systems\D1010 - Elevator\Wheelchair Lift - WCL | 1008794
38-A1 | 38-A1 Civic Center Courthouse | 38-A1-D2023-310-HWP01 | Domestic Hot Water Circulating Pump - HWP01 | PACO | 1002 | G3H BF | OM00018139 | DNA | Mechanical Room (014) | NA | NA | NA | 1/2 | 208/460 | 2.7/1.3 | Electric | 3 | NA | NA | \Classifications\Building System Class\D20-Plumbing\D2020 - Domestic Water\Domestic Hot Water Circulating Pump - HWP | 1008795
38-A1 | 38-A1 Civic Center Courthouse | 38-A1-D3031-100-PCH03 | Chilled Water Pump - PCH03 | Super-E | F995 | EM2518T | OM00032299 | DNA | CHILLER ROOM | NA | NA | NA | 5 | 480 | 6.7 | Electric | 3 | NA | NA | \Classifications\Building System Class\D30-HVAC Systems\D3030 - Cooling SYS\Chilled Water Pump - PCH | 1008797
38-A1 | 38-A1 Civic Center Courthouse | 38-A1-D3041-160-FDP126 | Fire Dampers - FDP126 | DNA | DNA | DNA | OM00020242 | DNA | THROUGHOUT | NA | NA | NA | DNA | DNA | DNA | Electric | DNA | NA | NA | \Classifications\Building System Class\D30-HVAC Systems\D3040 - Distribution SYS\Fire Dampers - FDP | 1008798
38-A1 | 38-A1 Civic Center Courthouse | 38-A1-D3041-170-SPF08 | Stairwell Pressurization Fan - SPF08 | Greenheck | 96J07049 | SWB-24-20-CCW-UB-X | OM00018295 | DNA | Generator Pad | (1) A61 | DNA | NA | 2 | 480 | 2.8 | Electric | 3 | NA | NA | \Classifications\Building System Class\D30-HVAC Systems\D3040 - Distribution SYS\Stairwell Pressurization Fan - SPF | 1008799
38-A1 | 38-A1 Civic Center Courthouse | 38-A1-D3041-170-SPF09 | Stairwell Pressurization Fan - SPF09 | Greencheck | 96J07050 | SWB-24-20-CW-UB-X | OM00018216 | DNA | Mechanical Room | (1) A61 | DNA | NA | 2 | 480 | 2.8 | Electric | 3 | NA | NA | \Classifications\Building System Class\D30-HVAC Systems\D3040 - Distribution SYS\Stairwell Pressurization Fan - SPF | 1008800
38-A1 | 38-A1 Civic Center Courthouse | 38-A1-D3040-120-FCU11 | Fan Coil Unit - FCU11 | IEC | 96-965350 11 | BPY-04 BYYF266FA2 | OM00018145 | DNA | EQPT RM | (1) DD | DNA | NA | 1/3 | 277 | 0.6 | Electric | 1 | NA | NA | \Classifications\Building System Class\D30-HVAC Systems\D3040 - Distribution SYS\Fan Coil Unit - FCU | 1008801
38-A1 | 38-A1 Civic Center Courthouse | 38-A1-D3040-120-FCU12 | Fan Coil Unit - FCU12 | IEC | 96-965350 12 | HBA-12 BYYXXR6 | OM00018128 | DNA | MIS OFFICE | (1) A29 | DNA | NA | 1/2 | 277 | 3.6 | Electric | 1 | NA | NA | \Classifications\Building System Class\D30-HVAC Systems\D3040 - Distribution SYS\Fan Coil Unit - FCU | 1008802
38-A1 | 38-A1 Civic Center Courthouse | 38-A1-D3040-120-FCU13 | Fan Coil Unit - FCU13 | IEC | 96-965350 13 | HPY-06 BYYF2L6FA2 | OM00018291 | DNA | MECH RM / HALLWAY | DNA | DNA | NA | 1/2 | 277 | DNA | Electric | 1 | NA | NA | \Classifications\Building System Class\D30-HVAC Systems\D3040 - Distribution SYS\Fan Coil Unit - FCU | 1008803
38-A1 | 38-A1 Civic Center Courthouse | 38-A1-D3040-120-FCU14 | Fan Coil Unit - FCU14 | IEC | 96-965350 14 | HBA-08 KYYXXR6 | OM00018280 | DNA | MECH RM / HALLWAY | (1) A29 | DNA | NA | 1/2 | 277 | 3.6 | Electric | 1 | NA | NA | \Classifications\Building System Class\D30-HVAC Systems\D3040 - Distribution SYS\Fan Coil Unit - FCU | 1008804
38-A1 | 38-A1 Civic Center Courthouse | 38-A1-D3040-120-FCU15 | Fan Coil Unit - FCU15 | IEC | 96-7866101-1 | 14R-97R | OM00018214 | DNA | ELEVATOR ROOM #1-4 | DNA | 20x20x2 (2) | NA | 1/2 | 277 | 8.5 | Electric | 1 | NA | NA | \Classifications\Building System Class\D30-HVAC Systems\D3040 - Distribution SYS\Fan Coil Unit - FCU | 1008805
38-A1 | 38-A1 Civic Center Courthouse | 38-A1-D3040-120-FCU16 | Fan Coil Unit - FCU16 | IEC | 96-965350 15 | HBA-08 KYYXXR6 | OM00018215 | DNA | CHILLER ROOM | (1) A29 | DNA | NA | 1/2 | 277 | 3.6 | Electric | 1 | NA | NA | \Classifications\Building System Class\D30-HVAC Systems\D3040 - Distribution SYS\Fan Coil Unit - FCU | 1008806
38-A1 | 38-A1 Civic Center Courthouse | 38-A1-D3041-110-AHU06 | Air Handling Unit - AHU06 | Greenheck | 96J07090 | 60-PLN-HORZ-CW-TI | OM00018282 | DNA | Near Elev Machine Room #5 | DNA | 24x24x2 -(x64) / 24x24x19 -(x64) | NA | 73 | 480 | 60 | Electric | 3 | NA | NA | \Classifications\Building System Class\D30-HVAC Systems\D3040 - Distribution SYS\Air Handling Unit - AHU | 1008807
38-A1 | 38-A1 Civic Center Courthouse | 38-A1-D3041-110-AHU07 | Air Handling Unit - AHU07 | Greenheck | 96J07092 | 60-PLN-HORZ-CW-TI | OM00018283 | DNA | Mechanical Room | SVX1800 -(x4) | 24x24x2 -(x24) / 24x24x19 -(x24) | NA | 60 | 480 | 60 | Electric | 3 | NA | NA | \Classifications\Building System Class\D30-HVAC Systems\D3040 - Distribution SYS\Air Handling Unit - AHU | 1008809
38-A1 | 38-A1 Civic Center Courthouse | 38-A1-D3041-230-RFN01 | Main Exhaust Fan-RFN01 | Greenheck | 96J07087 | 60-PLN-HORZ-CW-T-A25 | OM00018110 | DNA | Next to Elev Machine Room #5 | DNA | DNA | NA | 25 | 480 | 31 | Electric | 3 | NA | NA | \Classifications\Building System Class\D30-HVAC Systems\D3040 - Distribution SYS\Supply/Exhaust/Return fans- FAN | 1008810
38-A1 | 38-A1 Civic Center Courthouse | 38-A1-D3041-230-RFN02 | Main Exhaust Fan-RFN02 | Greenheck | 96J07088 | 60-PLN-HORZ-CW-T-A25 | OM00018111 | DNA | Next to Elev Machine Room #5 | DNA | DNA | NA | 25 | 480 | 31 | Electric | 3 | NA | NA | \Classifications\Building System Class\D30-HVAC Systems\D3040 - Distribution SYS\Supply/Exhaust/Return fans- FAN | 1008811
38-A1 | 38-A1 Civic Center Courthouse | 38-A1-D3041-230-RFN03 | Main Exhaust Fan-RFN03 | Greenheck | 96J07089 | 60PLN-HORIZ-CW-T-A25 | OM00018113 | DNA | Mechanical Room | BX162 -(x5) | DNA | NA | 60 | 480 | 73 | Electric | 3 | NA | NA | \Classifications\Building System Class\D30-HVAC Systems\D3040 - Distribution SYS\Supply/Exhaust/Return fans- FAN | 1008812
38-A1 | 38-A1 Civic Center Courthouse | 38-A1-D3042-220-EFN14 | Exhaust Fan - EFN14 | Greenheck | 96J07147 | SBE-IH20-5 | OM00018290 | DNA | Mechanical Room | (1) AX23 | DNA | NA | 1/2 | 480 | 1 | Electric | 3 | NA | NA | \Classifications\Building System Class\D30-HVAC Systems\D3040 - Distribution SYS\Supply/Exhaust/Return fans- FAN | 1008813
38-A1 | 38-A1 Civic Center Courthouse | 38-A1-D3042-240-SEF03 | Specialty Exhaust Fan - SEF03 Asset must remain on maintenance plan and in CAFM unless approved by Risk Management manager | Greenheck | 96J08111 | TAD-18-626-A7 | OM00020245 | DNA | Transformer Vault | (1) DD | DNA | NA | 3/4 | 480 | 11 | Electric | 3 | NA | NA | \Classifications\Building System Class\D30-HVAC Systems\D3040 - Distribution SYS\Supply/Exhaust/Return fans- FAN | 1008814
38-A1 | 38-A1 Civic Center Courthouse | 38-A1-D3042-240-SEF04 | Specialty Exhaust Fan - SEF04 Asset must remain on maintenance plan and in CAFM unless approved by Risk Management manager | Greenheck | 96J08112 | TAD-18-626-A7 | OM00020246 | DNA | Transformer Vault | (1) DD | DNA | NA | 3/4 | 480 | 11 | Electric | 3 | NA | NA | \Classifications\Building System Class\D30-HVAC Systems\D3040 - Distribution SYS\Supply/Exhaust/Return fans- FAN | 1008815
38-A1 | 38-A1 Civic Center Courthouse | 38-A1-G3060-320-DFP01 | Diesel Fuel Transfer Pump - DFP01 | SIMPLX | 20875-95-55 | MODEL 20 | OM00018140 | DNA | Diesel Tank Room | NA | NA | NA | 1/2 | 480 | 15 | Electric | 3 | NA | NA | \Classifications\Building System Class\G30-Site Mechanical Utilities\G3060 - Fuel Distribution\Pump, Fuel, Diesel Fuel Transfer Pump - DFP | 1008816
38-A1 | 38-A1 Civic Center Courthouse | 38-A1-D3068-100-BAS01 | Building Automation System - BAS01 | Alerton | DNA | IBEX 2.0 | OM00020640 | OM00002064 | Engineers Office | NA | NA | NA | NA | 110 | DNA | Electric | 1 | NA | NA | \Classifications\Building System Class\D30-HVAC Systems\D3060 - Control & Inst Air\Building Automation System - BAS | 1008817
38-A1 | 38-A1 Civic Center Courthouse | 38-A1-D2023-100-BFP01 | Backflow Preventer - BFP01 Fire bypass | Wilkins | W95656 | 550A | OM00018193 | Acct# 275575025 Meter#: T0042727466 | Mechanical Room (014) | NA | NA | NA | NA | NA | NA | NA | NA | NA | NA | \Classifications\Building System Class\D20-Plumbing\D2020 - Domestic Water\Backflow Preventer - BFP | 1008818
38-A1 | 38-A1 Civic Center Courthouse | 38-A1-D2023-100-BFP02 | Backflow Preventer - BFP02 Domestic Water / | Febco | 9607291212 | 805YD | OM00018194 | Acct# 275575025 Meter#: T0042727466 | Mechanical Room (014) | NA | NA | NA | NA | NA | NA | NA | NA | NA | NA | \Classifications\Building System Class\D20-Plumbing\D2020 - Domestic Water\Backflow Preventer - BFP | 1008819
38-A1 | 38-A1 Civic Center Courthouse | 38-A1-D2023-100-BFP03 | Backflow Preventer - BFP03 Fire Service / | Wilken | W102743 | 550 | OM00018195 | Acct# 275575025 Meter#: T0042727466 | Mechanical Room (014) | NA | NA | NA | NA | NA | NA | NA | NA | NA | NA | \Classifications\Building System Class\D20-Plumbing\D2020 - Domestic Water\Backflow Preventer - BFP | 1008820
38-A1 | 38-A1 Civic Center Courthouse | 38-A1-D2023-100-BFP04 | Backflow Preventer - BFP04 Ind. Water | Febco | A25431 | 825Y | OM00018196 | Acct# 275575025 Meter#: T0042727466 | Mechanical Room (014) | NA | NA | NA | NA | NA | NA | NA | NA | NA | NA | \Classifications\Building System Class\D20-Plumbing\D2020 - Domestic Water\Backflow Preventer - BFP | 1008821
38-A1 | 38-A1 Civic Center Courthouse | 38-A1-D2023-100-BFP05 | Backflow Preventer - BFP05 Cooling tower | Febco | A25481 | 825Y | OM00018197 | Acct# 275575025 Meter#: T0042727466 | Cooling Tower Pad | NA | NA | NA | NA | NA | NA | NA | NA | NA | NA | \Classifications\Building System Class\D20-Plumbing\D2020 - Domestic Water\Backflow Preventer - BFP | 1008822
38-A1 | 38-A1 Civic Center Courthouse | 38-A1-D4010-150-FMS01 | System Extinguishing,Wet Pipe - FMS01 | DNA | DNA | DNA | OM00020409 | DNA | Stairwell next to 031 | NA | NA | NA | NA | NA | NA | NA | NA | NA | NA | \Classifications\Building System Class\D40-Fire Protection SYS\D4010 - Sprinkler SYS\Fire Systems, stand pipes - FMS | 1008823
38-A1 | 38-A1 Civic Center Courthouse | 38-A1-D4022-210-JPM01 | Jockey Pump - JPM01 | Grundfos | CR2-50-UG-A-BU5E | C400006065P9530 | OM00018141 | DNA | Mechanical Room (014) | NA | NA | NA | 1.5 | 230/460 | 4.6/2.3 | Electric | 3 | NA | NA | \Classifications\Building System Class\D40-Fire Protection SYS\D4020 - Stand Pipe\Jockey Pump - JPM | 1008824
38-A1 | 38-A1 Civic Center Courthouse | 38-A1-D5010-200-ESD01 | Main Electrical Panel - SBR01 | CUTLER-HAMMER | HUSF71670 | POW-R-LINE C | OM00020236 |  | Electrical Room | NA | NA | NA | NA | 480/277 | 3000 | Electric | 3 | NA | NA | \Classifications\Building System Class\D50-Electrical SYS\D5010 - Elec Service & Dist\Electical Service and Distribution - ESD | 1008825
38-A1 | 38-A1 Civic Center Courthouse | 38-A1-D5010-234-ATS01 | Automatic Transfer Switch - ATS01 | ASCO | DNA | 962 | OM00020404 |  | Electrical Room | NA | NA | NA | NA | 480 | 1200 | Electric | 3 | NA | NA | \Classifications\Building System Class\D50-Electrical SYS\D5010 - Elec Service & Dist\Automatic Transfer Switch - ATS | 1008826
38-A1 | 38-A1 Civic Center Courthouse | 38-A1-D5037-710-FAP01 | Fire Alarm Panel - FAP01 | Simplex | 85004 WER | 8001 | OM00020408 | DNA | Security Control Room | NA | NA | NA | NA | DNA | DNA | Electric | 1 | NA | NA | \Classifications\Building System Class\D50-Electrical SYS\D5030 - Comm & Security\Fire Alarm Panel - FAP | 1008827
38-A1 | 38-A1 Civic Center Courthouse | 38-A1-D3044-125-PHW02 | Hot Water Pump - PHW02 | PACO | 96C1242001 B | 11259551332011742EE | OM00018137 | DNA | Mechanical Room (014) | NA | NA | NA | 7.5 | 480 | 9.3 | Electric | 3 | NA | NA | \Classifications\Building System Class\D30-HVAC Systems\D3040 - Distribution SYS\Hot Water Pump - PHW | 1008828
38-A1 | 38-A1 Civic Center Courthouse | 38-A1-G3063-100-AST01 | Fuel Storage, above ground - FSA01 | MODERN WELDING CO. | DNA | DNA | OM00020241 | DNA | Diesel Tank Room | NA | NA | NA | NA | NA | NA | Diesel | NA | NA | NA | \Classifications\Building System Class\G30-Site Mechanical Utilities\G3060 - Fuel Distribution\Tank, Fuel Storage, Above Ground - AST | 1008829
38-A1 | 38-A1 Civic Center Courthouse | 38-A1-D5010-110-EMT01 | Electric Meter Readings - EMT01 | PROCESS SYSTEMS, INC. | 2R0104 | TYPE Q4N-9 | OM00020405 |  | Electrical Room | NA | NA | NA | NA | 277 | NA | Electric | 3 | NA | NA | \Classifications\Building System Class\D50-Electrical SYS\D5010 - Elec Service & Dist\Electric Meter Readings - EMT | 1008830
38-A1 | 38-A1 Civic Center Courthouse | 38-A1-D5010-110-EMT02 | Electric Meter Readings - EMT02 | PROCESS SYSTEMS, INC. | 2R0408 | TYPE Q4N-9 | OM00020406 |  | Electrical Room | NA | NA | NA | NA | 277 | NA | Electric | 3 | NA | NA | \Classifications\Building System Class\D50-Electrical SYS\D5010 - Elec Service & Dist\Electric Meter Readings - EMT | 1008831
38-A1 | 38-A1 Civic Center Courthouse | 38-A1-D5010-110-EMT03 | Electric Meter Readings - EMT03 | SANGAMO | 25R281 | TYPE SL4S | OM00020407 |  | Electrical Room | NA | NA | NA | NA | 277 | NA | Electric | 3 | NA | NA | \Classifications\Building System Class\D50-Electrical SYS\D5010 - Elec Service & Dist\Electric Meter Readings - EMT | 1008832
38-A1 | 38-A1 Civic Center Courthouse | 38-A1-D2020-130-WMR01 | Water Meter Readings - WMR01 | DNA | DNA | DNA | OM00032793 | OM00020235 | Exterior | NA | NA | NA | NA | NA | NA | NA | NA | NA | NA | \Classifications\Building System Class\D20-Plumbing\D2020 - Domestic Water\Water Meter Readings - WMR | 1008833
38-A1 | 38-A1 Civic Center Courthouse | 38-A1-D3040-120-FCU10 | Fan Coil Unit - FCU10 | IEC | 96-965350 10 | SHD-301B | OM00018123 | DNA | GARAGE VENTILATION RM | (1) A33 | 20x20x2 (2) | NA | 1 | 277 | 6.2 | Electric | 1 | NA | NA | \Classifications\Building System Class\D30-HVAC Systems\D3040 - Distribution SYS\Fan Coil Unit - FCU | 1009260
38-A1 | 38-A1 Civic Center Courthouse | 38-A1-D4022-210-FSG01 | Pump,Fire,Electric Motor Driven - FSG01 | IT | 961-85767-D1-01 | 8100 | OM00018143 | DNA | Mechanical Room (014) | NA | NA | NA | 40 | 480 | 51.2 | Electric | 3 | NA | NA | \Classifications\Building System Class\D40-Fire Protection SYS\D4020 - Stand Pipe\Pump,Fire,Electric Motor Driven - FSG | 1009261
38-A1 | 38-A1 Civic Center Courthouse | 38-A1-C1020-110-FRD01 | Fire Doors, FRD - FRD01 | Warncock Hersey | 96627 | DNA | OM00020605 | DNA | Secure Hallway | NA | NA | NA | NA | NA | DNA | Other | NA | NA | NA | \Classifications\Building System Class\C10-General Building Interior\C1020 - Fire Doors\Fire Doors - FRD | 1009262
38-A1 | 38-A1 Civic Center Courthouse | 38-A1-C1020-110-FRD02 | Fire Doors, FRD - FRD02 | Warncock Hersey | 96628 | DNA | OM00020606 | DNA | Secure Hallway | NA | NA | NA | NA | NA | DNA | Other | NA | NA | NA | \Classifications\Building System Class\C10-General Building Interior\C1020 - Fire Doors\Fire Doors - FRD | 1009263
38-A1 | 38-A1 Civic Center Courthouse | 38-A1-C1020-110-FRD03 | Fire Doors, FRD - FRD03 | Warncock Hersey | 96631 | DNA | OM00020607 | DNA | Secure Hallway | NA | NA | NA | NA | NA | DNA | Other | NA | NA | NA | \Classifications\Building System Class\C10-General Building Interior\C1020 - Fire Doors\Fire Doors - FRD | 1009264
38-A1 | 38-A1 Civic Center Courthouse | 38-A1-C1020-110-FRD04 | Fire Doors, FRD - FRD04 | Warncock Hersey | 96629 | DNA | OM00020609 | DNA | Secure Hallway | NA | NA | NA | NA | NA | DNA | Other | NA | NA | NA | \Classifications\Building System Class\C10-General Building Interior\C1020 - Fire Doors\Fire Doors - FRD | 1009265
38-A1 | 38-A1 Civic Center Courthouse | 38-A1-C1020-110-FRD05 | Fire Doors, FRD - FRD05 | Warncock Hersey | 96626 | DNA | OM00020608 | DNA | Secure Hallway | NA | NA | NA | NA | NA | DNA | Other | NA | NA | NA | \Classifications\Building System Class\C10-General Building Interior\C1020 - Fire Doors\Fire Doors - FRD | 1009266
38-A1 | 38-A1 Civic Center Courthouse | 38-A1-C1020-110-FRD06 | Fire Doors, FRD - FRD06 | Warncock Hersey | 96630 | DNA | OM00020610 | DNA | Secure Hallway | NA | NA | NA | NA | NA | DNA | Other | NA | NA | NA | \Classifications\Building System Class\C10-General Building Interior\C1020 - Fire Doors\Fire Doors - FRD | 1009267
38-A1 | 38-A1 Civic Center Courthouse | 38-A1-C1020-110-FRD07 | Fire Doors, FRD - FRD07 | Warncock Hersey | 96619 | DNA | OM00020611 | DNA | Secure Hallway | NA | NA | NA | NA | NA | DNA | Other | NA | NA | NA | \Classifications\Building System Class\C10-General Building Interior\C1020 - Fire Doors\Fire Doors - FRD | 1009268
38-A1 | 38-A1 Civic Center Courthouse | 38-A1-C1020-110-FRD08 | Sliding Fire Doors, FRD - FRD08 | WON DOOR | 570127 | Doorguard | OM00020594 | DNA | Main Elevator Lobby | NA | NA | NA | NA | 110 | DNA | Electric | 1 | NA | NA | \Classifications\Building System Class\C10-General Building Interior\C1020 - Fire Doors\Fire Doors - FRD | 1009269
38-A1 | 38-A1 Civic Center Courthouse | 38-A1-C1020-110-FRD09 | Sliding Fire Doors, FRD - FRD09 | WON DOOR | 570133 | Doorguard | OM00020595 | DNA | Main Elevator Lobby | NA | NA | NA | NA | 110 | DNA | Electric | 1 | NA | NA | \Classifications\Building System Class\C10-General Building Interior\C1020 - Fire Doors\Fire Doors - FRD | 1009270
38-A1 | 38-A1 Civic Center Courthouse | 38-A1-C1020-110-FRD10 | Sliding Fire Doors, FRD - FRD10 | WON DOOR | 570129 | Doorguard | OM00020596 | DNA | Main Elevator Lobby | NA | NA | NA | NA | 110 | DNA | Electric | 1 | NA | NA | \Classifications\Building System Class\C10-General Building Interior\C1020 - Fire Doors\Fire Doors - FRD | 1009271
38-A1 | 38-A1 Civic Center Courthouse | 38-A1-C1020-110-FRD11 | Sliding Fire Doors, FRD - FRD11 | WON DOOR | 570130 | Doorguard | OM00020597 | DNA | Main Elevator Lobby | NA | NA | NA | NA | 110 | DNA | Electric | 1 | NA | NA | \Classifications\Building System Class\C10-General Building Interior\C1020 - Fire Doors\Fire Doors - FRD | 1009272
38-A1 | 38-A1 Civic Center Courthouse | 38-A1-C1020-110-FRD12 | Sliding Fire Doors, FRD - FRD12 | WON DOOR | 570131 | Doorguard | OM00020598 | DNA | Main Elevator Lobby | NA | NA | NA | NA | 110 | DNA | Electric | 1 | NA | NA | \Classifications\Building System Class\C10-General Building Interior\C1020 - Fire Doors\Fire Doors - FRD | 1009273
38-A1 | 38-A1 Civic Center Courthouse | 38-A1-C1020-110-FRD13 | Sliding Fire Doors, FRD - FRD13 | WON DOOR | 570132 | Doorguard | OM00020599 | DNA | Main Elevator Lobby | NA | NA | NA | NA | 110 | DNA | Electric | 1 | NA | NA | \Classifications\Building System Class\C10-General Building Interior\C1020 - Fire Doors\Fire Doors - FRD | 1009274
38-A1 | 38-A1 Civic Center Courthouse | 38-A1-C1020-110-FRD14 | Sliding Fire Doors, FRD - FRD14 | WON DOOR | 570128 | Doorguard | OM00020425 | DNA | Main Elevator Lobby | NA | NA | NA | NA | 110 | DNA | Electric | 1 | NA | NA | \Classifications\Building System Class\C10-General Building Interior\C1020 - Fire Doors\Fire Doors - FRD | 1009275
38-A1 | 38-A1 Civic Center Courthouse | 38-A1-C1020-110-FRD15 | Fire Doors, FRD - FRD15 | Warncock Hersey | DNA | DNA | OM00020601 | DNA | 1st Floor Room 103 | NA | NA | NA | NA | NA | DNA | Other | NA | NA | NA | \Classifications\Building System Class\C10-General Building Interior\C1020 - Fire Doors\Fire Doors - FRD | 1009276
38-A1 | 38-A1 Civic Center Courthouse | 38-A1-C1020-110-FRD16 | Fire Doors, FRD - FRD16 | Warncock Hersey | DNA | DNA | OM00020600 | DNA | Lower Level Records | NA | NA | NA | NA | NA | DNA | Other | NA | NA | NA | \Classifications\Building System Class\C10-General Building Interior\C1020 - Fire Doors\Fire Doors - FRD | 1009277
38-A1 | 38-A1 Civic Center Courthouse | 38-A1-C1020-110-FRD17 | Fire Doors, FRD - FRD17 | Warncock Hersey | 96625 | DNA | OM00020602 | DNA | Secure Hallway | NA | NA | NA | NA | NA | DNA | Other | NA | NA | NA | \Classifications\Building System Class\C10-General Building Interior\C1020 - Fire Doors\Fire Doors - FRD | 1009278
38-A1 | 38-A1 Civic Center Courthouse | 38-A1-C1020-110-FRD18 | Fire Doors, FRD - FRD18 | Warncock Hersey | 96618 | DNA | OM00020593 | DNA | Secure Hallway | NA | NA | NA | NA | NA | DNA | Other | NA | NA | NA | \Classifications\Building System Class\C10-General Building Interior\C1020 - Fire Doors\Fire Doors - FRD | 1009279
38-A1 | 38-A1 Civic Center Courthouse | 38-A1-C1020-110-FRD19 | Fire Doors, FRD - FRD19 | Warncock Hersey | 96617 | DNA | OM00020616 | DNA | Secure Hallway | NA | NA | NA | NA | NA | DNA | Other | NA | NA | NA | \Classifications\Building System Class\C10-General Building Interior\C1020 - Fire Doors\Fire Doors - FRD | 1009280
38-A1 | 38-A1 Civic Center Courthouse | 38-A1-C1020-110-FRD20 | Fire Doors, FRD - FRD20 | Warncock Hersey | 96623 | DNA | OM00020615 | DNA | Secure Hallway | NA | NA | NA | NA | NA | DNA | Other | NA | NA | NA | \Classifications\Building System Class\C10-General Building Interior\C1020 - Fire Doors\Fire Doors - FRD | 1009281
38-A1 | 38-A1 Civic Center Courthouse | 38-A1-C1020-110-FRD21 | Fire Doors, FRD - FRD21 | Warncock Hersey | DNA | DNA | OM00020614 | DNA | Secure Hallway | NA | NA | NA | NA | NA | DNA | Other | NA | NA | NA | \Classifications\Building System Class\C10-General Building Interior\C1020 - Fire Doors\Fire Doors - FRD | 1009282
38-A1 | 38-A1 Civic Center Courthouse | 38-A1-C1020-110-FRD22 | Fire Doors, FRD - FRD22 | Warncock Hersey | 96621 | DNA | OM00020603 | DNA | Secure Hallway | NA | NA | NA | NA | NA | DNA | Other | NA | NA | NA | \Classifications\Building System Class\C10-General Building Interior\C1020 - Fire Doors\Fire Doors - FRD | 1009283
38-A1 | 38-A1 Civic Center Courthouse | 38-A1-C1020-110-FRD23 | Fire Doors, FRD - FRD23 | Warncock Hersey | 96620 | DNA | OM00020613 | DNA | Secure Hallway | NA | NA | NA | NA | NA | DNA | Other | NA | NA | NA | \Classifications\Building System Class\C10-General Building Interior\C1020 - Fire Doors\Fire Doors - FRD | 1009284
38-A1 | 38-A1 Civic Center Courthouse | 38-A1-C1020-110-FRD24 | Fire Doors, FRD - FRD24 | Warncock Hersey | DNA | DNA | OM00020612 | DNA | Secure Hallway | NA | NA | NA | NA | NA | DNA | Other | NA | NA | NA | \Classifications\Building System Class\C10-General Building Interior\C1020 - Fire Doors\Fire Doors - FRD | 1009285
38-A1 | 38-A1 Civic Center Courthouse | 38-A1-B2033-120-DOR01 | Door,Swinging Electric-DOR01 | Stanley | DNA | Magic Force | OM00032786 | OM00020426 | 1st Floor Lobby | NA | NA | NA | NA | NA | DNA | Other | NA | NA | NA | \Classifications\Building System Class\B20-General Building Exterior\B2030 - Exterior Doors\Door,Automatic-Sliding,Revolving - DOR | 1009286
38-A1 | 38-A1 Civic Center Courthouse | 38-A1-B2033-120-DOR02 | Door,Swinging Electric-DOR02 | Stanley | DNA | Magic Force | OM00032787 | OM00020427 | 1st Floor Lobby | NA | NA | NA | NA | NA | DNA | Other | NA | NA | NA | \Classifications\Building System Class\B20-General Building Exterior\B2030 - Exterior Doors\Door,Automatic-Sliding,Revolving - DOR | 1009287
38-A1 | 38-A1 Civic Center Courthouse | 38-A1-B2033-120-DOR03 | Door,Swinging Electric-DOR03 | Stanley | DNA | Magic Force | OM00032788 | OM00020428 | 1st Floor Lobby | NA | NA | NA | NA | NA | DNA | Other | NA | NA | NA | \Classifications\Building System Class\B20-General Building Exterior\B2030 - Exterior Doors\Door,Automatic-Sliding,Revolving - DOR | 1009288
38-A1 | 38-A1 Civic Center Courthouse | 38-A1-D3041-110-AHU08 | Air Handling Unit - AHU08 | Greenheck | 96J07091 | 60-PLN-HORZ-CW-TI | OM00018281 | NA | Next to Chiller Room | DNA | DNA | NA | 60 | 460 | 68 | Electric | 3 | NA | NA | \Classifications\Building System Class\D30-HVAC Systems\D3040 - Distribution SYS\Air Handling Unit - AHU | 1009838
38-A1 | 38-A1 Civic Center Courthouse | 38-A1-D2023-310-WBS04 | Domestic Water Booster System - WBS04 | Flow Therm | FTPB 70VS-03 | FAB11-185 | OM00032341 |  | Mechanical Room (014) | NA | NA | NA | 5hp (3) | 480 | DNA | electric | 3 | NA | NA | \Classifications\Building System Class\D20-Plumbing\D2020 - Domestic Water\Domestic Water Booster System - WBS | 1013588
38-A1 | 38-A1 Civic Center Courthouse | 38-A1-D3030-310-CTF01 | Cooling Tower Sand Filter - CTF01 | Tower-Flo | DNA | TFX-30 | OM00032298 |  | Cooling Tower Pad | NA | NA | NA | NA | DNA | DNA | NA | DNA | NA | NA | \Classifications\Building System Class\D30-HVAC Systems\D3030 - Cooling SYS\Cooling Tower Filter - CTF | 1013589
38-A1 | 38-A1 Civic Center Courthouse | 38-A1-D3030-110-CTW02 | Cooling Tower - CTW01 | Marley | NC2122-GS | 080420-001-95 | OM00018152 |  | Cooling Tower Pad | NA | NA | NA | (2) 15 | 480 | 19 | electric | 3 | NA | NA | \Classifications\Building System Class\D30-HVAC Systems\D3030 - Cooling SYS\Cooling Tower - CTW | 1013590
38-A1 | 38-A1 Civic Center Courthouse | 38-A1-D3060-100-RDS01 | Refrigerant Leak Detection System RDS01 |  |  |  | OM00032785 |  | Roof | [10 empty] | \Classifications\Building System Class\D30-HVAC Systems\D3060 - Control & Inst Air\Refrigerant Leak Detection System - RDS | 1018704
38-A1 | 38-A1 Civic Center Courthouse | 38-A1-C1020-110-FRD25 | Fire Curtain - FRD25 | Cornell Iron Works | 9724XXX(covered by plate) | G24D | OM00032777 |  | Southwest Facing Window 1 | NA | NA | NA | DNA | DNA | DNA | Electric | DNA | NA | NA | \Classifications\Building System Class\C10-General Building Interior\C1020 - Fire Doors\Fire Doors - FRD | 1019979
38-A1 | 38-A1 Civic Center Courthouse | 38-A1-C1020-110-FRD26 | Fire Curtain - FRD26 | Cornell Iron Works | 9724XXX(covered by plate) | G24D | OM00032776 |  | Southwest Facing Window 2 | NA | NA | NA | DNA | DNA | DNA | Electric |  | NA | NA | \Classifications\Building System Class\C10-General Building Interior\C1020 - Fire Doors\Fire Doors - FRD | 1019980
38-A1 | 38-A1 Civic Center Courthouse | 38-A1-C1020-110-FRD27 | Fire Curtain - FRD27 | Cornell Iron Works | 9724XXX(covered by plate) | G24D | OM00032775 |  | Southwest Facing Window 3 | [10 empty] | \Classifications\Building System Class\C10-General Building Interior\C1020 - Fire Doors\Fire Doors - FRD | 1019981
38-A1 | 38-A1 Civic Center Courthouse | 38-A1-C1020-110-FRD28 | Fire Curtain - FRD28 | Cornell Iron Works | 9724XXX(covered by plate) | G24D | OM00032774 |  | Southwest Facing Window 4 | [10 empty] | \Classifications\Building System Class\C10-General Building Interior\C1020 - Fire Doors\Fire Doors - FRD | 1019982
38-A1 | 38-A1 Civic Center Courthouse | 38-A1-C1020-110-FRD29 | Fire Curtain - FRD29 | Cornell Iron Works | 9724XXX(covered by plate) | G24D | OM00032773 |  | Southwest Facing Window 5 | NA | NA | NA | DNA | DNA | DNA | Electric |  | NA | NA | \Classifications\Building System Class\C10-General Building Interior\C1020 - Fire Doors\Fire Doors - FRD | 1019983
38-A1 | 38-A1 Civic Center Courthouse | 38-A1-C1020-110-FRD30 | Fire Curtain - FRD30 | Cornell Iron Works | 9724XXX(covered by plate) | G24D | OM00032782 |  | Southwest Facing Window 1 | NA | NA | NA | DNA | DNA | DNA | Electric |  | NA | NA | \Classifications\Building System Class\C10-General Building Interior\C1020 - Fire Doors\Fire Doors - FRD | 1019984
38-A1 | 38-A1 Civic Center Courthouse | 38-A1-C1020-110-FRD31 | Fire Curtain - FRD31 | Cornell Iron Works | 9724XXX(covered by plate) | G24D | OM00032781 |  | Southwest Facing Window 2 | NA | NA | NA | DNA | DNA | DNA | Electric |  | NA | NA | \Classifications\Building System Class\C10-General Building Interior\C1020 - Fire Doors\Fire Doors - FRD | 1019985
38-A1 | 38-A1 Civic Center Courthouse | 38-A1-C1020-110-FRD32 | Fire Curtain - FRD32 | Cornell Iron Works | 9724XXX(covered by plate) | G24D | OM00032780 |  | Southwest Facing Window 3 | NA | NA | NA | DNA | DNA | DNA | Electric |  | NA | NA | \Classifications\Building System Class\C10-General Building Interior\C1020 - Fire Doors\Fire Doors - FRD | 1019986
38-A1 | 38-A1 Civic Center Courthouse | 38-A1-C1020-110-FRD33 | Fire Curtain - FRD33 | Cornell Iron Works | 9724XXX(covered by plate) | G24D | OM00032779 |  | Southwest Facing Window 4 | NA | NA | NA | DNA | DNA | DNA | Electric |  | NA | NA | \Classifications\Building System Class\C10-General Building Interior\C1020 - Fire Doors\Fire Doors - FRD | 1019987
38-A1 | 38-A1 Civic Center Courthouse | 38-A1-C1020-110-FRD34 | Fire Curtain - FRD34 | Cornell Iron Works | 9724XXX(covered by plate) | G24D | OM00032778 |  | Southwest Facing Window 5 | NA | NA | NA | DNA | DNA | DNA | Electric |  | NA | NA | \Classifications\Building System Class\C10-General Building Interior\C1020 - Fire Doors\Fire Doors - FRD | 1019988
38-A1 | 38-A1 Civic Center Courthouse | 38-A1-D3031-140-CLR04 | Chiller, Air Cooled - CLR04 | Carrier | 0517Q58475 | 30RAP0506FC07F10 | OM00032784 |  | Cooling Tower Pad | NA | NA | R-410A | 1.45 | 460 | 106.9 | Electric | 3 | NA | NA | \Classifications\Building System Class\D30-HVAC Systems\D3030 - Cooling SYS\Chiller, Air Cooled - CLR | 1021720
38-A2 | 38-A2 Polk St. Annex | 38-A2-D5092-250-EML12 | Emergency And Exit Lighting - EML07 | Lithonia | NA | ECG M6 | OM00032795 |  | Throughout | NA | NA | NA | NA | 110 | DNA | Electric | 1 | NA | NA | \Classifications\Building System Class\D50-Electrical SYS\D5090 - Elec SYS\Emergency And Exit Lighting - EML | 1008359
38-A2 | 38-A2 Polk St. Annex | 38-A2-D4031-100-FEX03 | Fire Extinguisher - FEX03 | Amerex | NA | A500 | OM00032794 | OM00020416 | Throughout | NA | NA | NA | NA | NA | NA | NA | NA | NA | NA | \Classifications\Building System Class\D40-Fire Protection SYS\D4030 - FIRE SPEC\Fire Extinguisher - FEX | 1008360
38-A2 | 38-A2 Polk St. Annex | 38-A2-D1013-310-WCL01 | Wheelchair Lift - WCL01 | Porch-Lift | DNA | DNA | OM00020418 | State ID# 139071 | Lobby | NA | NA | NA | DNA | 110 | DNA | Electric | 1 | NA | NA | \Classifications\Building System Class\D10-Conveyance Systems\D1010 - Elevator\Wheelchair Lift - WCL | 1008361
38-A2 | 38-A2 Polk St. Annex | 38-A2-D1013-310-WCL02 | Wheelchair Lift - WCL02 | Cheney | DNA | DNA | OM00020419 | DNA | Courtroom 008 | NA | NA | NA | DNA | 110 | DNA | Electric | 1 | NA | NA | \Classifications\Building System Class\D10-Conveyance Systems\D1010 - Elevator\Wheelchair Lift - WCL | 1008362
38-A2 | 38-A2 Polk St. Annex | 38-A2-D1013-310-WCL03 | Wheelchair Lift - WCL03 | Cheney | DNA | DNA | OM00020420 | DNA | Courtroom 3 | NA | NA | NA | DNA | 110 | DNA | Electric | 1 | NA | NA | \Classifications\Building System Class\D10-Conveyance Systems\D1010 - Elevator\Wheelchair Lift - WCL | 1008363
38-A2 | 38-A2 Polk St. Annex | 38-A2-D5037-710-FAP01 | Fire Alarm Panel - FAP01 | Notifier | DNA | NFS-320 | OM00000258 | NA | Lobby | NA | NA | NA | NA | 110 | DNA | Electric | 1 | NA | NA | \Classifications\Building System Class\D50-Electrical SYS\D5030 - Comm & Security\Fire Alarm Panel - FAP | 1009795
38-A2 | 38-A2 Polk St. Annex | 38-A2-B2010-100-CTY01 | Building Asset Leased | NA | NA | NA | OM00032796 | [12 empty] | \Classifications\Building System Class\B20-General Building Exterior\B2010 - Exterior Walls\Building - BLD | 1016527
38-B1 | 38-B1 Hall of Justice | 38-B1-D4024-100-FHS12 | Other Stand Pipe and Hose Systems-FHS | Standard Fire Hose | DNA | 85UF | OM00018330 | NA | Building | NA | NA | NA | NA | NA | NA | NA | NA | NA | NA | \Classifications\Building System Class\D40-Fire Protection SYS\D4020 - Stand Pipe\Other Stand Pipe Hose Systems - FHS | EQ-1005935
38-B1 | 38-B1 Hall of Justice | 38-B1-D4031-100-FEX16 | Fire Extinguisher - FEX 16 | Barger Fire Protection | NA | B10M | OM00042077 | OM00018329 | Building | NA | NA | NA | NA | NA | NA | NA | NA | NA | NA | \Classifications\Building System Class\D40-Fire Protection SYS\D4030 - FIRE SPEC\Fire Extinguisher - FEX | EQ-1005937
38-B1 | 38-B1 Hall of Justice | 38-B1-D5092-250-EML30 | Emergency And Exit Lighting - EML30 | LIthonia | NA | 208812 & ELB0607 | OM00042081 |  | Building | NA | NA | NA | NA | 110 & 277 | DNA | ELECTRICAL | 1 | NA | NA | \Classifications\Building System Class\D50-Electrical SYS\D5090 - Elec SYS\Emergency And Exit Lighting - EML | EQ-1005939
38-B1 | 38-B1 Hall of Justice | 38-B1-B2010-100-BLD01 | Building Structure | NA | NA | NA | OM00032323 |  | NA | NA | NA | NA | NA | NA | NA | NA | NA | NA | NA | \Classifications\Building System Class\B20-General Building Exterior\B2010 - Exterior Walls\Building - BLD | EQ-1007340
38-B1 | 38-B1 Hall of Justice | 38-B1-D1010-100-CTY01 | ELEVATOR 01 | DNA | DNA | DNA | DNA | State ID# 034951 ¦County Maintained/County Permitted | [11 empty] | \Classifications\Building System Class\D10-Conveyance Systems\D1010 - Elevator\Elevator,Hydraulic,Pass/Freight - ELE | 1007774
38-B1 | 38-B1 Hall of Justice | 38-B1-D1010-100-CTY02 | ELEVATOR 02 | DNA | DNA | DNA | DNA | State ID# 034952 ¦ County Maintained/County Permitted | [11 empty] | \Classifications\Building System Class\D10-Conveyance Systems\D1010 - Elevator\Elevator,Electric,Pass/Freight - ELE | 1007775
38-B1 | 38-B1 Hall of Justice | 38-B1-D1010-100-CTY03 | ELEVATOR 03 | DNA | DNA | DNA | DNA | State ID# 034953 ¦County Maintained/County Permitted | [11 empty] | \Classifications\Building System Class\D10-Conveyance Systems\D1010 - Elevator\Elevator,Electric,Pass/Freight - ELE | 1007776
38-B1 | 38-B1 Hall of Justice | 38-B1-D1010-100-CTY04 | ELEVATOR 04 | DNA | DNA | DNA | DNA | State ID# 034954 ¦ County Maintained/County Permitted | [11 empty] | \Classifications\Building System Class\D10-Conveyance Systems\D1010 - Elevator\Elevator,Electric,Pass/Freight - ELE | 1007777
38-B1 | 38-B1 Hall of Justice | 38-B1-D1010-100-ELE09 | Elevator,Electric,Pass/Freight - ELE09 | Otis | DNA | SFP33400 | OM00018325 | State ID# 034959¦ Pass 9 | Interior - Basement | NA | NA | NA | 40 | 480 | DNA | Electric | 3 | NA | NA | \Classifications\Building System Class\D10-Conveyance Systems\D1010 - Elevator\Elevator,Electric,Pass/Freight - ELE | 1008178
38-B1 | 38-B1 Hall of Justice | 38-B1-D1010-100-ELE10 | Elevator,Electric,Pass/Freight - ELE10 | Otis | DNA | SFP3343L | OM00018326 | State ID# 034960¦ Pass 10 | Interior | NA | NA | NA | 35 | 480 | DNA | Electric | 3 | NA | NA | \Classifications\Building System Class\D10-Conveyance Systems\D1010 - Elevator\Elevator,Electric,Pass/Freight - ELE | 1008179
38-B1 | 38-B1 Hall of Justice | 38-B1-D1010-100-ELE11 | Elevator,Electric,Pass/Freight - ELE11 | Otis | DNA | 251093 | OM00018327 | State ID# 068416¦ Pass 12 | Interior | NA | NA | NA | 25 | 480 | DNA | Electric | 3 | NA | NA | \Classifications\Building System Class\D10-Conveyance Systems\D1010 - Elevator\Elevator,Electric,Pass/Freight - ELE | 1008180
38-B1 | 38-B1 Hall of Justice | 38-B1-D1010-100-ELE12 | Elevator,Electric,Pass/Freight - ELE12 | Otis | DNA | 251095 | OM00018328 | State ID# 068417¦ Pass 11 | Interior | NA | NA | NA | 40 | 480 | DNA | Electric | 3 | NA | NA | \Classifications\Building System Class\D10-Conveyance Systems\D1010 - Elevator\Elevator,Electric,Pass/Freight - ELE | 1008181
38-B1 | 38-B1 Hall of Justice | 38-B1-D3031-210-CDR01 | Condenser, Air Cooled - CDR01 | Data Aire | 2006-4710-E | DARC 0934-PB | OM00042093 |  | Server Room | BX30/BX38 | 20X25X4 | R-22 | NA | 460 | 15 | Electric | 3 |  |  | \Classifications\Building System Class\D30-HVAC Systems\D3030 - Cooling SYS\Condensing Unit, Air Cooled - CDR | 1019816
38-B1 | 38-B1 Hall of Justice | 38-B1-D3031-210-CDR02 | Condenser, Air Cooled - CDR01 | Data Aire | 2006-4711-E | DARC 0934-PB | OM00042094 | NA | Server Room | BX30/BX38 | 20X25X4 | R-22 | NA | 460 | 15 | Electric | 3 |  |  | \Classifications\Building System Class\D30-HVAC Systems\D3030 - Cooling SYS\Condensing Unit, Air Cooled - CDR | 1019817
38-C1 | 38-C1 Youth Guidance Center | 38-C1-D3050-250-ACU01 | Air Conditioning, Split System - ACU01 | Daikin | E006544 | RXYMQ36MVJU | OM00042097 | OM00018333 | Clerk's Office | NA | NA | R-22 | DNA | 240 | DNA | Electric | 1 | NA | NA | \Classifications\Building System Class\D30-HVAC Systems\D3050 - Package SYS\Air Conditioning,Split System - ACU | 1010290
38-C1 | 38-C1 Youth Guidance Center | 38-C1-D3050-250-ACU02 | Air Conditioning, Split System - ACU02 | Daikin | E000690 | RXYMQ36MVJU | OM00042096 | OM00018332 | Chamber, Courtroom, Reporter's Office | NA | DNA | R-22 | DNA | 240 | DNA | Electric | 1 | NA | NA | \Classifications\Building System Class\D30-HVAC Systems\D3050 - Package SYS\Air Conditioning,Split System - ACU | 1010291
38-C1 | 38-C1 Youth Guidance Center | 38-C1-D3050-250-ACU03 | Air Conditioning, Split System - ACU03 | Daikin | E000829 | RXYMQ36MVJU | OM00042095 | OM00018336 | Chamber, Courtroom, Reporter's Office | NA | DNA | R-22 | DNA | 240 | DNA | Electric | 1 | NA | NA | \Classifications\Building System Class\D30-HVAC Systems\D3050 - Package SYS\Air Conditioning,Split System - ACU | 1010293
38-C1 | 38-C1 Youth Guidance Center | 38-C1-B2010-100-BLD01 | Building | [16 empty] | \Classifications\Building System Class\B20-General Building Exterior\B2010 - Exterior Walls\Building - BLD | 1011698
38-C2 | 38-C2 Family Justice Center | 38-C2-B2010-100-CTY01 | Building | NA | NA | nA | NA | [12 empty] | \Classifications\Building System Class\B20-General Building Exterior\B2010 - Exterior Walls\Building - BLD | 1016574
39-C1 | 39-C1 Manteca Branch Court | 39-C1-D2022-260-HWG02 | Dom Hot Water Heater | Vanguard | VGN-0897150221 | 6E704 | OM00003278 | Water Heater | Closet 1st Floor | NA | NA | NA | NA | NA | NA | Natural Gas | DNA | 32,000 | NA | \Classifications\Building System Class\D20-Plumbing\D2020 - Domestic Water\Domestic Water Heater, Gas - HWG | EQ-1004176
39-C1 | 39-C1 Manteca Branch Court | 39-C1-D3031-210-CDR01 | Condenser CDR01 | Lennox | 5170G22220 | HS8-653V-1L | OM00003280 | 3 | Sallyport Area | NA | NA | R-22 | DNA | 208/240 | 24.7 max | NA | 3 Ph, 60Hz | NA | NA | \Classifications\Building System Class\D30-HVAC Systems\D3030 - Cooling SYS\Condensing Unit, Air Cooled - CDR | EQ-1004177
39-C1 | 39-C1 Manteca Branch Court | 39-C1-D3050-210-PKU01 | Package Unit PKU01 | Bryant | 3797G11154 | 588ANW024040ACAD | OM00003287 | 4 | Main Bldg | NA | (1) 18X20X1 | R-22 | DNA | 208/230 | 18.2 - 30 | Natural Gas | 1 Ph, 60 Hz | 40,000 | 32,400 | \Classifications\Building System Class\D30-HVAC Systems\D3050 - Package SYS\Package Unit - PKU | EQ-1004180
39-C1 | 39-C1 Manteca Branch Court | 39-C1-D3050-122-FAH01 | Forced Air Furnace FAH01 | Rheem | FU5D307F260900696 | RGPN-10NBRJR | OM00000172 | EU 1 | Closet 1ST Floor | Direct | (2) 20x25x2 | NA | 3/4 HP | 115V | 14.4 | Natural Gas | 1 Ph, 60 Hz | 100,000 | 80,000 | \Classifications\Building System Class\D30-HVAC Systems\D3050 - Package SYS\Forced Air Heater,Oil/Gas fired - FAH | EQ-1004181
39-C1 | 39-C1 Manteca Branch Court | 39-C1-D3050-122-FAH02 | Forced Air Furnace FAH02 | Rheem | FU5D907F250904769 | RGPN - 10NBRJR | OM00000173 | EU 1 | Closet 1ST Floor | Direct | (2) 20x25x1 | NA | 3/4 HP | 115 | 14.4 | Natural Gas | 1 Ph, 60 Hz | 100,000 | 80,000 | \Classifications\Building System Class\D30-HVAC Systems\D3050 - Package SYS\Forced Air Heater,Oil/Gas fired - FAH | EQ-1004182
39-C1 | 39-C1 Manteca Branch Court | 39-C1-D3050-122-FAH03 | Forced Air Furnace FAH03 | Carrier | 4508A14240 | 58STX135-22 | OM00000174 | EU 2 | Closet 1ST Floor | Direct | (2) 16x20x1 | NA | 3/4 HP | 115 | 14.4 | Natural Gas | 1 Ph, 60 Hz | 132,000 | 107,000 | \Classifications\Building System Class\D30-HVAC Systems\D3050 - Package SYS\Forced Air Heater,Oil/Gas fired - FAH | EQ-1004183
39-C1 | 39-C1 Manteca Branch Court | 39-C1-D3050-122-FAH04 | Forced Air Furnace FAH04 | Carrier | 3008A32318 | 58STX135-22 | OM00000175 | EU 2 | Closet 1ST Floor | DIRECT | (2) 16X20X1 | NA | 3/4 HP | 115 | 14.4 | Natural Gas | 1Ph, 60 Hz | 132,000 | 107,000 | \Classifications\Building System Class\D30-HVAC Systems\D3050 - Package SYS\Forced Air Heater,Oil/Gas fired - FAH | EQ-1004184
39-C1 | 39-C1 Manteca Branch Court | 39-C1-D3050-122-FAH05 | Forced Air Furnace FAH05 | RUUD | FU5D707F500506564 | UGLN-15NARJR | OM00000176 |  | Sheriff's Area 1ST Floor | Direct | (4) 16x16x1 | NA | 0.75 | 110 | 14.4 | Natural Gas | 1 Ph, 60 Hz | 100,000 | 80,000 | \Classifications\Building System Class\D30-HVAC Systems\D3050 - Package SYS\Forced Air Heater,Oil/Gas fired - FAH | EQ-1004185
39-C1 | 39-C1 Manteca Branch Court | 39-C1-D4031-100-FEX10 | Fire Extinguishers | Ansul Sentry | ZD549818 | AA05 | OM00034493 | OM00003919 | 1st Floor - Main lobby by security scanner | NA | NA | NA | NA | NA | NA | NA | NA | NA | NA | \Classifications\Building System Class\D40-Fire Protection SYS\D4030 - FIRE SPEC\Fire Extinguisher - FEX | EQ-1004187
39-C1 | 39-C1 Manteca Branch Court | 39-C1-D5092-250-EML20 | Emergency Exit Lights 20 | Multiple | Multiple | Multiple | OM00003931 |  | Throughout Bldg | NA | NA | NA | NA | DNA | DNA | Electric | DNA | NA | NA | \Classifications\Building System Class\D50-Electrical SYS\D5090 - Elec SYS\Emergency And Exit Lighting - EML | EQ-1004189
39-C1 | 39-C1 Manteca Branch Court | 39-C1-D3042-220-EFN01 | Exhaust Fan (Aluminum cover) | Dayton Electric | DNA | 4HX84A | OM00003288 | 2 | Main Building | DNA | DNA | NA | DNA | DNA | DNA | NA | DNA | NA | NA | \Classifications\Building System Class\D30-HVAC Systems\D3040 - Distribution SYS\Supply/Exhaust/Return fans- FAN | EQ-1004190
39-C1 | 39-C1 Manteca Branch Court | 39-C1-D3042-220-EFN02 | Exhaust Fan (Aluminum cover) | Dayton Electric | DNA | 4HX87A | OM00003289 |  | Main Building | DNA | DNA | NA | DNA | DNA | DNA | NA | DNA | NA | NA | \Classifications\Building System Class\D30-HVAC Systems\D3040 - Distribution SYS\Supply/Exhaust/Return fans- FAN | EQ-1004191
39-C1 | 39-C1 Manteca Branch Court | 39-C1-D5010-200-ESD03 | Electrical Switch Gear | Challenger | ID 90-10-191-1 | DNA | OM00003922 |  | N wall 1st Floor | NA | NA | NA | NA | 208Y/120 | 600 | NA | 3 | NA | NA | \Classifications\Building System Class\D50-Electrical SYS\D5010 - Elec Service & Dist\Electical Service and Distribution - ESD | EQ-1004192
39-C1 | 39-C1 Manteca Branch Court | 39-C1-D5010-200-ESD01 | Switchboard | Westinghouse | S.O. # SR-502T9-IT.1 | NA | OM00003283 |  | N wall 1st Floor | NA | NA | NA | NA | 120/208 | 300 | NA | 3 | NA | NA | \Classifications\Building System Class\D50-Electrical SYS\D5010 - Elec Service & Dist\Electical Service and Distribution - ESD | EQ-1004193
39-C1 | 39-C1 Manteca Branch Court | 39-C1-B2010-100-BLD01 | Building Structure | NA | NA | NA | NA |  | NA | NA | NA | NA | NA | NA | NA | NA | NA | NA | NA | \Classifications\Building System Class\B20-General Building Exterior\B2010 - Exterior Walls\Building - BLD | EQ-1007341
39-C1 | 39-C1 Manteca Branch Court | 39-C1-B3010-100-RUF01 | Roofing Systems | NA | NA | NA | OM00003930 |  | ROOF | NA | NA | NA | NA | NA | NA | NA | NA | NA | NA | \Classifications\Building System Class\B30-Roofing\B3010 - Roof Types\Roof - RUF | EQ-1007518
39-C1 | 39-C1 Manteca Branch Court | 39-C1-D3031-210-CDR04 | East Side of Building. Condenser | Rheem | 7759F280902666 | RAWL-120CAZ | OM00003708 | CU1 CDR03 | 1st. Flr. Atrium | NA | NA | R-410A | NA | 240 | 47.4 | Electrical | 3 | NA | NA | \Classifications\Building System Class\D30-HVAC Systems\D3030 - Cooling SYS\Condensing Unit, Air Cooled - CDR | 1011039
39-C1 | 39-C1 Manteca Branch Court | 39-C1-G2050-200-LSC01 | Exterior Landscape | NA | NA | NA | OM00034480 |  | Exterior Landscape | NA | NA | NA | NA | NA | NA | NA | NA | NA | NA | \Classifications\Building System Class\G20-Other Systems\G2050 - Landscaping\Landscaping - LSC | 1012452
39-C1 | 39-C1 Manteca Branch Court | 39-C1-D5092-250-ELT24 | Exterior lighting | MULTIPLE | MULTIPLE | MULTIPLE | OM00034481 |  | DNA | NA | NA | NA | DNA | DNA | DNA | Electrical | DNA | NA | NA | \Classifications\Building System Class\D50-Electrical SYS\D5090 - Elec SYS\Exterior Lighting - ELT | 1012453
39-C1 | 39-C1 Manteca Branch Court | 39-C1-G2049-300-HSC01 | Exterior Hardscape | NA | NA | NA | OM00034479 |  | DNA | NA | NA | NA | NA | NA | NA | NA | NA | NA | NA | \Classifications\Building System Class\G20-Other Systems\G2040 - Site Development\Hardscape - HSC | 1012454
39-C1 | 39-C1 Manteca Branch Court | 39-C1-D2022-260-HWG03 | Hot water heater HWG03 | GE | GELN1008Z03635 | GG30T06AVJ00 | OM00003920 |  | Floor 1 - Furnace room, Sheriffs Department | NA | NA | NA | DNA | 220 | DNA | Natural Gas | DNA | 32,000 | NA | \Classifications\Building System Class\D20-Plumbing\D2020 - Domestic Water\Domestic Water Heater, Gas - HWG | 1012563
39-C1 | 39-C1 Manteca Branch Court | 39-C1-D3031-210-CDR05 | West Side Bldg. Condenser | Carrier | 3012C91115 | 38AU2A12A0A5A0A0A0 | OM00037495 | OM00003281 | N. Side of Atruim | NA | NA | R-410A | DNA | Other | 41 | Electric | 3 | NA | NA | \Classifications\Building System Class\D30-HVAC Systems\D3030 - Cooling SYS\Condensing Unit, Air Cooled - CDR | 1015868
39-C1 | 39-C1 Manteca Branch Court | 39-C1-D2022-100-HWE03 | Domestic Water Heater | Belford White | HK15759887-09 | LD15U31A015 | OM00037494 | NA | Floor 1 Janitor's closet | NA | NA | NA | NA | 120 | NA | Electric | 1 | NA | NA | \Classifications\Building System Class\D20-Plumbing\D2020 - Domestic Water\Domestic Water Heater, Electric - HWE | 1016516
39-C1 | 39-C1 Manteca Branch Court | 39-C1-D3050-210-PKU04 | Pakage Unit 4 | York | N1F100301 | 2F048N06N2AAA1A | OM00037498 | NA | Roof | (1) AX32 | (1) 16x20x2 (2) 15x20x2 | R-410A | 1.5 | 208/230 | 35 | Electric and natural gas | 3 | 75,000 | NA | \Classifications\Building System Class\D30-HVAC Systems\D3050 - Package SYS\Package Unit - PKU | 1016517
39-C1 | 39-C1 Manteca Branch Court | 39-C1-D3050-210-PKU03 | Pakage Unit 3 | Trane | 121811654L | YS072E3RLA14000000000B0 | OM00037497 | NA | Roof | (1) AX32 | (1) 16x20x2 (2) 15x20x2 | R-410A | 2 | 208/230 | 30 | Electric and natural gas | 3 | 80,000 | 64,000 | \Classifications\Building System Class\D30-HVAC Systems\D3050 - Package SYS\Package Unit - PKU | 1016518
39-C1 | 39-C1 Manteca Branch Court | 39-C1-D3050-210-PKU02 | Atrium PKU 2 | Trane | 121811653L | YSC090E39LA0GC000000000B0 | OM00037496 | NA | Roof | (1) AX32 | (1) 16x20x2 (2) 15x20x2 | R-410A | 3 | 208 | 60 | Gas | 3 | 120,000 | 96,000 | \Classifications\Building System Class\D30-HVAC Systems\D3050 - Package SYS\Package Unit - PKU | 1016639
39-C1 | 39-C1 Manteca Branch Court | 39-C1-D3042-220-EFN03 | Atrum Exhaust Fan 3 | Greenheck | 138sd98555-00/0000704 | 100-ACE B | OM00037422 | NA | Roof | DNA | NA | NA | DNA | DNA | DNA | DNA |  | NA | NA | \Classifications\Building System Class\D30-HVAC Systems\D3040 - Distribution SYS\Supply/Exhaust/Return fans- FAN | 1016640
39-C1 | 39-C1 Manteca Branch Court | 39-C1-D3042-220-EFN04 | Atrum Exhaust Fan 4 | Greenheck | 123038261012 | GB-081-4X-QD-R3 | OM00037421 | NA | Roof | DNA | NA | NA | DNA | DNA | DNA | DNA |  | NA | NA | \Classifications\Building System Class\D30-HVAC Systems\D3040 - Distribution SYS\Supply/Exhaust/Return fans- FAN | 1016641
39-C1 | 39-C1 Manteca Branch Court | 39-C1-D2023-100-BFP02 | 4" Fire Main Backflow Preventer | Wilkins | V33105 | 350ADA | OM00037492 | Acct#: 1962 | Exterior | NA | NA | NA | NA | NA | NA | NA |  | NA | NA | \Classifications\Building System Class\D20-Plumbing\D2020 - Domestic Water\Backflow Preventer - BFP | 1016642
39-C1 | 39-C1 Manteca Branch Court | 39-C1-D2023-100-BFP03 | Domestic Backflow Preventer 4" #3 | Wilkins | 3618975XLD | 950XLD | OM00037493 | Acct#: 1962 | Exterior | NA | NA | NA | NA | NA | NA | NA |  | NA | NA | \Classifications\Building System Class\D20-Plumbing\D2020 - Domestic Water\Backflow Preventer - BFP | 1016643
39-C1 | 39-C1 Manteca Branch Court | 39-C1-D4010-150-FMS02 | Main Sprinkler System | S&M Fire Protection | NA | NA | OM00037500 | NA | Floor 1 Fire Riser Closet | NA | NA | NA | NA | NA | NA | NA |  | NA | NA | \Classifications\Building System Class\D40-Fire Protection SYS\D4010 - Sprinkler SYS\Fire Systems, stand pipes - FMS | 1016644
39-C1 | 39-C1 Manteca Branch Court | 39-C1-D5037-710-FAP02 | Sheriffs Office | Fire Lite By Honeywell | H765208744 | MS-9050UF | OM00040000 |  | Floor 1 Sheriffs Office | NA | NA | NA | NA |  |  | Electric |  |  |  | \Classifications\Building System Class\D50-Electrical SYS\D5030 - Comm & Security\Fire Alarm Panel - FAP | 1017185
39-C1 | 39-C1 Manteca Branch Court | 39-C1-G2023-150-PEG01 | Secured Parking Gate 1 | Elite | 1013N2754 | SL3000UL3 | OM00039996 |  | Secured Parking | NA | NA | NA | .5 | 120 | 4 | Electric | 1 |  |  | \Classifications\Building System Class\G20-Other Systems\G2020 - Parking Lots\Secured Parking Gate - PEG | 1017190
39-C1 | 39-C1 Manteca Branch Court | 39-C1-G2023-150-PEG03 | Sallyport Entrance Gate 3 | Elite | 1013N2753 | SL3000UL3 | OM00040001 |  | Sallyport Entrance | NA | NA | NA | .5 | 120 | 4 | Electric | 1 |  |  | \Classifications\Building System Class\G20-Other Systems\G2020 - Parking Lots\Secured Parking Gate - PEG | 1017192
39-C1 | 39-C1 Manteca Branch Court | 39-C1-G2023-150-PEG04 | Sallyport Exit Gate 4 | Elite | 1013N2752 | SL3000UL3 | OM00040003 |  | Sallyport Exit | NA | NA | NA | .5 | 120 | 4 | Electric | 1 |  |  | \Classifications\Building System Class\G20-Other Systems\G2020 - Parking Lots\Secured Parking Gate - PEG | 1017193
39-C1 | 39-C1 Manteca Branch Court | 39-C1-D3050-250-ACU03 | For New IT Room | Daikin | C000285 | RKS09JEVJU | OM00034173 |  | Roof Near Ladder | NA | NA | R-410A | NA | 208/230 | 15 Maximum Overcurrent | Electric | 1 | 8500 | NA | \Classifications\Building System Class\D30-HVAC Systems\D3050 - Package SYS\Air Conditioning,Split System - ACU | 1017194
39-C1 | 39-C1 Manteca Branch Court | 39-C1-D3050-210-PKU05 | PKU 5 On Roof | Trane | 121811615L | YSC048E3RLA1BC000000000B0 B | OM00034174 |  | Roof Near Ladder | NA |  | R-410A |  |  |  | Electric and natural gas |  |  |  | \Classifications\Building System Class\D30-HVAC Systems\D3050 - Package SYS\Package Unit - PKU | 1017195
39-C1 | 39-C1 Manteca Branch Court | 39-C1-D3050-210-PKU06 | PKU 6 On Roof | Trane | 121811640L | YSC072E3RLA14C000000000B0 C | OM00034175 |  | Roof Near Ladder | NA |  | R-410A |  |  |  | Electric and natural gas |  |  |  | \Classifications\Building System Class\D30-HVAC Systems\D3050 - Package SYS\Package Unit - PKU | 1017196
39-C1 | 39-C1 Manteca Branch Court | 39-C1-D3050-250-ACU04 | Server Room Split System | EMI | 1-09-G-8514-32 | S1CA300D00 | OM00034176 | OM00034495 | Roof / Server Room | NA | NA | R-22 | 0.33 |  | 1.8 | Electric | 1 | NA | NA | \Classifications\Building System Class\D30-HVAC Systems\D3050 - Package SYS\Air Conditioning,Split System - ACU | 1017197
39-C1 | 39-C1 Manteca Branch Court | 39-C1-D2023-100-BFP04 | Landcaping Backflow | Wilkins | 3734443 | 975 XL | OM00040004 | Acct#: 1962 | Sallyport | NA | NA | NA | NA |  | NA |  |  | NA | NA | \Classifications\Building System Class\D20-Plumbing\D2020 - Domestic Water\Backflow Preventer - BFP | 1017211
39-C1 | 39-C1 Manteca Branch Court | 39-C1-D5010-200-ESD02 | New Main Electrical SwitchBoard in Secured Parking Lot | Eaton | DNA | DNA | OM00039466 |  | N. Side of Bldg. in Secured Parking Lot | NA | NA | NA | NA | 480 | NA | Electric | 3 | NA | NA | \Classifications\Building System Class\D50-Electrical SYS\D5010 - Elec Service & Dist\Electical Service and Distribution - ESD | 1018746
39-C1 | 39-C1 Manteca Branch Court | 39-C1-D2023-100-BFP05 | Domestic water back flow 2" line | Wilkins | 4163324 | 975XL2 | OM00039405 |  | Grounds Front of Building Next to Parking lot Entrance | NA | NA | NA | NA | NA | NA | NA | NA | NA | NA | \Classifications\Building System Class\D20-Plumbing\D2020 - Domestic Water\Backflow Preventer - BFP | 1020380
39-D2 | 39-D2 Lodi Branch- Dept. 2 | 39-D2-D3042-220-EFN01 | Exhaust Fan | Dayton | 06E03302 | 4YU94 | OM00000161 | EF #1 | Roof | (1) 4L210 | NA | NA | 0.5 | 115/208/230 | 7.6 | Electric | 1 | NA | NA | \Classifications\Building System Class\D30-HVAC Systems\D3040 - Distribution SYS\Supply/Exhaust/Return fans- FAN | EQ-1004215
39-D2 | 39-D2 Lodi Branch- Dept. 2 | 39-D2-D3042-220-EFN02 | Exhaust Fan | Dayton | 05J28695 | 4YU94 | OM00000162 | EF #2 | Roof | (1) 4L210 | NA | NA | DNA | 115/208/230 | 7.6 | Electric | 1 | NA | NA | \Classifications\Building System Class\D30-HVAC Systems\D3040 - Distribution SYS\Supply/Exhaust/Return fans- FAN | EQ-1004216
39-D2 | 39-D2 Lodi Branch- Dept. 2 | 39-D2-D3042-220-EFN03 | Exhaust Fan | Dayton | 05J28690 | 4YU94 | OM00000163 | EF #3 | Roof | (1) 4L210 | NA | NA | DNA | 115/208/230 | 7.6 | Electric | 1 | NA | NA | \Classifications\Building System Class\D30-HVAC Systems\D3040 - Distribution SYS\Supply/Exhaust/Return fans- FAN | EQ-1004217
39-D2 | 39-D2 Lodi Branch- Dept. 2 | 39-D2-D3042-220-EFN04 | Exhaust Fan | Dayton | 06G07248 | 4YU94 | OM00000164 | EF #4 | Roof | (1) 4L210 | NA | NA | DNA | 115/208/230 | 7.6 | Electric | 1 | NA | NA | \Classifications\Building System Class\D30-HVAC Systems\D3040 - Distribution SYS\Supply/Exhaust/Return fans- FAN | EQ-1004218
39-D2 | 39-D2 Lodi Branch- Dept. 2 | 39-D2-D2022-260-HWG01 | Domestic Hot Water | Solid State | 9280896004 | SBS6565NE | OM00000157 | DHW | Mech Room | NA | NA | NA | NA | NA | DNA | NA | DNA | NA | NA | \Classifications\Building System Class\D20-Plumbing\D2020 - Domestic Water\Domestic Water Heater, Gas - HWG | EQ-1004219
39-D2 | 39-D2 Lodi Branch- Dept. 2 | 39-D2-D2023-100-BFP01 | Fire Backflow Preventer | Febco | DCDA-N0709040645 | 876V | OM00034511 | ID#:1 | DNA | NA | NA | NA | NA | NA | NA | NA | NA | NA | NA | \Classifications\Building System Class\D20-Plumbing\D2020 - Domestic Water\Backflow Preventer - BFP | EQ-1004607
39-D2 | 39-D2 Lodi Branch- Dept. 2 | 39-D2-D4031-100-FEX03 | Portable, Hand Held, Fire Extinguisher FEX03 | Simplex Grinnel | M-618326 | AA05 | OM00003917 |  | 1ST Floor | NA | NA | NA | NA | NA | NA | NA | NA | NA | NA | \Classifications\Building System Class\D40-Fire Protection SYS\D4030 - FIRE SPEC\Fire Extinguisher - FEX | EQ-1004608
39-D2 | 39-D2 Lodi Branch- Dept. 2 | 39-D2-D5092-250-EML14 | LIGHT, EMERGENCY, HARDWIRED SYSTEM | NA | Multiple | NA | OM00034508 |  | Throughout Bldg | NA | NA | NA | NA | DNA | DNA | Electric | DNA | NA | NA | \Classifications\Building System Class\D50-Electrical SYS\D5090 - Elec SYS\Emergency And Exit Lighting - EML | EQ-1004610
39-D2 | 39-D2 Lodi Branch- Dept. 2 | 39-D2-D5037-710-FAP01 | ALARM, FIRE, ANNUNCIATOR SYSTEM | NA | NA | NA | OM00034510 |  | Electrical Room | NA | NA | NA | NA | NA | NA | NA | NA | NA | NA | \Classifications\Building System Class\D50-Electrical SYS\D5030 - Comm & Security\Fire Alarm Panel - FAP | EQ-1004644
39-D2 | 39-D2 Lodi Branch- Dept. 2 | 39-D2-C1020-110-FRD01 | Fire Curtain / Door | Cookson | 931010 | DNA | OM00003916 |  | Clerks Office | NA | NA | NA | NA | NA | NA | NA | NA | NA | NA | \Classifications\Building System Class\C10-General Building Interior\C1020 - Fire Doors\Fire Doors - FRD | EQ-1005262
39-D2 | 39-D2 Lodi Branch- Dept. 2 | 39-D2-B2010-100-BLD01 | Building Structure | NA | NA | NA | OM00034506 |  | NA | NA | NA | NA | NA | NA | NA | NA | NA | NA | NA | \Classifications\Building System Class\B20-General Building Exterior\B2010 - Exterior Walls\Building - BLD | EQ-1007345
39-D2 | 39-D2 Lodi Branch- Dept. 2 | 39-D2-B3010-100-RUF01 | Roofing Systems | NA | NA | NA | OM00034507 |  | Roof | NA | NA | NA | NA | NA | NA | NA | NA | NA | NA | \Classifications\Building System Class\B30-Roofing\B3010 - Roof Types\Roof - RUF | EQ-1007522
39-D2 | 39-D2 Lodi Branch- Dept. 2 | 39-D2-D3050-210-PKU03 | Roof Top Unit PKU 03 | TRANE | 102610059D | YCD241E3VCAB | OM00028025 |  | Roof | NA | (8) 20x20x2, (4) 16x20x2 | R-410A | 1HP | 208-230V | 60 | Natural gas and electric | 3 | 350000 | 284000 | \Classifications\Building System Class\D30-HVAC Systems\D3050 - Package SYS\Package Unit - PKU | 1009816
39-D2 | 39-D2 Lodi Branch- Dept. 2 | 39-D2-D3050-210-PKU04 | Roof Top Unit - PKU04 | TRANE | 102610094D | YCD241E3VCAB | OM00028026 |  | Roof | NA | (8) 20x20x2, (4) 16x20x2 | R-410A | DNA | 208-230 | 60 | Natural gas and electric | 3 | 350000 | 284000 | \Classifications\Building System Class\D30-HVAC Systems\D3050 - Package SYS\Package Unit - PKU | 1009817
39-D2 | 39-D2 Lodi Branch- Dept. 2 | 39-D2-D4010-150-FMS01 | System Extinguishing,Wet Pipe - FMS01 | NA | NA | NA | OM00034509 | DNA | Electrical Room | NA | NA |  | NA | NA | NA | NA | NA | NA | NA | \Classifications\Building System Class\D40-Fire Protection SYS\D4010 - Sprinkler SYS\Fire Systems, stand pipes - FMS | 1009839
39-D2 | 39-D2 Lodi Branch- Dept. 2 | 39-D2-D2023-100-BFP02 | Fire Bypass Backflow Preventer | Febco | DCH010698 | 805YB | OM00039025 | ID#:2 | DNA | NA | NA | NA | NA | NA | NA | NA | NA | NA | NA | \Classifications\Building System Class\D20-Plumbing\D2020 - Domestic Water\Backflow Preventer - BFP | 1011001
39-D2 | 39-D2 Lodi Branch- Dept. 2 | 39-D2-D2023-310-WBS01 | Hot Water Cir. Pump | Grundfos | PC0627 | 52722336 | OM00034488 |  | Maintenance Room | NA | NA | NA | NA | 115 | NA | Electric | 1 | NA | NA | \Classifications\Building System Class\D20-Plumbing\D2020 - Domestic Water\Domestic Water Booster System - WBS | 1012455
39-D2 | 39-D2 Lodi Branch- Dept. 2 | 39-D2-D5010-200-ESD01 | Switch board | DELTA | 29529 | 290413 | OM00034491 |  | North end of building, employee Enterance | NA | NA | NA | NA | 120-208 | 600 | Electric | 3 | NA | NA | \Classifications\Building System Class\D50-Electrical SYS\D5010 - Elec Service & Dist\Electical Service and Distribution - ESD | 1012456
39-D2 | 39-D2 Lodi Branch- Dept. 2 | 39-D2-G2023-150-PEG01 | Secured Parking Gate | Chamberlain Elite | 1307N3651 | SL3000ULDC3 | OM00034492 |  | Secured Parking Lot | NA | NA | NA | 0.5 | 120 | 4 | Electric |  | NA | NA | \Classifications\Building System Class\G20-Other Systems\G2020 - Parking Lots\Secured Parking Gate - PEG | 1012457
39-D2 | 39-D2 Lodi Branch- Dept. 2 | 39-D2-G2050-200-LSC01 | Exterior Landscaping | NA | NA | NA | OM00034486 |  | Exterior Landscape | NA | NA | NA | NA | NA | NA | NA | NA | NA | NA | \Classifications\Building System Class\G20-Other Systems\G2050 - Landscaping\Landscaping - LSC | 1012458
39-D2 | 39-D2 Lodi Branch- Dept. 2 | 39-D2-G2049-300-HSC01 | Exterior Hardscape | NA | NA | NA | OM00034485 |  | Exterior Hardscape | NA | NA | NA | NA | NA | NA | NA | NA | NA | NA | \Classifications\Building System Class\G20-Other Systems\G2040 - Site Development\Hardscape - HSC | 1012459
39-D2 | 39-D2 Lodi Branch- Dept. 2 | 39-D2-C1020-110-FRD02 | Traffic Window Fire Curtain | Cookson | 431009 | NA | OM00037491 |  | Clerks side of Front Desk | NA | NA | NA | NA | NA | NA | NA |  | NA | NA | \Classifications\Building System Class\C10-General Building Interior\C1020 - Fire Doors\Fire Doors - FRD | 1015862
39-D2 | 39-D2 Lodi Branch- Dept. 2 | 39-D2-D5092-250-ELT11 | Exterior Lights -ELT11 | NA | NA | NA | OM00034487 |  | Grounds | NA | NA | NA | NA | NA | NA | Electric | NA | NA | NA | \Classifications\Building System Class\D50-Electrical SYS\D5090 - Elec SYS\Exterior Lighting - ELT | 1017290
39-D2 | 39-D2 Lodi Branch- Dept. 2 | 39-D2-D2023-100-BFP03 | Irrigation Backflow Preventer | Febco | 07AC422 | 765-1 | OM00039010 |  | Between court and police station | NA | NA | NA | NA | NA | NA |  |  | NA | NA | \Classifications\Building System Class\D20-Plumbing\D2020 - Domestic Water\Backflow Preventer - BFP | 1017303
39-D2 | 39-D2 Lodi Branch- Dept. 2 | 39-D2-C1020-110-FRD03 | Fire Door for Clerks Office | Warnock Hershey | NA | WHI-573641 | OM00039024 |  | Entrance to clerks office | NA | NA | NA | NA | NA | NA | NA |  | NA | NA | \Classifications\Building System Class\C10-General Building Interior\C1020 - Fire Doors\Fire Doors - FRD | 1017302
39-E1 | 39-E1 Tracy Branch Courthouse | 39-E1-D4031-100-FEX04 | Fire Extinguishers FEX04 | NA | NA | NA | OM00034477 | OM00034512 | All | NA | NA | NA | NA | NA | NA | NA | NA | NA | NA | \Classifications\Building System Class\D40-Fire Protection SYS\D4030 - FIRE SPEC\Fire Extinguisher - FEX | EQ-1004221
39-E1 | 39-E1 Tracy Branch Courthouse | 39-E1-D5092-250-EML07 | Emergency Exit Lights | Lithonia | Multiple | Multiple | OM00034465 |  | 1st floor Throughout Bldg | NA | NA | NA | NA | 120 | DNA | Electric | DNA | NA | NA | \Classifications\Building System Class\D50-Electrical SYS\D5090 - Elec SYS\Emergency And Exit Lighting - EML | EQ-1004223
39-E1 | 39-E1 Tracy Branch Courthouse | 39-E1-D2022-260-HWG01 | Dom Hot Water Heater | AO Smith | GE98-4215221-R99 | FGR-30-242 | OM00003294 | Water Heater | Janitor Closet 1ST Floor | NA | NA | NA | NA | DNA | DNA | Natural Gas | DNA | 38,000 | DNA | \Classifications\Building System Class\D20-Plumbing\D2020 - Domestic Water\Domestic Water Heater, Gas - HWG | EQ-1004224
39-E1 | 39-E1 Tracy Branch Courthouse | 39-E1-D3050-250-ACU02 | Condenser ACU02 | RUUD | 4959F279807925 | UAKA-036CAS | OM00003297 | AC -2 | Exterior Pad west side | NA | NA | R-22 | 1/5 | 208/230v | 25 amp | Electrical | 3 Ph,, 60Hz | NA | NA | \Classifications\Building System Class\D30-HVAC Systems\D3050 - Package SYS\Air Conditioning,Split System - ACU | EQ-1004226
39-E1 | 39-E1 Tracy Branch Courthouse | 39-E1-D3050-210-PKU01 | Package Unit PKU01 | AAC Commercial | 1602J16107 | PGE10C60D100LB-6A | OM00003295 | DNA | Exterior 1st floor Outside rear entry door | Direct Drive | (1) 16x25x1 and (1) 14x25x1 | R-22 | 1/4 HP | 200/230 | 30 | Natural Gas | 3 Ph, 60Hz | 100,000 | 80,000 | \Classifications\Building System Class\D30-HVAC Systems\D3050 - Package SYS\Package Unit - PKU | EQ-1004227
39-E1 | 39-E1 Tracy Branch Courthouse | 39-E1-D3050-210-PKU02 | Package Unit (Forced Air Furnace w/Cooling Unit) PKU02 | Bryant | 1577C91304 | 585A024055YACR | OM00003298 | AC - 3 | Exterior Pad West side of the bldg in the fenced - in area | NA | (1) 20x25x1 | R-22 | 1/5 - Condenser 1/4 - Evaporator | 208/230v | 30 amps | Natural Gas | 1 Ph, 60Hz | 55,000 | 41,250 | \Classifications\Building System Class\D30-HVAC Systems\D3050 - Package SYS\Package Unit - PKU | EQ-1004228
39-E1 | 39-E1 Tracy Branch Courthouse | 39-E1-D3050-250-ACU04 | Condenser ACU04 | Bryant | 4402E12035 | 661CJ024-E | OM00003304 |  | Roof | NA | NA | R-22 | NA | 208/230 | 20 amps | Electrical | 1 Ph | NA | NA | \Classifications\Building System Class\D30-HVAC Systems\D3050 - Package SYS\Air Conditioning,Split System - ACU | EQ-1004230
39-E1 | 39-E1 Tracy Branch Courthouse | 39-E1-D2023-310-HWP01 | Dom Hot Water Circ Pump | DNA | DNA | DNA | OM00034472 | Water Pump | Floor 1 | NA | NA | NA | DNA | DNA | DNA | Electrical | 1 | NA | NA | \Classifications\Building System Class\D20-Plumbing\D2020 - Domestic Water\Domestic Hot Water Circulating Pump - HWP | EQ-1004231
39-E1 | 39-E1 Tracy Branch Courthouse | 39-E1-D3050-122-FAH01 | Forced Air Furnace FAH01 | Rheem | M240823038 | RCFL-HM6024AC | OM00037424 |  | Mech. Room | NA | NA | NA | 1/5 HP | DNA | DNA | Natural Gas | DNA | 100,000 | 80,000 | \Classifications\Building System Class\D30-HVAC Systems\D3050 - Package SYS\Forced Air Heater,Oil/Gas fired - FAH | EQ-1004232
39-E1 | 39-E1 Tracy Branch Courthouse | 39-E1-B2010-100-BLD01 | Building Structure | NA | NA | NA | OM00003934 |  | NA | NA | NA | NA | NA | NA | NA | NA | NA | NA | NA | \Classifications\Building System Class\B20-General Building Exterior\B2010 - Exterior Walls\Building - BLD | EQ-1007346
39-E1 | 39-E1 Tracy Branch Courthouse | 39-E1-B3010-100-RUF01 | Roofing Systems | NA | NA | NA | OM00003935 |  | NA | NA | NA | NA | NA | NA | NA | NA | NA | NA | NA | \Classifications\Building System Class\B30-Roofing\B3010 - Roof Types\Roof - RUF | EQ-1007523
39-E1 | 39-E1 Tracy Branch Courthouse | 39-E1-D3050-250-ACU05 | Condenser ACU05 | Rheem | 7753F410805859 | RAWL-0706A2 | OM00003707 | Replaces ACU01 | West Side of Bldg | NA | NA | R-410A | 1/3 | 208/230v | DNA | Electric | 3 Ph, 60 Hz | NA | NA | \Classifications\Building System Class\D30-HVAC Systems\D3050 - Package SYS\Air Conditioning,Split System - ACU | 1009933
39-E1 | 39-E1 Tracy Branch Courthouse | 39-E1-G2050-200-LSC01 | Exterior Landscape | NA | NA | NA | OM00034483 |  | Exterior Landscape | NA | NA | NA | NA | NA | NA | NA | NA | NA | NA | \Classifications\Building System Class\G20-Other Systems\G2050 - Landscaping\Landscaping - LSC | 1012461
39-E1 | 39-E1 Tracy Branch Courthouse | 39-E1-D5092-250-ELT19 | Exterior Lighting | MULTIPLE | MULTIPLE | MULTIPLE | OM00034484 |  | Exterior | NA | NA | NA | NA | NA | NA | Electrical | 1 | NA | NA | \Classifications\Building System Class\D50-Electrical SYS\D5090 - Elec SYS\Exterior Lighting - ELT | 1012462
39-E1 | 39-E1 Tracy Branch Courthouse | 39-E1-G2049-300-HSC01 | Exterior Hardscape | NA | NA | NA | OM00034482 |  | Exterior Hardscape | NA | NA | NA | NA | NA | NA | NA | NA | NA | NA | \Classifications\Building System Class\G20-Other Systems\G2040 - Site Development\Hardscape - HSC | 1012463
39-E1 | 39-E1 Tracy Branch Courthouse | 39-E1-D2023-100-BFP01 | Landscape Backflow | Febco | AC9285 | 765-1 | OM00037420 | ID#: 2 | East Side of Bldg. | NA | NA | NA | NA | NA | NA | NA |  | NA | NA | \Classifications\Building System Class\D20-Plumbing\D2020 - Domestic Water\Backflow Preventer - BFP | 1015864
39-E1 | 39-E1 Tracy Branch Courthouse | 39-E1-D5010-200-ESD01 | Main Electrical Panel | Zinsco | 180342 | NA | OM00037418 |  | West Side in Cage | NA | NA | NA | NA | NA | 400 | NA |  | NA | NA | \Classifications\Building System Class\D50-Electrical SYS\D5010 - Elec Service & Dist\Electical Service and Distribution - ESD | 1015865
39-E1 | 39-E1 Tracy Branch Courthouse | 39-E1-D5038-810-ITA01 | Intrusion Alarm System | Radionics | 62000806 | XR20 | OM00037417 |  | Floor 1 - Janitor's Closet | NA | NA | NA | NA | NA | NA | Electric |  | NA | NA | \Classifications\Building System Class\D50-Electrical SYS\D5030 - Comm & Security\Intrusion Alarm - ITA | 1015866
39-E1 | 39-E1 Tracy Branch Courthouse | 39-E1-D3031-210-CDR01 | Condenser for Sherriff split system | Rheem | 7394W280900387 | RANL-060CAZ | OM00037419 |  | East Side of Bldg. | NA | NA | R-410A | 1/5 | Other | 35 | Electric | 3 | NA | NA | \Classifications\Building System Class\D30-HVAC Systems\D3030 - Cooling SYS\Condensing Unit, Air Cooled - CDR | 1015867
39-E1 | 39-E1 Tracy Branch Courthouse | 39-E1-D2023-100-BFP02 | Domestic Back flow Prevention Device - BFP02 | Febco | J003865 | 825Y | OM00034348 | ID#: 1 | Grounds Front of building South Side | NA | NA | NA | NA | NA | NA | NA | NA | NA | NA | \Classifications\Building System Class\D20-Plumbing\D2020 - Domestic Water\Backflow Preventer - BFP | 1021409
39-E1 | 39-E1 Tracy Branch Courthouse | 39-E1-D3050-122-FAH02 | Duct Forced Air Furnace in Attic | Modine | 2040595 | Duct furnace / DJE150AF | OM00027676 |  | 3nd Floor, Attic above light well | 34" | (1) 20x25x1 | NA | 1/3 | 115 | 15 | Gas | 1 | 150,000 | 120,000 | \Classifications\Building System Class\D30-HVAC Systems\D3050 - Package SYS\Forced Air Heater,Oil/Gas fired - FAH | 1021675
39-E2 | 39-E2 Tracy Modular 1: Support | 39-E2-D3050-210-PKU01 | Package Unit (Wall Mounted Heat Pump) PKU01 | Intertherm | DNA | PWY-030BAVAA-05-01 | OM00003299 | AC - 3 (Modular) | N Modular 1st Floor Exterior Wall Mounted | DNA | DNA | R-22 | DNA | 230v | 50 amps | Electric | 1 Ph, 60 Hz | DNA | DNA | \Classifications\Building System Class\D30-HVAC Systems\D3050 - Package SYS\Package Unit - PKU | EQ-1004235
39-E2 | 39-E2 Tracy Modular 1: Support | 39-E2-D3050-210-PKU02 | Package Unit (Wall Mounted Heat Pump) | Intertherm | DNA | PWY-030BAVAA-05-01 | OM00037423 | OM00034837 | N Modular 1st Floor Exterior Wall Mounted | DNA | DNA | R-22 | DNA | 230 | 50 amps | Electric | 1 Ph, 60Hz | DNA | DNA | \Classifications\Building System Class\D30-HVAC Systems\D3050 - Package SYS\Package Unit - PKU | EQ-1004236
39-E2 | 39-E2 Tracy Modular 1: Support | 39-E2-D5092-250-EML01 | Emergency Exit Lights | NA | NA | NA | OM00034468 |  | Court Room | NA | NA | NA | NA | 120 | DNA | Electric | DNA | NA | NA | \Classifications\Building System Class\D50-Electrical SYS\D5090 - Elec SYS\Emergency And Exit Lighting - EML | EQ-1004239
39-E2 | 39-E2 Tracy Modular 1: Support | 39-E2-D4031-100-FEX02 | Portable, Hand Held, Fire Extinguisher FEX02 | NA | NA | NA | OM00003911 |  | Floor 1 | NA | NA | NA | NA | NA | NA | NA | NA | NA | NA | \Classifications\Building System Class\D40-Fire Protection SYS\D4030 - FIRE SPEC\Fire Extinguisher - FEX | EQ-1004613
39-E2 | 39-E2 Tracy Modular 1: Support | 39-E2-B2010-100-BLD01 | Building Structure | NA | NA | NA | OM00034466 |  | All | NA | NA | NA | NA | NA | NA | NA | NA | NA | NA | \Classifications\Building System Class\B20-General Building Exterior\B2010 - Exterior Walls\Building - BLD | EQ-1007347
39-E2 | 39-E2 Tracy Modular 1: Support | 39-E2-B3010-100-RUF01 | Roofing Systems | NA | NA | NA | OM00034467 |  | Roof | NA | NA | NA | NA | NA | NA | NA | NA | NA | NA | \Classifications\Building System Class\B30-Roofing\B3010 - Roof Types\Roof - RUF | EQ-1007524
39-E3 | 39-E3 Tracy Modular 2: Courtroom | 39-E3-D3050-210-PKU01 | Package Unit PKU01 | Intertherm | DNA | PWY030BAVAA-05-01 | OM00003301 | AC - 2 (modular) | W Modular Exterior Wall Mounted | NA | 15x30x1 | R-22 | 1/3 HP - blower 1/5 HP - Cond. fan | 230 | DNA | Electric | 1 Ph, 60 Hz | DNA | DNA | \Classifications\Building System Class\D30-HVAC Systems\D3050 - Package SYS\Package Unit - PKU | EQ-1004241
39-E3 | 39-E3 Tracy Modular 2: Courtroom | 39-E3-D3050-210-PKU02 | Package Unit PKU02 | Intertherm | DNA | PWY030BAVAA-05-01 | OM00003302 | AC - 1 (Modular) | W Modular Exterior Wall Mounted | NA | 15x30x1 | R-22 | 1/3 HP - Blower 1/5 HP - Cond Fan | 230v | DNA | Electric | 1 Ph, 60Hz | DNA | DNA | \Classifications\Building System Class\D30-HVAC Systems\D3050 - Package SYS\Package Unit - PKU | EQ-1004242
39-E3 | 39-E3 Tracy Modular 2: Courtroom | 39-E3-D5092-250-EML01 | Emergency Exit Lights | Sure Light | NA | NA | OM00034471 |  | File Area - Floor 1 | NA | NA | NA | NA | 120 | DNA | Electric | DNA | NA | NA | \Classifications\Building System Class\D50-Electrical SYS\D5090 - Elec SYS\Emergency And Exit Lighting - EML | EQ-1004245
39-E3 | 39-E3 Tracy Modular 2: Courtroom | 39-E3-D4031-100-FEX01 | Portable, Hand Held, Fire Extinguisher | General | NA | NA | OM00034478 | OM00003914 | All | NA | NA | NA | NA | NA | NA |  |  | NA | NA | \Classifications\Building System Class\D40-Fire Protection SYS\D4030 - FIRE SPEC\Fire Extinguisher - FEX | EQ-1004616
39-E3 | 39-E3 Tracy Modular 2: Courtroom | 39-E3-B2010-100-BLD01 | Building Structure | NA | NA | NA | OM00034469 |  | All | NA | NA | NA | NA | NA | NA | NA | NA | NA | NA | \Classifications\Building System Class\B20-General Building Exterior\B2010 - Exterior Walls\Building - BLD | EQ-1007348
39-E3 | 39-E3 Tracy Modular 2: Courtroom | 39-E3-B3010-100-RUF01 | Roofing Systems | NA | NA | NA | OM00034470 |  | Roof | NA | NA | NA | NA | NA | NA | NA | NA | NA | NA | \Classifications\Building System Class\B30-Roofing\B3010 - Roof Types\Roof - RUF | EQ-1007525
39-E3 | 39-E3 Tracy Modular 2: Courtroom | 39-E3-D5092-250-ELT02 | Exterior Lights | NA | NA | NA | OM00039009 |  | All | NA | NA | NA | NA | NA | NA | Electric |  | NA | NA | \Classifications\Building System Class\D50-Electrical SYS\D5090 - Elec SYS\Exterior Lighting - ELT | 1017199
39-E4 | 39-E4 Tracy Agriculture Building | 39-E4-B2010-100-BLD01 | Building | NA | NA | NA | NA | [12 empty] | \Classifications\Building System Class\B20-General Building Exterior\B2010 - Exterior Walls\Building - BLD | 1016573
39-F1 | 39-F1 New Stockton Courthouse | 39-F1-D2023-100-BFP06 | 3/4" Bypass Backflow Preventor BFP06 | Zurn | 4112463XLD | 975XL2 | OM00045345 | Hazard ID: 1629538 Meter#: 1629538 SPID: 2780864055 | Grounds South East back of building - USE CALIFORNIA WATER SERVICE FORM | NA | NA | NA | NA | NA | NA | NA | NA | NA | NA | \Classifications\Building System Class\D20-Plumbing\D2020 - Domestic Water\Backflow Preventer - BFP | 1021686
39-F1 | 39-F1 New Stockton Courthouse | 39-F1-D2023-100-BFP09 | 6" Domestic Backflow Preventor BFP09 | Zurn | y11356 | 375ADA6 | OM00045348 | Hazard ID: 1629397 Meter#: SPID: 2780864055 | Grounds South East back of building - USE CALIFORNIA WATER SERVICE FORM | NA | NA | NA | NA | NA | NA | NA | NA | NA | NA | \Classifications\Building System Class\D20-Plumbing\D2020 - Domestic Water\Backflow Preventer - BFP | 1021688
39-F1 | 39-F1 New Stockton Courthouse | 39-F1-D2023-100-BFP02 | Backflow | Zurn | L90415 | 375 - 3" | OM00045138 | Hazard ID: 1626322 Meter#: 78548271 SPID: 605938025 | Roof Cooling Tower Area - USE CALIFORNIA WATER SERVICE FORM | NA | NA | NA | NA | NA | NA | NA | NA | NA | NA | \Classifications\Building System Class\D20-Plumbing\D2020 - Domestic Water\Backflow Preventer - BFP | 1021687
39-F1 | 39-F1 New Stockton Courthouse | 39-F1-D2023-100-BFP08 | 3/4" Bypass Backflow Preventor BFP08 | Zurn | 4165087XLD | 975XL2 | OM00045347 | Hazard ID: 1634719 Meter#: SPID: 8056793806 | on the detector line of SN 1156 Grounds South East back of building - USE CALIFORNIA WATER SERVICE FORM | NA | NA | NA | NA | NA | NA | NA | NA | NA | NA | \Classifications\Building System Class\D20-Plumbing\D2020 - Domestic Water\Backflow Preventer - BFP | 1021689
39-F1 | 39-F1 New Stockton Courthouse | 39-F1-D2023-100-BFP07 | 6" Domestic Backflow Preventor BFP07 | Zurn | Y11156 | 375ADA6 | OM00045346 | Hazard ID: 1629217 Meter#: SPID: 8056793806 | Grounds South East back of building - USE CALIFORNIA WATER SERVICE FORM | NA | NA | NA | NA | NA | NA | NA | NA | NA | NA | \Classifications\Building System Class\D20-Plumbing\D2020 - Domestic Water\Backflow Preventer - BFP | 1021690
39-F1 | 39-F1 Stockton Courthouse | 39-F1-B2010-100-BLD01 | Building | NA | NA | NA | DNA | [12 empty] | \Classifications\Building System Class\B20-General Building Exterior\B2010 - Exterior Walls\Building - BLD | 1021798
39-F1 | 39-F1 Stockton Courthouse | 39-F1-D1020-100-ESC02 | Escalator #2 | Kone | DNA | NA | OM00045234 | State ID# 170013 | 1 Flr. Main Lobby | NA | NA | NA | NA | DNA | DNA | Electric | DNA | NA | NA | \Classifications\Building System Class\D10-Conveyance Systems\D1020 - Escalator\Escalator,Electric - ESC | 1021829
39-F1 | 39-F1 Stockton Courthouse | 39-F1-D1020-100-ESC01 | Escalator #1 | Kone | DNA | NA | OM00045233 | State ID# 170012 | 1 Flr. Main Lobby | NA | NA | NA | NA | DNA | DNA | Electric | DNA | NA | NA | \Classifications\Building System Class\D10-Conveyance Systems\D1020 - Escalator\Escalator,Electric - ESC | 1021828
39-F1 | 39-F1 Stockton Courthouse | 39-F1-D1020-100-ESC03 | Escalator #3 | Kone | DNA | NA | OM00045235 | State ID# 170014 | 2 Flr. Main Lobby | NA | NA | NA | NA | DNA | DNA | Electric | DNA | NA | NA | \Classifications\Building System Class\D10-Conveyance Systems\D1020 - Escalator\Escalator,Electric - ESC | 1021830
39-F1 | 39-F1 Stockton Courthouse | 39-F1-D1020-100-ESC04 | Escalator #4 | Kone | DNA | NA | OM00045236 | State ID# 170015 | 2 Flr. Main Lobby | NA | NA | NA | NA | DNA | DNA | DNA | DNA | NA | NA | \Classifications\Building System Class\D10-Conveyance Systems\D1020 - Escalator\Escalator,Electric - ESC | 1021831
39-F1 | 39-F1 Stockton Courthouse | 39-F1-D3040-120-FCU32 | Fan Coil Unit 1001 | Daikin | DNA | DNA | OM00045260 |  | Floor 10 Electrical Room by ELE's 7/8 | Direct Drive | DNA | NA | DNA | DNA | DNA | DNA | DNA | NA | NA | \Classifications\Building System Class\D30-HVAC Systems\D3040 - Distribution SYS\Fan Coil Unit - FCU | 1021832
39-F1 | 39-F1 Stockton Courthouse | 39-F1-D3040-120-FCU33 | Fan Coil Unit 1002 | Daikin | DNA | DNA | OM00045259 |  | Floor 10 Electrical Room by ELE 11 | Direct Drive | DNA | NA | DNA | DNA | DNA | DNA | DNA | NA | NA | \Classifications\Building System Class\D30-HVAC Systems\D3040 - Distribution SYS\Fan Coil Unit - FCU | 1021833
39-F1 | 39-F1 Stockton Courthouse | 39-F1-D3040-120-FCU34 | Fan Coil Unit 1003 | Daikin | DNA | DNA | OM00045252 |  | Floor 10 IDF Room by public elevators | Direct Drive | DNA | NA | DNA | DNA | DNA | DNA | DNA | NA | NA | \Classifications\Building System Class\D30-HVAC Systems\D3040 - Distribution SYS\Fan Coil Unit - FCU | 1021834
39-F1 | 39-F1 Stockton Courthouse | 39-F1-D3040-120-FCU35 | Fan Coil Unit 1101 | Daikin | DNA | DNA | OM00045255 |  | Floor 11 Electrical Room by ELE's 7/8 | Direct Drive | DNA | NA | DNA | DNA | DNA | DNA | DNA | NA | NA | \Classifications\Building System Class\D30-HVAC Systems\D3040 - Distribution SYS\Fan Coil Unit - FCU | 1021835
39-F1 | 39-F1 Stockton Courthouse | 39-F1-D3040-120-FCU36 | Fan Coil Unit 1102 | Daikin | DNA | DNA | OM00045256 |  | Floor 11 Electrical Room by ELE 11 | Direct Drive | DNA | NA | DNA | DNA | DNA | DNA | DNA | NA | NA | \Classifications\Building System Class\D30-HVAC Systems\D3040 - Distribution SYS\Fan Coil Unit - FCU | 1021836
39-F1 | 39-F1 Stockton Courthouse | 39-F1-D3040-120-FCU37 | Fan Coil Unit 1103 | Daikin | DNA | DNA | OM00045253 |  | Floor 11 IDF Room by public elevators | Direct Drive | DNA | NA | DNA | DNA | DNA | DNA | DNA | NA | NA | \Classifications\Building System Class\D30-HVAC Systems\D3040 - Distribution SYS\Fan Coil Unit - FCU | 1021837
39-F1 | 39-F1 Stockton Courthouse | 39-F1-D3041-110-AHU25 | Air Handling Unit AHU-1101 | Alliance Air Products | 2029 AHU 1101 | 4SB-16-PF-EC-FF-CW-PF | OM00045339 |  | 11 th Flr. North Air Handler Room | NA | (6) 24x24x2, (6) 24x24x12 | NA | 10HP - Supply Fan 7.5HP Return Fan | 460 | 12.2 | Electric | 3 | NA | NA | \Classifications\Building System Class\D30-HVAC Systems\D3040 - Distribution SYS\Air Handling Unit - AHU | 1021838
39-F1 | 39-F1 Stockton Courthouse | 39-F1-D3041-110-AHU26 | Air Handling Unit AHU-1102 | Alliance Air Products | 2029 AHU 1102 | 4SB-14.7-PF-EC-FF-CW-PF | OM00045340 |  | 11 th Flr. South Air Handler Room | NA | (4) 24x24x2, (4) 24x24x12 | NA | 10HP - Supply Fan 7.5HP Return Fan | 460 | 12.2 | Electric | 3 | NA | NA | \Classifications\Building System Class\D30-HVAC Systems\D3040 - Distribution SYS\Air Handling Unit - AHU | 1021839
39-F1 | 39-F1 Stockton Courthouse | 39-F1-D3042-220-EFN05 | TEF-1401 | Loren Cook | 078SF61336 - 01/0000-701 | 365 CAS 365 CA - SWSI CL1 | OM00045129 |  | Roof Cooling Tower Area | Direct Drive | NA | NA | 2.5 | 460 | DNA | Electric | 3 | NA | NA | \Classifications\Building System Class\D30-HVAC Systems\D3040 - Distribution SYS\Supply/Exhaust/Return fans- FAN | 1021840
39-F1 | 39-F1 Stockton Courthouse | 39-F1-D3042-220-EFN06 | TEF-1403 Exhaust for South Holding Cells | Loren Cook | 078SF61336 - 00/0023-901 | 250 CAS 270 CA - SWSI CL1 | OM00045131 |  | Roof Cooling Tower Area | Direct Drive | NA | NA | 7.5 | 460 | DNA | Electric | 3 | NA | NA | \Classifications\Building System Class\D30-HVAC Systems\D3040 - Distribution SYS\Supply/Exhaust/Return fans- FAN | 1021841
39-F1 | 39-F1 Stockton Courthouse | 39-F1-D3042-220-EFN09 | TEF 1402 | Cook | 078SF61336-001 0021901 | 165 QMX | OM00045122 |  | Roof Penthouse | (1) A52 (4L540) | NA | NA | 5 | 460 | DNA | Electric | 3 | NA | NA | \Classifications\Building System Class\D30-HVAC Systems\D3040 - Distribution SYS\Supply/Exhaust/Return fans- FAN | 1021842
39-F1 | 39-F1 Stockton Courthouse | 39-F1-D5092-210-GEN01 | Emergency Generator | Generac | 10067368 | IDLC1600-2MU | OM00045203 | N-9129-1-0 | First Floor Generator Room | NA | NA | NA | NA | 480 | 2423.7 | Diesel | 3 | NA | NA | \Classifications\Building System Class\D50-Electrical SYS\D5090 - Elec SYS\Emergency Generator - GEN | 1021843
39-F1 | 39-F1 Stockton Courthouse | 39-F1-D1010-100-ELE04 | Elevator 4 | Kone | DNA | Gearless Elevator Machine | OM00045143 | State ID# 170004 | Roof - Elevator Room | NA | NA | NA | NA | DNA | DNA | Electric | DNA | NA | NA | \Classifications\Building System Class\D10-Conveyance Systems\D1010 - Elevator\Elevator,Electric,Pass/Freight - ELE | 1021847
39-F1 | 39-F1 Stockton Courthouse | 39-F1-D1010-100-ELE10 | Elevator 10 | Kone | DNA | Gearless Elevator Machine | OM00045166 | State ID# 170010 | Roof - Elevator Room in Cooling Tower Area | NA | NA | NA | NA | DNA | DNA | Electric | DNA | NA | NA | \Classifications\Building System Class\D10-Conveyance Systems\D1010 - Elevator\Elevator,Electric,Pass/Freight - ELE | 1021853
39-F1 | 39-F1 Stockton Courthouse | 39-F1-D3042-220-EFN01 | Atrium Exhaust Fan 0501 | Cook | 078SF89636-01/0000701 | 480 TUSC Triton 48TU8SC | OM00045247 |  | Floor 5 Roof area | DNA | NA | NA | 7.5 | 460 | 30 | Electric | 3 | NA | NA | \Classifications\Building System Class\D30-HVAC Systems\D3040 - Distribution SYS\Supply/Exhaust/Return fans- FAN | 1021854
39-F1 | 39-F1 Stockton Courthouse | 39-F1-C1020-110-FRD02 | 2nd Floor Elevator Lobby Area Double Fire Curtains | Won-Dor Corp. | NA | NA | OM00045163 |  | Floor 3 Elevator Lobby Area | NA | NA | NA | NA | NA | NA | NA | NA | NA | NA | \Classifications\Building System Class\C10-General Building Interior\C1020 - Fire Doors\Fire Doors - FRD | 1021858
39-F1 | 39-F1 Stockton Courthouse | 39-F1-C1020-110-FRD05 | 4th Floor Elevator Lobby Area Double Fire Curtains | Won-Dor Corp. | NA | NA | OM00045157 |  | Floor 4 Elevator Lobby Area | NA | NA | NA | NA | NA | NA | NA | NA | NA | NA | \Classifications\Building System Class\C10-General Building Interior\C1020 - Fire Doors\Fire Doors - FRD | 1021861
39-F1 | 39-F1 Stockton Courthouse | 39-F1-C1020-110-FRD07 | 6th Floor Elevator Lobby Area Double Fire Curtains | Won-Dor Corp. | NA | NA | OM00045158 |  | Floor 6 Elevator Lobby Area | NA | NA | NA | NA | NA | NA | NA | NA | NA | NA | \Classifications\Building System Class\C10-General Building Interior\C1020 - Fire Doors\Fire Doors - FRD | 1021863
39-F1 | 39-F1 Stockton Courthouse | 39-F1-C1020-110-FRD12 | 11th Floor Elevator Lobby Area Double Fire Curtains | Won-Dor Corp. | NA | NA | OM00045153 |  | Floor 11 Elevator Lobby Area | NA | NA | NA | NA | NA | NA | NA | NA | NA | NA | \Classifications\Building System Class\C10-General Building Interior\C1020 - Fire Doors\Fire Doors - FRD | 1021868
39-F1 | 39-F1 Stockton Courthouse | 39-F1-C1020-110-FRD14 | 13th Floor Elevator Lobby Area Double Fire Doors | Won-Dor Corp. | NA | NA | OM00045165 |  | Floor 13 Elevator Lobby Area | NA | NA | NA | NA | NA | NA | NA | NA | NA | NA | \Classifications\Building System Class\C10-General Building Interior\C1020 - Fire Doors\Fire Doors - FRD | 1021870
39-F1 | 39-F1 Stockton Courthouse | 39-F1-D2017-100-SHW01 | Eyewash Station 01 | Bradley | NA | NA | OM00045327 |  | Basement 2- Chemical Storage Pump Room | NA | NA | NA | NA | NA | NA | NA | NA | NA | NA | \Classifications\Building System Class\D20-Plumbing\D2010 - Plumb Fix\Showers - SHW | 1021871
39-F1 | 39-F1 Stockton Courthouse | 39-F1-D2017-100-SHW02 | Eyewash Station 02 | Bradley | NA | Halo System | OM00045216 |  | First Floor Boiler Room | NA | NA | NA | NA | NA | NA | NA | NA | NA | NA | \Classifications\Building System Class\D20-Plumbing\D2010 - Plumb Fix\Showers - SHW | 1021873
39-F1 | 39-F1 Stockton Courthouse | 39-F1-D2017-100-SHW03 | Eyewash Station 03 | Haws | NA | Plumed | OM00045225 |  | Floor 1 Mailroom processing room | NA | NA | NA | NA | NA | NA | NA | NA | NA | NA | \Classifications\Building System Class\D20-Plumbing\D2010 - Plumb Fix\Showers - SHW | 1021872
39-F1 | 39-F1 Stockton Courthouse | 39-F1-D2023-310-WBS01 | Booster Pump System (3 Pumps) | Canariis Corporation | 15-0116 | TM-390-130-3VS | OM00045170 |  | Basement 2 Fresh Water Booster Pump Room | NA | NA | NA | NA | 480 | DNA | Electric | 3 | NA | NA | \Classifications\Building System Class\D20-Plumbing\D2020 - Domestic Water\Domestic Water Booster System - WBS | 1021875
39-F1 | 39-F1 Stockton Courthouse | 39-F1-D1010-100-ELE01 | Elevator 1 | Kone | DNA | Gearless Elevator Machine | OM00045140 | State ID# 170001 | Roof - Elevator Room | NA | NA | NA | NA | DNA | DNA | Electric | DNA | NA | NA | \Classifications\Building System Class\D10-Conveyance Systems\D1010 - Elevator\Elevator,Electric,Pass/Freight - ELE | 1021844
39-F1 | 39-F1 Stockton Courthouse | 39-F1-D1010-100-ELE02 | Elevator 2 | Kone | DNA | Gearless Elevator Machine | OM00045141 | State ID# 170002 | Roof - Elevator Room | NA | NA | NA | NA | DNA | DNA | Electric | DNA | NA | NA | \Classifications\Building System Class\D10-Conveyance Systems\D1010 - Elevator\Elevator,Electric,Pass/Freight - ELE | 1021845
39-F1 | 39-F1 Stockton Courthouse | 39-F1-D1010-100-ELE03 | Elevator 3 | Kone | DNA | Gearless Elevator Machine | OM00045142 | State ID# 170003 | Roof - Elevator Room | NA | NA | NA | NA | DNA | DNA | Electric | DNA | NA | NA | \Classifications\Building System Class\D10-Conveyance Systems\D1010 - Elevator\Elevator,Electric,Pass/Freight - ELE | 1021846
39-F1 | 39-F1 Stockton Courthouse | 39-F1-D1010-100-ELE05 | Elevator 5 | Kone | DNA | Gearless Elevator Machine | OM00045144 | State ID# 170005 | Roof - Elevator Room | NA | NA | NA | NA | DNA | DNA | Electric | DNA | NA | NA | \Classifications\Building System Class\D10-Conveyance Systems\D1010 - Elevator\Elevator,Electric,Pass/Freight - ELE | 1021849
39-F1 | 39-F1 Stockton Courthouse | 39-F1-D1010-100-ELE06 | Elevator 6 | Kone | DNA | Gearless Elevator Machine | OM00045145 | State ID# 170006 | Roof - Penthouse Elevator Room | NA | NA | NA | NA | DNA | DNA | Electric | DNA | NA | NA | \Classifications\Building System Class\D10-Conveyance Systems\D1010 - Elevator\Elevator,Electric,Pass/Freight - ELE | 1021848
39-F1 | 39-F1 Stockton Courthouse | 39-F1-D1010-100-ELE07 | Elevator 7 | Kone | DNA | Gearless Elevator Machine | OM00045147 | State ID# 170007 | Roof - Penthouse Elevator Room | NA | NA | NA | NA | DNA | DNA | Electric | DNA | NA | NA | \Classifications\Building System Class\D10-Conveyance Systems\D1010 - Elevator\Elevator,Electric,Pass/Freight - ELE | 1021850
39-F1 | 39-F1 Stockton Courthouse | 39-F1-D1010-100-ELE08 | Elevator 8 | Kone | DNA | Gearless Elevator Machine | OM00045148 | State ID# 170008 | Floor 12 - North Elevator Room | NA | NA | NA | NA | DNA | DNA | Electric | DNA | NA | NA | \Classifications\Building System Class\D10-Conveyance Systems\D1010 - Elevator\Elevator,Electric,Pass/Freight - ELE | 1021851
39-F1 | 39-F1 Stockton Courthouse | 39-F1-D1010-100-ELE09 | Elevator 9 | Kone | DNA | Gearless Elevator Machine | OM00045167 | State ID# 170009 | Floor 12 - South Elevator Room | NA | NA | NA | NA | DNA | DNA | Electric | DNA | NA | NA | \Classifications\Building System Class\D10-Conveyance Systems\D1010 - Elevator\Elevator,Electric,Pass/Freight - ELE | 1021852
39-F1 | 39-F1 Stockton Courthouse | 39-F1-D3042-220-EFN02 | Atrium Exhaust Fan 0502 | Cook | 078SF89636-01/0000702 | 480 TUSC Triton 48TU8SC | OM00045246 |  | Floor 5 Roof area | DNA | NA | NA | 7.5 | 460 | 30 | Electric | 3 | NA | NA | \Classifications\Building System Class\D30-HVAC Systems\D3040 - Distribution SYS\Supply/Exhaust/Return fans- FAN | 1021855
39-F1 | 39-F1 Stockton Courthouse | 39-F1-D3042-220-EFN03 | Atrium Exhaust Fan 0503 | Cook | 078SF89636-01/0000703 | 480 TUSC Triton 48TU8SC | OM00045245 |  | Floor 5 Roof area | DNA | NA | NA | 7.5 | 460 | 30 | Electric | 3 | NA | NA | \Classifications\Building System Class\D30-HVAC Systems\D3040 - Distribution SYS\Supply/Exhaust/Return fans- FAN | 1021856
39-F1 | 39-F1 Stockton Courthouse | 39-F1-C1020-110-FRD01 | 2nd Floor Escalator Fire Curtain | Won-Dor Corp. | NA | NA | OM00045164 |  | 2nd. Flr. Escalator | NA | NA | NA | NA | NA | NA | NA | NA | NA | NA | \Classifications\Building System Class\C10-General Building Interior\C1020 - Fire Doors\Fire Doors - FRD | 1021857
39-F1 | 39-F1 Stockton Courthouse | 39-F1-C1020-110-FRD03 | 3rd Floor Escalator Fire Curtain | Won-Dor Corp. | NA | NA | OM00045162 |  | Floor 3 Escalators | NA | NA | NA | NA | NA | NA | NA | NA | NA | NA | \Classifications\Building System Class\C10-General Building Interior\C1020 - Fire Doors\Fire Doors - FRD | 1021859
39-F1 | 39-F1 Stockton Courthouse | 39-F1-C1020-110-FRD04 | 3rd Floor Elevator Lobby Area Double Fire Curtains | Won-Dor Corp. | NA | NA | OM00045161 |  | Floor 3 Elevator Lobby Area | NA | NA | NA | NA | NA | NA | NA | NA | NA | NA | \Classifications\Building System Class\C10-General Building Interior\C1020 - Fire Doors\Fire Doors - FRD | 1021860
39-F1 | 39-F1 Stockton Courthouse | 39-F1-C1020-110-FRD06 | 5th Floor Elevator Lobby Area Double Fire Curtains | Won-Dor Corp. | NA | NA | OM00045159 |  | Floor 5 Elevator Lobby Area | NA | NA | NA | NA | NA | NA | NA | NA | NA | NA | \Classifications\Building System Class\C10-General Building Interior\C1020 - Fire Doors\Fire Doors - FRD | 1021862
39-F1 | 39-F1 Stockton Courthouse | 39-F1-C1020-110-FRD08 | 7th Floor Elevator Lobby Area Double Fire Curtains | Won-Dor Corp. | NA | NA | OM00045160 |  | Floor 7 Elevator Lobby Area | NA | NA | NA | NA | NA | NA | NA | NA | NA | NA | \Classifications\Building System Class\C10-General Building Interior\C1020 - Fire Doors\Fire Doors - FRD | 1021864
39-F1 | 39-F1 Stockton Courthouse | 39-F1-C1020-110-FRD09 | 8th Floor Elevator Lobby Area Double Fire Curtains | Won-Dor Corp. | NA | NA | OM00045156 |  | Floor 8 Elevator Lobby Area | NA | NA | NA | NA | NA | NA | NA | NA | NA | NA | \Classifications\Building System Class\C10-General Building Interior\C1020 - Fire Doors\Fire Doors - FRD | 1021865
39-F1 | 39-F1 Stockton Courthouse | 39-F1-C1020-110-FRD10 | 9th Floor Elevator Lobby Area Double Fire Curtains | Won-Dor Corp. | NA | NA | OM00045155 |  | Floor 9 Elevator Lobby Area | NA | NA | NA | NA | NA | NA | NA | NA | NA | NA | \Classifications\Building System Class\C10-General Building Interior\C1020 - Fire Doors\Fire Doors - FRD | 1021867
39-F1 | 39-F1 Stockton Courthouse | 39-F1-C1020-110-FRD11 | 10th Floor Elevator Lobby Area Double Fire Curtains | Won-Dor Corp. | NA | NA | OM00045154 |  | Floor 10 Elevator Lobby Area | NA | NA | NA | NA | NA | NA | NA | NA | NA | NA | \Classifications\Building System Class\C10-General Building Interior\C1020 - Fire Doors\Fire Doors - FRD | 1021866
39-F1 | 39-F1 Stockton Courthouse | 39-F1-C1020-110-FRD13 | 12th Floor Elevator Lobby Area Double Fire Doors | Won-Dor Corp. | NA | NA | OM00045151 |  | Floor 12 Elevator Lobby Area | NA | NA | NA | NA | NA | NA | NA | NA | NA | NA | \Classifications\Building System Class\C10-General Building Interior\C1020 - Fire Doors\Fire Doors - FRD | 1021869
39-F1 | 39-F1 Stockton Courthouse | 39-F1-D2023-100-BFP03 | Backflow Preventor BFP 03 | Zurn/Wilkins | B018154 | 375 XL RP | OM00045219 |  | First Floor Boiler Room - USE CALIFORNIA WATER SERVICE FORM | NA | NA | NA | NA | NA | NA | NA | NA | NA | NA | \Classifications\Building System Class\D20-Plumbing\D2020 - Domestic Water\Backflow Preventer - BFP | 1021877
39-F1 | 39-F1 Stockton Courthouse | 39-F1-D2023-310-HWP01 | CRP-1 Circulating Water Pump | Baldor-Reliance | W1502041895 | 84Z04050 | OM00045326 |  | Basement 2 Hot Water Heater Room | NA | NA | NA | 1 | 230/460 | 2.8/1.4 | Electric | 3 | NA | NA | \Classifications\Building System Class\D20-Plumbing\D2020 - Domestic Water\Domestic Hot Water Circulating Pump - HWP | 1021880
39-F1 | 39-F1 Stockton Courthouse | 39-F1-D2023-310-HWP03 | CRP-3 Circulating Water Pump | Baldor-Reliance | W1411172785 | 84Z04051 | OM00045324 |  | Basement 2 Hot Water Heater Room | NA | NA | NA | 1 | 230/460 | 4.0/2.0 | Electric | 3 | NA | NA | \Classifications\Building System Class\D20-Plumbing\D2020 - Domestic Water\Domestic Hot Water Circulating Pump - HWP | 1021882
39-F1 | 39-F1 Stockton Courthouse | 39-F1-D2022-260-HWG02 | GWH #2 - Domestic Water Heater | Conquest | 118086A | 40L 130A - GCL | OM00045322 |  | Basement 2 Hot Water Heater Room | NA | NA | NA | NA | 120 | 6.6 | Natural Gas | 1 | 399000 | NA | \Classifications\Building System Class\D20-Plumbing\D2020 - Domestic Water\Domestic Water Heater, Gas - HWG | 1021884
39-F1 | 39-F1 Stockton Courthouse | 39-F1-B2034-400-DOH01 | Roll up door for Electrical Room | Mckeon Door | FS000-05011EPL000403 | FS-51EP | OM00045291 |  | Floor 1 Electrical room door | NA | NA | NA | NA | NA | NA | NA | NA | NA | NA | \Classifications\Building System Class\B20-General Building Exterior\B2030 - Exterior Doors\Door,Overhead-Shutter,Manual,Elec,Roll-up - DOH | 1021888
39-F1 | 39-F1 Stockton Courthouse | 39-F1-D3021-130-BLR02 | Boiler #2 | AERCO | G14-2742 | BenchMark 2000 | OM00045222 |  | First Floor Boiler Room | NA | NA | NA | 2 | 115 | 15 | Natural Gas | 1 | 2000000 | 1880000 | \Classifications\Building System Class\D30-HVAC Systems\D3020 - Heat SYS\Boiler,Hot Water,Oil/Gas/Comb. - BLR | 1021890
39-F1 | 39-F1 Stockton Courthouse | 39-F1-D3021-130-BLR04 | Boiler #4 | AERCO | G14-2741 | BenchMark 2000 | OM00045220 |  | First Floor Boiler Room | NA | NA | NA | 2 | 115 | 15 | Natural Gas | 1 | 2000000 | 1880000 | \Classifications\Building System Class\D30-HVAC Systems\D3020 - Heat SYS\Boiler,Hot Water,Oil/Gas/Comb. - BLR | 1021892
39-F1 | 39-F1 Stockton Courthouse | 39-F1-D3030-100-TSP01 | Glycol System Pump | Baldor-Reliance | 34C62 | CL3504 | OM00045184 |  | Basement 2 Chiller Room | NA | NA | NA | 0.5 | 115/230 | 7.4/3.7 | NA | 3 | NA | NA | \Classifications\Building System Class\D30-HVAC Systems\D3030 - Cooling SYS\Thermal Storage Pump - TSP | 1021893
39-F1 | 39-F1 Stockton Courthouse | 39-F1-D3030-110-CTW01 | Cooling Tower 1 | Baltimore Aircoil Company | U14850480601014 | PT2-101 2A-3 M/WOS | OM00045136 |  | Roof Cooling Tower Area | (4) B136 each | NA | NA | NA | NA | NA | NA | NA | NA | NA | \Classifications\Building System Class\D30-HVAC Systems\D3030 - Cooling SYS\Cooling Tower - CTW | 1021894
39-F1 | 39-F1 Stockton Courthouse | 39-F1-D3030-160-ECW01 | Evaporative Cooler EC-0201 | Alliance Air Products | 2029-EC0201 | 4SB-FF-DE-PF | OM00045297 |  | Floor 2, Generator roof | Direct Drive | (4) 24x24x2, (4) 24x24x12 | NA | 7.5 | 460 | 18/25 | Electric | 3 | NA | NA | \Classifications\Building System Class\D30-HVAC Systems\D3030 - Cooling SYS\Evaporative Cooler - ECW | 1021896
39-F1 | 39-F1 Stockton Courthouse | 39-F1-D2090-230-WIP01 | Water Treatment Feed Pumps | Pro Minent | 2016131662 | BT4B1604NPB2000UD010000 | OM00045328 |  | Basement 2 Under Stairwell | NA | NA | NA | DNA | 115 | 0.65 | Electric | 1 | NA | NA | \Classifications\Building System Class\D20-Plumbing\D2090 - Other Plumbing SYS\Water Treatment Inhibitor Pump - WIP | 1021898
39-F1 | 39-F1 Stockton Courthouse | 39-F1-D3031-100-PCH01 | HTCHWP 1 | Bell & Gosset | PH014592-A | 3EB 10.125SSF | OM00045217 |  | First Floor Boiler Room | NA | NA | NA | 15 | 460 | 17.7 | Electric | 3 | NA | NA | \Classifications\Building System Class\D30-HVAC Systems\D3030 - Cooling SYS\Chilled Water Pump - PCH | 1021900
39-F1 | 39-F1 Stockton Courthouse | 39-F1-D3031-100-PCH03 | WP-3 | Bell & Gosset | PH014591-A | 38P8.875SSF | OM00045174 |  | Basement 2 Chiller Room | NA | NA | NA | 1.5 | 230/460 | 35.4-17.7 | Electric | 3 | NA | NA | \Classifications\Building System Class\D30-HVAC Systems\D3030 - Cooling SYS\Chilled Water Pump - PCH | 1021903
39-F1 | 39-F1 Stockton Courthouse | 39-F1-D3031-100-PCH05 | CHWP-1 | Bell & Gosset | PH014593-A | 4GC 11.5 SSF | OM00045176 |  | Basement 2 Chiller Room | NA | NA | NA | 30 | 230/460 | 70/35 | Electric | 3 | NA | NA | \Classifications\Building System Class\D30-HVAC Systems\D3030 - Cooling SYS\Chilled Water Pump - PCH | 1021904
39-F1 | 39-F1 Stockton Courthouse | 39-F1-D3031-100-PCH07 | CWP-1 | Bell & Gosset | PH014595-B | 6BD 8.625 SSF | OM00045181 |  | Basement 2 Chiller Room | NA | NA | NA | 30 | 230/460 | 70/35 | Electric | 3 | NA | NA | \Classifications\Building System Class\D30-HVAC Systems\D3030 - Cooling SYS\Chilled Water Pump - PCH | 1021906
39-F1 | 39-F1 Stockton Courthouse | 39-F1-D3031-100-PCH09 | CHWP - 3 (E1510) | Bell & Gosset | PH014594 - A | 5GB-10.75 SSF | OM00045183 |  | Basement 2 Chiller Room | NA | NA | NA | 30 | 460 | 35 | Electric | 3 | NA | NA | \Classifications\Building System Class\D30-HVAC Systems\D3030 - Cooling SYS\Chilled Water Pump - PCH | 1021908
39-F1 | 39-F1 Stockton Courthouse | 39-F1-D3031-100-PCH10 | CHWP - 4 (E1510) | Bell & Gosset | PH014594 - B | 5GB-10.75 SSF | OM00045182 |  | Basement 2 Chiller Room | NA | NA | NA | 30 | 460 | 35 | Electric | 3 | NA | NA | \Classifications\Building System Class\D30-HVAC Systems\D3030 - Cooling SYS\Chilled Water Pump - PCH | 1021909
39-F1 | 39-F1 Stockton Courthouse | 39-F1-D3040-120-FCU01 | Fan Coil Unit 1405 | Daikin | AUBU153100628 | E023541704200 Rev 0B | OM00045302 |  | Roof County radio equipment room | Direct Drive | 103/4"x36 3/8"x1" | NA | 0.083333333 | 208-230 | 0.6 | Electric | 1 | NA | NA | \Classifications\Building System Class\D30-HVAC Systems\D3040 - Distribution SYS\Fan Coil Unit - FCU | 1021912
39-F1 | 39-F1 Stockton Courthouse | 39-F1-D3040-120-FCU05 | Fan Coil Unit 0103 | Daikin | DNA | DNA | OM00045238 |  | First Floor MPOE/Telecom Room | Direct Drive | DNA | NA | DNA | DNA | DNA | DNA | DNA | NA | NA | \Classifications\Building System Class\D30-HVAC Systems\D3040 - Distribution SYS\Fan Coil Unit - FCU | 1021916
39-F1 | 39-F1 Stockton Courthouse | 39-F1-D3040-120-FCU08 | Fan Coil Unit 1406 | Daikin | SLPU163000740 | E025572400200 Rev0AB | OM00045301 |  | Roof courthouse radio equipment room | Direct Drive | (?) 103/4"x36 3/8"x1" | NA | 0.083333333 | 208-230 | 0.6 | Electric | 1 | NA | NA | \Classifications\Building System Class\D30-HVAC Systems\D3040 - Distribution SYS\Fan Coil Unit - FCU | 1021919
39-F1 | 39-F1 Stockton Courthouse | 39-F1-D3040-120-FCU10 | Fan Coil Unit 0202 | Daikin | DNA | DNA | OM00045287 |  | Floor 2 Electrical Room by ELE 11 | Direct Drive | DNA | NA | DNA | DNA | DNA | DNA | DNA | NA | NA | \Classifications\Building System Class\D30-HVAC Systems\D3040 - Distribution SYS\Fan Coil Unit - FCU | 1021921
39-F1 | 39-F1 Stockton Courthouse | 39-F1-D3040-120-FCU15 | Fan Coil Unit 0303 | Daikin | DNA | DNA | OM00045242 |  | Floor 3 IDF Room by public elevators | Direct Drive | DNA | NA | DNA | DNA | DNA | DNA | DNA | NA | NA | \Classifications\Building System Class\D30-HVAC Systems\D3040 - Distribution SYS\Fan Coil Unit - FCU | 1021926
39-F1 | 39-F1 Stockton Courthouse | 39-F1-D3040-120-FCU16 | Fan Coil Unit 0401 | Daikin | DNA | DNA | OM00045274 |  | Floor 4 Electrical Room by ELE's 7/8 | Direct Drive | DNA | NA | DNA | DNA | DNA | DNA | DNA | NA | NA | \Classifications\Building System Class\D30-HVAC Systems\D3040 - Distribution SYS\Fan Coil Unit - FCU | 1021927
39-F1 | 39-F1 Stockton Courthouse | 39-F1-D3040-120-FCU17 | Fan Coil Unit 0402 | Daikin | DNA | DNA | OM00045269 |  | Floor 4 Electrical Room by ELE 11 | Direct Drive | DNA | NA | DNA | DNA | DNA | DNA | DNA | NA | NA | \Classifications\Building System Class\D30-HVAC Systems\D3040 - Distribution SYS\Fan Coil Unit - FCU | 1021928
39-F1 | 39-F1 Stockton Courthouse | 39-F1-D3040-120-FCU18 | Fan Coil Unit 0403 | Daikin | DNA | DNA | OM00045243 |  | Floor 4 IDF Room by public elevators | Direct Drive | DNA | NA | DNA | DNA | DNA | DNA | DNA | NA | NA | \Classifications\Building System Class\D30-HVAC Systems\D3040 - Distribution SYS\Fan Coil Unit - FCU | 1021929
39-F1 | 39-F1 Stockton Courthouse | 39-F1-D3040-120-FCU19 | Fan Coil Unit 0501 | Daikin | DNA | DNA | OM00045244 |  | Floor 5 IDF Room by public elevators | Direct Drive | DNA | NA | DNA | DNA | DNA | DNA | DNA | NA | NA | \Classifications\Building System Class\D30-HVAC Systems\D3040 - Distribution SYS\Fan Coil Unit - FCU | 1021930
39-F1 | 39-F1 Stockton Courthouse | 39-F1-D3040-120-FCU20 | Fan Coil Unit 0601 | Daikin | DNA | DNA | OM00045268 |  | Floor 6 Electrical Room by ELE's7/8 | Direct Drive | DNA | NA | DNA | DNA | DNA | DNA | DNA | NA | NA | \Classifications\Building System Class\D30-HVAC Systems\D3040 - Distribution SYS\Fan Coil Unit - FCU | 1021931
39-F1 | 39-F1 Stockton Courthouse | 39-F1-D3040-120-FCU21 | Fan Coil Unit 0602 | Daikin | DNA | DNA | OM00045267 |  | Floor 6 Electrical Room by ELE 11 | Direct Drive | DNA | NA | DNA | DNA | DNA | DNA | DNA | NA | NA | \Classifications\Building System Class\D30-HVAC Systems\D3040 - Distribution SYS\Fan Coil Unit - FCU | 1021932
39-F1 | 39-F1 Stockton Courthouse | 39-F1-D3040-120-FCU25 | Fan Coil Unit 0703 | Daikin | DNA | DNA | OM00045249 |  | Floor 7 IDF Room by public elevators | Direct Drive | DNA | NA | DNA | DNA | DNA | DNA | DNA | NA | NA | \Classifications\Building System Class\D30-HVAC Systems\D3040 - Distribution SYS\Fan Coil Unit - FCU | 1021936
39-F1 | 39-F1 Stockton Courthouse | 39-F1-D3040-120-FCU26 | Fan Coil Unit 0801 | Daikin | DNA | DNA | OM00045264 |  | Floor 8 Electrical Room by ELE's 7/8 | Direct Drive | DNA | NA | DNA | DNA | DNA | DNA | DNA | NA | NA | \Classifications\Building System Class\D30-HVAC Systems\D3040 - Distribution SYS\Fan Coil Unit - FCU | 1021937
39-F1 | 39-F1 Stockton Courthouse | 39-F1-D3040-120-FCU27 | Fan Coil Unit 0802 | Daikin | DNA | DNA | OM00045263 |  | Floor 8 Electrical Room by ELE 11 | Direct Drive | DNA | NA | DNA | DNA | DNA | DNA | DNA | NA | NA | \Classifications\Building System Class\D30-HVAC Systems\D3040 - Distribution SYS\Fan Coil Unit - FCU | 1021938
39-F1 | 39-F1 Stockton Courthouse | 39-F1-D3040-120-FCU28 | Fan Coil Unit 0803 | Daikin | DNA | DNA | OM00045250 |  | Floor 8 IDF Room by public elevators | Direct Drive | DNA | NA | DNA | DNA | DNA | DNA | DNA | NA | NA | \Classifications\Building System Class\D30-HVAC Systems\D3040 - Distribution SYS\Fan Coil Unit - FCU | 1021939
39-F1 | 39-F1 Stockton Courthouse | 39-F1-D3040-120-FCU29 | Fan Coil Unit 0901 | Daikin | DNA | DNA | OM00045261 |  | Floor 9 Electrical Room by ELE's 7/8 | Direct Drive | DNA | NA | DNA | DNA | DNA | DNA | DNA | NA | NA | \Classifications\Building System Class\D30-HVAC Systems\D3040 - Distribution SYS\Fan Coil Unit - FCU | 1021940
39-F1 | 39-F1 Stockton Courthouse | 39-F1-D3040-120-FCU31 | Fan Coil Unit 0903 | Daikin | DNA | DNA | OM00045251 |  | Floor 9 IDF Room by public elevators | Direct Drive | DNA | NA | DNA | DNA | DNA | DNA | DNA | NA | NA | \Classifications\Building System Class\D30-HVAC Systems\D3040 - Distribution SYS\Fan Coil Unit - FCU | 1021942
39-F1 | 39-F1 Stockton Courthouse | 39-F1-D3040-120-FCU38 | Fan Coil Unit 1201 | Daikin | DNA | DNA | OM00045258 |  | Floor 12 Electrical Room by ELE's 7/8 | Direct Drive | DNA | NA | DNA | DNA | DNA | DNA | DNA | NA | NA | \Classifications\Building System Class\D30-HVAC Systems\D3040 - Distribution SYS\Fan Coil Unit - FCU | 1021943
39-F1 | 39-F1 Stockton Courthouse | 39-F1-D3040-120-FCU39 | Fan Coil Unit 1202 | Daikin | DNA | DNA | OM00045257 |  | Floor 12 Electrical Room by ELE 11 | Direct Drive | DNA | NA | DNA | DNA | DNA | DNA | DNA | NA | NA | \Classifications\Building System Class\D30-HVAC Systems\D3040 - Distribution SYS\Fan Coil Unit - FCU | 1021944
39-F1 | 39-F1 Stockton Courthouse | 39-F1-D3040-120-FCU44 | Fan Coil Unit B101 | Daikin | DNA | DNA | OM00045211 |  | Basement 1 IDF Room Attorney Interview area | Direct Drive | DNA | NA | DNA | DNA | DNA | DNA | DNA | NA | NA | \Classifications\Building System Class\D30-HVAC Systems\D3040 - Distribution SYS\Fan Coil Unit - FCU | 1021949
39-F1 | 39-F1 Stockton Courthouse | 39-F1-D3041-110-AHU03 | Air Handling Unit AHU-0101 | Alliance Air Products | 2029 AHU 010 | 4SB-33.25-EC-FF-CW-AS-PF | OM00045215 |  | Floor 1 Boiler Room | NA | Pre-Filters: MFG American Air Filter, Model OerfectPLeat SC M8, MERV 8. QTY four (4) 24"X24"X2" and QTY Three (3) 20"X24"X2". Final Filters Final Filters: MFG American Air Filter, Model Vericel RF DH, MERV 14. QTY Four (4) 24"X24"X12" and Qty Three (3) 20"X24"X12". | NA | 25HP | 460 | DNA | Electric | 3 | NA | NA | \Classifications\Building System Class\D30-HVAC Systems\D3040 - Distribution SYS\Air Handling Unit - AHU | 1021952
39-F1 | 39-F1 Stockton Courthouse | 39-F1-D3041-110-AHU04 | Air Handling Unit AHU-0301 | Alliance Air Products | 2029 AHU 0301 | 4SB-10.5-AS-PF-EC-FF-HW-CW-PF | OM00045199 |  | 3rd Flr. North Air Handler Rm. | NA | (2) 24x24x2, (2) 24x12x2, (2) 24x24x12, (2) 24x12x12 | NA | 10HP - Supply Fan, 1Hp - Return Fan | 460 | 11.6 | Electric | 3 | NA | NA | \Classifications\Building System Class\D30-HVAC Systems\D3040 - Distribution SYS\Air Handling Unit - AHU | 1021953
39-F1 | 39-F1 Stockton Courthouse | 39-F1-D3041-110-AHU07 | Air Handling Unit AHU-0304 | Alliance Air Products | 2029 AHU 0304 | 4SB-16-PF-EC-FF-HW-CW-PF | OM00045213 |  | 3rd Flr. South Air Handler Rm. | NA | (4) 24x24x2, (2) 24x12x2, (4) 24x24x12, (2) 24x12x12 | NA | 10HP - Supply Fan, 5Hp - Return Fan | 460 | 12.2 | Electric | 3 | NA | NA | \Classifications\Building System Class\D30-HVAC Systems\D3040 - Distribution SYS\Air Handling Unit - AHU | 1021956
39-F1 | 39-F1 Stockton Courthouse | 39-F1-D3041-110-AHU08 | Air Handling Unit AHU-0401 | Alliance Air Products | 2029 AHU 0401 | 4SB-12.33-PF-EC-FF-HW-CW-PF | OM00045198 |  | 4th Flr. North Air Handler Rm. | NA | (4) 24x24x2, (4) 24x24x12 | NA | 10HP - Supply Fan, 7.5Hp - Return Fan | 460 | 14.4 | Electric | 3 | NA | NA | \Classifications\Building System Class\D30-HVAC Systems\D3040 - Distribution SYS\Air Handling Unit - AHU | 1021957
39-F1 | 39-F1 Stockton Courthouse | 39-F1-D3041-110-AHU09 | Air Handling Unit AHU-0402 | Alliance Air Products | 2029 AHU 0402 | 4SB-15-PF-EC-FF-CW-FF | OM00045197 |  | 4th Flr. South Air Handler Rm. | NA | (4) 24x24x2, (4) 24x24x12 | NA | 10HP - Supply Fan, 7.5Hp - Return Fan | 460 | 14.4 | Electric | 3 | NA | NA | \Classifications\Building System Class\D30-HVAC Systems\D3040 - Distribution SYS\Air Handling Unit - AHU | 1021958
39-F1 | 39-F1 Stockton Courthouse | 39-F1-D3041-110-AHU11 | Air Handling Unit AHU-0404 | Alliance Air Products | 2029 AHU 0404 | 4SB-13.6-PF-EC-FF-CW-PF | OM00045273 |  | 4th Flr Center Mechanical Room | NA | (6) 24x24x2, (6) 24x12x2, (3)24x24x12, (3) 24x12x12 | NA | 10HP - Supply Fan, 10 HP Return Fan | 460 | DNA | Electric | 3 | NA | NA | \Classifications\Building System Class\D30-HVAC Systems\D3040 - Distribution SYS\Air Handling Unit - AHU | 1021960
39-F1 | 39-F1 Stockton Courthouse | 39-F1-D3041-110-AHU12 | Air Handling Unit AHU-0405 | Alliance Air Products | 2029 AHU 0405 | 4SB-5.0-MB-FF-CW-PF | OM00045272 |  | 4th Flr. Center Mechanical Room | NA | (1) 24x24x2, (1) 24x12x2, (1)24x24x12, (1) 24x12x12 | NA | 5 HP - Supply Fan | 460 | DNA | Electric | 3 | NA | NA | \Classifications\Building System Class\D30-HVAC Systems\D3040 - Distribution SYS\Air Handling Unit - AHU | 1021961
39-F1 | 39-F1 Stockton Courthouse | 39-F1-D3041-110-AHU13 | Air Handling Unit AHU-0501 | Alliance Air Products | 2029 AHU 0501 | 4SB-15.5-PP-EC-FF-HW-CW-PF | OM00045195 |  | 5th Flr. South Air Handler Rm. | NA | (4) 24x24x2, (4) 24x24x12 | NA | 10HP - Supply Fan 7.5HP Return Fan | 460 | 12.2 | Electric | 3 | NA | NA | \Classifications\Building System Class\D30-HVAC Systems\D3040 - Distribution SYS\Air Handling Unit - AHU | 1021962
39-F1 | 39-F1 Stockton Courthouse | 39-F1-D3041-110-AHU14 | Air Handling Unit AHU-0502 | Alliance Air Products | 2029 AHU 0502 | 4SB-14.4-PF-EC-FF-CW-PF | OM00045196 |  | 5th Flr. North Air Handler Rm. | NA | (4) 24x24x2, (4) 24x24x12 | NA | 10HP - Supply Fan 7.5HP Return Fan | 460 | 12.2 | Electric | 3 | NA | NA | \Classifications\Building System Class\D30-HVAC Systems\D3040 - Distribution SYS\Air Handling Unit - AHU | 1021963
39-F1 | 39-F1 Stockton Courthouse | 39-F1-D3041-110-AHU15 | Air Handling Unit AHU-0601 | Alliance Air Products | 2029 AHU 0601 | 4SB-14.4-PF-EC-FF-CW-PF | OM00045194 |  | 6th Flr. South Air Handler Rm. | NA | (4) 24x24x2, (4) 24x24x12 | NA | 10HP - Supply Fan 7.5HP Return Fan | 460 | 12.2 | Electric | 3 | NA | NA | \Classifications\Building System Class\D30-HVAC Systems\D3040 - Distribution SYS\Air Handling Unit - AHU | 1021964
39-F1 | 39-F1 Stockton Courthouse | 39-F1-D3041-110-AHU16 | Air Handling Unit AHU-0602 | Alliance Air Products | 2029 AHU 0602 | 4SB-15-PF-EC-FF-CW-PF | OM00045193 |  | 6th Flr. North Air Handler Rm. | NA | (4) 24x24x2, (4) 24x24x12 | NA | 10HP - Supply Fan 7.5HP Return Fan | 460 | 12.2 | Electric | 3 | NA | NA | \Classifications\Building System Class\D30-HVAC Systems\D3040 - Distribution SYS\Air Handling Unit - AHU | 1021966
39-F1 | 39-F1 Stockton Courthouse | 39-F1-D3041-110-AHU18 | Air Handling Unit AHU-0702 | Alliance Air Products | 2029 AHU 0702 | 4SB-14.3-PF-EC-FF-CW-PF | OM00045192 |  | 7 th Flr. North Air Handler Room | NA | (4) 24x24x2, (4) 24x24x12 | NA | 10HP - Supply Fan 7.5HP Return Fan | 460 | 12.2 | Electric | 3 | NA | NA | \Classifications\Building System Class\D30-HVAC Systems\D3040 - Distribution SYS\Air Handling Unit - AHU | 1021968
39-F1 | 39-F1 Stockton Courthouse | 39-F1-D3041-110-AHU19 | Air Handling Unit AHU-0801 | Alliance Air Products | 2029 AHU 0801 | 4SB-15.5-PF-EC-FF-CW-PF | OM00045190 |  | 8 th Flr. North Air Handler Room | NA | (4) 24x24x2, (4) 24x24x12 | NA | 10HP - Supply Fan 7.5HP Return Fan | 460 | 12.2 | Electric | 3 | NA | NA | \Classifications\Building System Class\D30-HVAC Systems\D3040 - Distribution SYS\Air Handling Unit - AHU | 1021967
39-F1 | 39-F1 Stockton Courthouse | 39-F1-D3041-110-AHU20 | Air Handling Unit AHU-0802 | Alliance Air Products | 2029 AHU 0802 | 4SB-14-37-PF-EC-FF-CW-PF | OM00045189 |  | 8 th Flr. South Air Handler Room | NA | (4) 24x24x2, (4) 24x24x12 | NA | 10HP - Supply Fan 7.5HP Return Fan | 460 | 12.2 | Electric | 3 | NA | NA | \Classifications\Building System Class\D30-HVAC Systems\D3040 - Distribution SYS\Air Handling Unit - AHU | 1021969
39-F1 | 39-F1 Stockton Courthouse | 39-F1-D3041-110-AHU21 | Air Handling Unit AHU-0901 | Alliance Air Products | 2029 AHU 0901 | 4SB-16-PF-EC-FF-CW-PF | OM00045343 |  | 9 th Flr. North Air Handler Room | NA | (4) 24x24x2, (4) 24x24x12 | NA | 10HP - Supply Fan 7.5HP Return Fan | 460 | 12.2 | Electric | 3 | NA | NA | \Classifications\Building System Class\D30-HVAC Systems\D3040 - Distribution SYS\Air Handling Unit - AHU | 1021970
39-F1 | 39-F1 Stockton Courthouse | 39-F1-D3041-110-AHU23 | Air Handling Unit AHU-1001 | Alliance Air Products | 2029 AHU 1001 | 4SB-16-PF-CE-FF-CL-FF | OM00045342 |  | 10 th Flr. North Air Handler Room | NA | (4) 24x24x2, (4) 24x24x12 | NA | 10HP - Supply Fan 7.5HP Return Fan | 460 | 12.2 | Electric | 3 | NA | NA | \Classifications\Building System Class\D30-HVAC Systems\D3040 - Distribution SYS\Air Handling Unit - AHU | 1021972
39-F1 | 39-F1 Stockton Courthouse | 39-F1-D3041-110-AHU24 | Air Handling Unit AHU-1002 | Alliance Air Products | 2029 AHU 1002 | 1404-2029 | OM00045341 |  | 10 th Flr. South Air Handler Room | NA | (4) 24x24x2, (4) 24x24x12 | NA | 10HP - Supply Fan 7.5HP Return Fan | 460 | 12.2 | Electric | 3 | NA | NA | \Classifications\Building System Class\D30-HVAC Systems\D3040 - Distribution SYS\Air Handling Unit - AHU | 1021974
39-F1 | 39-F1 Stockton Courthouse | 39-F1-D3041-110-AHU28 | Air Handling Unit AHU-1402 | Alliance Air Products | 2029 AHU 1402 | 4SB-10.75-AS FF-HW-CW-PF | OM00045126 |  | Roof Penthouse -Level 3-11 Holding Area North | NA | (3) 12x24x2, (6) 20x24x2, (3) 12x24x12, (6) 20x24x12 | NA | 15HP - Supply Fan 5HP Return Fan | 460 | 9 | Electric | 3 | NA | NA | \Classifications\Building System Class\D30-HVAC Systems\D3040 - Distribution SYS\Air Handling Unit - AHU | 1021975
39-F1 | 39-F1 Stockton Courthouse | 39-F1-D3041-110-AHU30 | Air Handling Unit AHU-1404 | Alliance Air Products | 2029 AHU 1404 | 4SB-24.6-PF-EC-FF-HW-CW-PF | OM00045123 |  | Roof Penthouse | NA | (2) 24x24x2, (2) 24x12x2, (2) 24x24x12, (2) 24x12x12 | NA | 7.5HP - Supply Fan | 460 | 9 | Electric | 3 | NA | NA | \Classifications\Building System Class\D30-HVAC Systems\D3040 - Distribution SYS\Air Handling Unit - AHU | 1021977
39-F1 | 39-F1 Stockton Courthouse | 39-F1-D3041-110-AHU31 | Air Handling Unit AHU-1405 | Alliance Air Products | 2029 AHU 1405 | 4SB-8.5-AS-FF-HW-CW-RF | OM00045134 |  | Roof Cooling Tower Area Level 3-10 Holding Area South | NA | (2) 24x24x2, (2) 24x24x12 | NA | 7.5 | 460 | 9 | NA | 3 | NA | NA | \Classifications\Building System Class\D30-HVAC Systems\D3040 - Distribution SYS\Air Handling Unit - AHU | 1021978
39-F1 | 39-F1 Stockton Courthouse | 39-F1-D2023-100-BFP01 | Backflow Preventor BFP 01 | Zurn / Wilkins | A231710 | 375 RP - 175 psig / 180ﾰ F | OM00034248 |  | Basement 2 Sewage Room - USE CALIFORNIA WATER SERVICE FORM | NA | NA | NA | NA | NA | NA | NA | NA | NA | NA | \Classifications\Building System Class\D20-Plumbing\D2020 - Domestic Water\Backflow Preventer - BFP | 1021874
39-F1 | 39-F1 Stockton Courthouse | 39-F1-D2023-100-BFP04 | Backflow Preventor BFP 04 | Zurn/Wilkins | A422483 | 3/4" 375 RP | OM00045210 |  | Floor 1 Vestibule 01811 Main IDF Room entrance - USE CALIFORNIA WATER SERVICE FORM | NA | NA | NA | NA | NA | NA | NA | NA | NA | NA | \Classifications\Building System Class\D20-Plumbing\D2020 - Domestic Water\Backflow Preventer - BFP | 1021876
39-F1 | 39-F1 Stockton Courthouse | 39-F1-D2023-100-BFP05 | Backflow Preventor BFP 05 (Evap Cooler Supply) | Zurn/Wilkins | A422489 | 3/4" 375 XL BP | OM00045298 |  | Floor 2 (roof) in Evaporative Cooler Pit - USE CALIFORNIA WATER SERVICE FORM | NA | NA | NA | NA | NA | NA | NA | NA | NA | NA | \Classifications\Building System Class\D20-Plumbing\D2020 - Domestic Water\Backflow Preventer - BFP | 1021878
39-F1 | 39-F1 Stockton Courthouse | 39-F1-D2023-100-BFP10 | Landscape Backflow Preventor BFP10 | Zurn | 4337133 | 975XL2 | OM00045439 |  | Grounds South East back of building - USE CALIFORNIA WATER SERVICE FORM | NA | NA | NA | NA | NA | NA | NA | NA | NA | NA | \Classifications\Building System Class\D20-Plumbing\D2020 - Domestic Water\Backflow Preventer - BFP | 1021879
39-F1 | 39-F1 Stockton Courthouse | 39-F1-D2023-310-HWP02 | CRP-2 Circulating Water Pump | Baldor-Reliance | W1501221305 | 84Z04050 | OM00045325 |  | Basement 2 Hot Water Heater Room | NA | NA | NA | 1 | 230/460 | 2.8/1.4 | Electric | 3 | NA | NA | \Classifications\Building System Class\D20-Plumbing\D2020 - Domestic Water\Domestic Hot Water Circulating Pump - HWP | 1021881
39-F1 | 39-F1 Stockton Courthouse | 39-F1-D2022-260-HWG01 | GWH #1 - Domestic Water Heater | Conquest | 117870A | 60L 130A - GCML | OM00045321 |  | Basement 2 Hot Water Heater Room | NA | NA | NA | NA | 120 | 6.6 | Natural Gas | 1 | 600000 | NA | \Classifications\Building System Class\D20-Plumbing\D2020 - Domestic Water\Domestic Water Heater, Gas - HWG | 1021883
39-F1 | 39-F1 Stockton Courthouse | 39-F1-D2022-260-HWG03 | GWH #3 - Domestic Water Heater | Conquest | 138866 | 30L 100A - GCL | OM00045323 |  | Basement 2 Hot Water Heater Room | NA | NA | NA | NA | 120 | 3.5 | Natural Gas | 1 | 300000 | NA | \Classifications\Building System Class\D20-Plumbing\D2020 - Domestic Water\Domestic Water Heater, Gas - HWG | 1021885
39-F1 | 39-F1 Stockton Courthouse | 39-F1-D2030-410-PMS01 | Sewage Ejector Pump | SJE Rhombus | 62645 / X-15040 | 3241W301H5AE6A10E17G19FT | OM00034245 |  | Basement 2 Sewage Room | NA | NA | NA | DNA | 480 | 13.2 | Electric | 3 | NA | NA | \Classifications\Building System Class\D20-Plumbing\D2030 - Sani Waste\Sewage Ejector Pump - PMS | 1021886
39-F1 | 39-F1 Stockton Courthouse | 39-F1-D2030-410-PMS02 | Storm Ejector Pumps | SJE Rhombus | 626233X-15036 | 3241W201H5AE6A10E17G19FT | OM00034246 |  | Basement 2 - Sewage Rm. | NA | NA | NA | #1 #2 | 480 480 | FLA: 2.5-4 Total: 8.6 | Electric | 3 | NA | NA | \Classifications\Building System Class\D20-Plumbing\D2030 - Sani Waste\Sewage Ejector Pump - PMS | 1021887
39-F1 | 39-F1 Stockton Courthouse | 39-F1-D3021-130-BLR01 | Boiler #1 | AERCO | G14-2744 | BenchMark 2000 | OM00045223 |  | First Floor Boiler Room | NA | NA | NA | 2 | 115 | 15 | Natural Gas | 1 | 2000000 | 1880000 | \Classifications\Building System Class\D30-HVAC Systems\D3020 - Heat SYS\Boiler,Hot Water,Oil/Gas/Comb. - BLR | 1021889
39-F1 | 39-F1 Stockton Courthouse | 39-F1-D3021-130-BLR03 | Boiler #3 | AERCO | G14-2743 | BenchMark 2000 | OM00045221 |  | First Floor Boiler Room | NA | NA | NA | 2 | 115 | 15 | Natural Gas | 1 | 2000000 | 1880000 | \Classifications\Building System Class\D30-HVAC Systems\D3020 - Heat SYS\Boiler,Hot Water,Oil/Gas/Comb. - BLR | 1021891
39-F1 | 39-F1 Stockton Courthouse | 39-F1-D3030-110-CTW02 | Cooling Tower 2 | Baltimore Aircoil Company | U1485048060102 | PT2-101 2A-3 M/WOS | OM00045139 |  | Roof Cooling Tower Area | (4) B136 each | NA | NA | NA | NA | NA | NA | NA | NA | NA | \Classifications\Building System Class\D30-HVAC Systems\D3030 - Cooling SYS\Cooling Tower - CTW | 1021895
39-F1 | 39-F1 Stockton Courthouse | 39-F1-D3030-310-CTF01 | Tower Cleaner Pump System | Armstrong | 766965 | 4X3X6W 4280 | OM00045137 |  | Roof Cooling Tower Area | NA | NA | NA | 10 | 480 | 28 | NA | 3 | NA | NA | \Classifications\Building System Class\D30-HVAC Systems\D3030 - Cooling SYS\Cooling Tower Filter - CTF | 1021897
39-F1 | 39-F1 Stockton Courthouse | 39-F1-D2090-230-WIP02 | Water Feature Feed Pump | Pentair | 56PP100TPH302 | WFK-4/011641 | OM00039033 |  | Basement 2 Sewage Room | NA | NA | NA | 1.65 | 208/230 460 | DNA | Electric | 3 | NA | NA | \Classifications\Building System Class\D20-Plumbing\D2090 - Other Plumbing SYS\Water Treatment Inhibitor Pump - WIP | 1021899
39-F1 | 39-F1 Stockton Courthouse | 39-F1-D3031-100-PCH02 | HTCHWP 2 | Bell & Gosset | PH014592-B | 3EB 10.125SSF | OM00045218 |  | First Floor Boiler Room | NA | NA | NA | 15 | 460 | 17.7 | Electric | 3 | NA | NA | \Classifications\Building System Class\D30-HVAC Systems\D3030 - Cooling SYS\Chilled Water Pump - PCH | 1021901
39-F1 | 39-F1 Stockton Courthouse | 39-F1-D3031-100-PCH04 | CWP-4 | Bell & Gosset | PH014591-B | 38P8.875SSF | OM00045175 |  | Basement 2 Chiller Room | NA | NA | NA | 1.5 | 230/460 | 35.4-17.7 | Electric | 3 | NA | NA | \Classifications\Building System Class\D30-HVAC Systems\D3030 - Cooling SYS\Chilled Water Pump - PCH | 1021902
39-F1 | 39-F1 Stockton Courthouse | 39-F1-D3031-100-PCH06 | CHWP-2 | Bell & Gosset | PH014593-B | 4GC 11.5 SSF | OM00045177 |  | Basement 2 Chiller Room | NA | NA | NA | 30 | 230/460 | 70/35 | Electric | 3 | NA | NA | \Classifications\Building System Class\D30-HVAC Systems\D3030 - Cooling SYS\Chilled Water Pump - PCH | 1021905
39-F1 | 39-F1 Stockton Courthouse | 39-F1-D3031-100-PCH08 | CWP-2 | Bell & Gosset | PH014595-A | 6BD 6.625 SSF | OM00045180 |  | Basement 2 Chiller Room | NA | NA | NA | 30 | 230/460 | 70/35 | Electric | 3 | NA | NA | \Classifications\Building System Class\D30-HVAC Systems\D3030 - Cooling SYS\Chilled Water Pump - PCH | 1021907
39-F1 | 39-F1 Stockton Courthouse | 39-F1-D3031-130-CLR01 | Chiller # 1 | Trane | L14M05298 | CVHE050FA5H0PC0252559E7R1G00000003B100DA | OM00045178 |  | Basement 2 Chiller Room | NA | NA | R-123 | NA | 460 | 469 | Electric | 3 | NA | NA | \Classifications\Building System Class\D30-HVAC Systems\D3030 - Cooling SYS\Chiller, Water Cooled - CLR | 1021910
39-F1 | 39-F1 Stockton Courthouse | 39-F1-D3031-130-CLR02 | Chiller # 2 | Trane | U15A00936 | RTHD-UBIF-ABIN-3LAH-B1A2-LAHA-VXQA-EXAB-BOY1-46FC-XT7X-XXXX-DXX | OM00045179 |  | Basement 2 Chiller Room | NA | NA | R-134A | NA | 460 | RLA: 146 | Electric | 3 | NA | NA | \Classifications\Building System Class\D30-HVAC Systems\D3030 - Cooling SYS\Chiller, Water Cooled - CLR | 1021911
39-F1 | 39-F1 Stockton Courthouse | 39-F1-D3040-120-FCU02 | Fan Coil Unit B203 | Daikin | A003038 | FMXQ72MVJU | OM00045308 |  | Basement 2 Fresh Water Booster Pump Room | Direct Drive | DNA | NA | DNA | 208 | 7.6 | Electric | 1 | NA | NA | \Classifications\Building System Class\D30-HVAC Systems\D3040 - Distribution SYS\Fan Coil Unit - FCU | 1021913
39-F1 | 39-F1 Stockton Courthouse | 39-F1-D3040-120-FCU03 | Fan Coil Unit 0101 | Daikin | DNA | DNA | OM00045290 |  | Floor 1 Electrical Room by ELE's 7/8 | Direct Drive | DNA | NA | DNA | DNA | DNA | DNA | DNA | NA | NA | \Classifications\Building System Class\D30-HVAC Systems\D3040 - Distribution SYS\Fan Coil Unit - FCU | 1021914
39-F1 | 39-F1 Stockton Courthouse | 39-F1-D3040-120-FCU04 | Fan Coil Unit 0102 | Daikin | DNA | DNA | OM00045240 |  | Floor 1 Electrical Room by ELE 11 | Direct Drive | DNA | NA | DNA | DNA | DNA | DNA | DNA | NA | NA | \Classifications\Building System Class\D30-HVAC Systems\D3040 - Distribution SYS\Fan Coil Unit - FCU | 1021915
39-F1 | 39-F1 Stockton Courthouse | 39-F1-D3040-120-FCU06 | Fan Coil Unit 0104 | Daikin | DNA | DNA | OM00045289 |  | Floor 1 Electrical Rm 01505 IDF Room by 6-Pack elevators | Direct Drive | DNA | NA | DNA | DNA | DNA | DNA | DNA | NA | NA | \Classifications\Building System Class\D30-HVAC Systems\D3040 - Distribution SYS\Fan Coil Unit - FCU | 1021917
39-F1 | 39-F1 Stockton Courthouse | 39-F1-D3040-120-FCU07 | Fan Coil Unit 0107 | Daikin | 668767721-B | E025565100300 Rev 0A | OM00045239 |  | First Floor Electrical Room by ELE 11 | Direct Drive | DNA | NA | 0.25 | 115 | 2.3 | DNA | 1 | NA | NA | \Classifications\Building System Class\D30-HVAC Systems\D3040 - Distribution SYS\Fan Coil Unit - FCU | 1021918
39-F1 | 39-F1 Stockton Courthouse | 39-F1-D3040-120-FCU09 | Fan Coil Unit 0201 | Daikin | DNA | DNA | OM00045288 |  | Floor 2 Electrical Room by ELE's 7/8 | Direct Drive | DNA | NA | DNA | DNA | DNA | DNA | DNA | NA | NA | \Classifications\Building System Class\D30-HVAC Systems\D3040 - Distribution SYS\Fan Coil Unit - FCU | 1021920
39-F1 | 39-F1 Stockton Courthouse | 39-F1-D3040-120-FCU11 | Fan Coil Unit 0203 | Daikin | DNA | DNA | OM00045241 |  | Floor 2 IDF room by public elevators | Direct Drive | DNA | NA | DNA | DNA | DNA | DNA | DNA | NA | NA | \Classifications\Building System Class\D30-HVAC Systems\D3040 - Distribution SYS\Fan Coil Unit - FCU | 1021923
39-F1 | 39-F1 Stockton Courthouse | 39-F1-D3040-120-FCU12 | Fan Coil Unit 1301 | Daikin | DNA | DNA | OM00045150 |  | 13th Flr. IT Room | Direct Drive | DNA | NA | DNA | DNA | DNA | Electric | DNA | NA | NA | \Classifications\Building System Class\D30-HVAC Systems\D3040 - Distribution SYS\Fan Coil Unit - FCU | 1021922
39-F1 | 39-F1 Stockton Courthouse | 39-F1-D3040-120-FCU13 | Fan Coil Unit 0301 | Daikin | DNA | DNA | OM00045285 |  | Floor 3 Electrical Room by ELE's 7/8 | Direct Drive | DNA | NA | DNA | DNA | DNA | DNA | DNA | NA | NA | \Classifications\Building System Class\D30-HVAC Systems\D3040 - Distribution SYS\Fan Coil Unit - FCU | 1021924
39-F1 | 39-F1 Stockton Courthouse | 39-F1-D3040-120-FCU14 | Fan Coil Unit 0302 | Daikin | DNA | DNA | OM00045286 |  | Floor 3 Electrical Room by ELE 11 | Direct Drive | DNA | NA | DNA | DNA | DNA | DNA | DNA | NA | NA | \Classifications\Building System Class\D30-HVAC Systems\D3040 - Distribution SYS\Fan Coil Unit - FCU | 1021925
39-F1 | 39-F1 Stockton Courthouse | 39-F1-D3040-120-FCU22 | Fan Coil Unit 0603 | Daikin | DNA | DNA | OM00045248 |  | Floor 6 IDF Room by public elevators | Direct Drive | DNA | NA | DNA | DNA | DNA | DNA | DNA | NA | NA | \Classifications\Building System Class\D30-HVAC Systems\D3040 - Distribution SYS\Fan Coil Unit - FCU | 1021933
39-F1 | 39-F1 Stockton Courthouse | 39-F1-D3040-120-FCU23 | Fan Coil Unit 0701 | Daikin | DNA | DNA | OM00045265 |  | Floor 7 Electrical Room by ELE's 7/8 | Direct Drive | DNA | NA | DNA | DNA | DNA | DNA | DNA | NA | NA | \Classifications\Building System Class\D30-HVAC Systems\D3040 - Distribution SYS\Fan Coil Unit - FCU | 1021934
39-F1 | 39-F1 Stockton Courthouse | 39-F1-D3040-120-FCU24 | Fan Coil Unit 0702 | Daikin | DNA | DNA | OM00045266 |  | Floor 7 Electrical Room by ELE 11 | Direct Drive | DNA | NA | DNA | DNA | DNA | DNA | DNA | NA | NA | \Classifications\Building System Class\D30-HVAC Systems\D3040 - Distribution SYS\Fan Coil Unit - FCU | 1021935
39-F1 | 39-F1 Stockton Courthouse | 39-F1-D3040-120-FCU30 | Fan Coil Unit 0902 | Daikin | DNA | DNA | OM00045262 |  | Floor 9 Electrical Room by ELE 11 | Direct Drive | DNA | NA | DNA | DNA | DNA | DNA | DNA | NA | NA | \Classifications\Building System Class\D30-HVAC Systems\D3040 - Distribution SYS\Fan Coil Unit - FCU | 1021941
39-F1 | 39-F1 Stockton Courthouse | 39-F1-D3040-120-FCU40 | Fan Coil Unit 1203 | Daikin | DNA | DNA | OM00045254 |  | Floor 12 IDF Room by Elevator 10 Machine room | Direct Drive | DNA | NA | DNA | DNA | DNA | DNA | DNA | NA | NA | \Classifications\Building System Class\D30-HVAC Systems\D3040 - Distribution SYS\Fan Coil Unit - FCU | 1021945
39-F1 | 39-F1 Stockton Courthouse | 39-F1-D3040-120-FCU41 | Fan Coil Unit B102 | Daikin | DNA | DNA | OM00045292 |  | Basement 1 Electrical Room by ELE 11 | Direct Drive | DNA | NA | DNA | DNA | DNA | DNA | DNA | NA | NA | \Classifications\Building System Class\D30-HVAC Systems\D3040 - Distribution SYS\Fan Coil Unit - FCU | 1021946
39-F1 | 39-F1 Stockton Courthouse | 39-F1-D3040-120-FCU42 | Fan Coil Unit B201 | Daikin | DNA | DNA | OM00045296 |  | Basement 2 IDF RM B2302 Parking garge near Hot water heater room | Direct Drive | DNA | NA | DNA | DNA | DNA | DNA | DNA | NA | NA | \Classifications\Building System Class\D30-HVAC Systems\D3040 - Distribution SYS\Fan Coil Unit - FCU | 1021947
39-F1 | 39-F1 Stockton Courthouse | 39-F1-D3040-120-FCU43 | Fan Coil Unit B202 | Daikin | DNA | DNA | OM00045295 |  | Basement 2 Electrical RM B2303 Parking garge near Hot water heater room | Direct Drive | DNA | NA | DNA | DNA | DNA | DNA | DNA | NA | NA | \Classifications\Building System Class\D30-HVAC Systems\D3040 - Distribution SYS\Fan Coil Unit - FCU | 1021948
39-F1 | 39-F1 Stockton Courthouse | 39-F1-D3041-110-AHU01 | Air Handling Unit AHU-B101 | Alliance Air Products | 2029 AHU B101 | 4SB-23.4-AS-FF-HW-CW-PF | OM00045169 |  | Basement 2 - Fresh Water Booster Pump Rm. | NA | Pre: (6) 24x24x2 Final: (6) 24x24x12 | NA | 25HP | 460 | 30 | Electric | 3 | NA | NA | \Classifications\Building System Class\D30-HVAC Systems\D3040 - Distribution SYS\Air Handling Unit - AHU | 1021950
39-F1 | 39-F1 Stockton Courthouse | 39-F1-D3041-110-AHU02 | Air Handling Unit AHU-B102 | Alliance Air Products | 2029 AHU B102 | 4SB-10.5-AS FF-HW-CW-EF | OM00045172 |  | Basement 2 - Fresh Water Booster Pump Rm. | NA | (2) 24x24x2, (1) 24x12x2, (2) 24x24x12, (1) 24x12x12 | NA | 5HP | 460 | 6.6 | Electric | 3 | NA | NA | \Classifications\Building System Class\D30-HVAC Systems\D3040 - Distribution SYS\Air Handling Unit - AHU | 1021951
39-F1 | 39-F1 Stockton Courthouse | 39-F1-D3041-110-AHU05 | Air Handling Unit AHU-0302 | Alliance Air Products | 2029 AHU 0302 | 4SB-12-PF-EC-FF-HW-CW-PF | OM00045214 |  | 3rd Flr. South Air Handler Rm. | NA | (4) 20x24x2, (4) 20x24x12 | NA | 10HP - Supply Fan, 5Hp - Return Fan | 460 | 11.6 | Electric | 3 | NA | NA | \Classifications\Building System Class\D30-HVAC Systems\D3040 - Distribution SYS\Air Handling Unit - AHU | 1021954
39-F1 | 39-F1 Stockton Courthouse | 39-F1-D3041-110-AHU06 | Air Handling Unit AHU-0303 | Alliance Air Products | 2029 AHU 0303 | 4SB-14.1-PF-EC-FF-HW-CW-P4 | OM00045200 |  | 3rd Flr. North Air Handler Rm. | NA | (4) 24x24x2, (4) 24x24x12 | NA | 10HP - Supply Fan, 5Hp - Return Fan | 460 | 12.2 | Electric | 3 | NA | NA | \Classifications\Building System Class\D30-HVAC Systems\D3040 - Distribution SYS\Air Handling Unit - AHU | 1021955
39-F1 | 39-F1 Stockton Courthouse | 39-F1-D3041-110-AHU10 | Air Handling Unit AHU-0403 | Alliance Air Products | 2029 AHU 0403 | 4SB-24.44-PF-EC-FF-HW-CW-PF | OM00045271 |  | 4th Flr Center Mechanical Room | NA | (6) 24x24x2, (6) 24x12x2, (3)24x24x12, (3) 24x12x12 | NA | 15HP - Supply Fan, 7.5HP - Return Fan | 460 | DNA | Electric | 3 | NA | NA | \Classifications\Building System Class\D30-HVAC Systems\D3040 - Distribution SYS\Air Handling Unit - AHU | 1021959
39-F1 | 39-F1 Stockton Courthouse | 39-F1-D3041-110-AHU17 | Air Handling Unit AHU-0701 | Alliance Air Products | 2029 AHU 0701 | 4SB-15.5-PF-EC-FF-CW-PF | OM00045191 |  | 7 th Flr. South Air Handler Room | NA | (4) 24x24x2, (4) 24x24x12 | NA | 10HP - Supply Fan 7.5HP Return Fan | 460 | 12.2 | Electric | 3 | NA | NA | \Classifications\Building System Class\D30-HVAC Systems\D3040 - Distribution SYS\Air Handling Unit - AHU | 1021965
39-F1 | 39-F1 Stockton Courthouse | 39-F1-D3041-110-AHU22 | Air Handling Unit AHU-0902 | Alliance Air Products | 2029 AHU 0902 | 4SB-14-PF-EC-FF-CW-PF | OM00045344 |  | 9 th Flr. South Air Handler Room | NA | (4) 24x24x2, (4) 24x24x12 | NA | 10HP - Supply Fan 7.5HP Return Fan | 460 | 12.2 | Electric | 3 | NA | NA | \Classifications\Building System Class\D30-HVAC Systems\D3040 - Distribution SYS\Air Handling Unit - AHU | 1021971
39-F1 | 39-F1 Stockton Courthouse | 39-F1-D3041-110-AHU27 | Air Handling Unit AHU-1401 | Alliance Air Products | 2029 AHU 1401 | 4SB-34-PF-EC-FF-CW-PF | OM00045125 |  | Roof Penthouse | NA | (9) 24x24x2, (9) 24x24x12, (3) 12x24x2, (3) 12x24x12 | NA | 25HP - Supply Fan 7.5HP Return Fan | 460 | 30 | Electric | 3 | NA | NA | \Classifications\Building System Class\D30-HVAC Systems\D3040 - Distribution SYS\Air Handling Unit - AHU | 1021973
39-F1 | 39-F1 Stockton Courthouse | 39-F1-D3041-110-AHU29 | Air Handling Unit AHU-1403 | Alliance Air Products | 2029 AHU 1403 | 4SB-30.7-PF-EC-FF-CW-PF | OM00045124 |  | Roof Penthouse | NA | (6) 24x24x2, (6) 24x24x12, (3) 20x20x2, (3) 20x24x12 | NA | 25HP - Supply Fan | 460 | 30 | Electric | 3 | NA | NA | \Classifications\Building System Class\D30-HVAC Systems\D3040 - Distribution SYS\Air Handling Unit - AHU | 1021976
39-F1 | 39-F1 Stockton Courthouse | 39-F1-D3041-170-SPF04 | SPF-1404 Stair #4 Pressurization | Cook | 078SF61336-00/001902 | 12 QMX | OM00045228 |  | Floor 09 Mechanical Room | AX-41 | NA | NA | 2 | 460 | DNA | NA | 3 | NA | NA | \Classifications\Building System Class\D30-HVAC Systems\D3040 - Distribution SYS\Stairwell Pressurization Fan - SPF | 1021982
39-F1 | 39-F1 Stockton Courthouse | 39-F1-D3041-170-SPF06 | SPF-1406 Stair #3 Pressurization | Cook | 078SF61336-00/001904 | 12 QMX | OM00045304 |  | Floor 3 Mechanical Room | AX-41 | NA | NA | 2 | 460 | DNA | NA | 3 | NA | NA | \Classifications\Building System Class\D30-HVAC Systems\D3040 - Distribution SYS\Stairwell Pressurization Fan - SPF | 1021984
39-F1 | 39-F1 Stockton Courthouse | 39-F1-D3041-170-SPF07 | SPF-1407 Stair #4 Pressurization | Cook | 078SF61336-00/001905 | 12 QMX | OM00045230 |  | Floor 11 Mechanical Room | AX-41 | NA | NA | 2 | 460 | DNA | NA | 3 | NA | NA | \Classifications\Building System Class\D30-HVAC Systems\D3040 - Distribution SYS\Stairwell Pressurization Fan - SPF | 1021985
39-F1 | 39-F1 Stockton Courthouse | 39-F1-D3041-170-SPF08 | SPF-1408 Stair #4 Pressurization | Cook | 078SF61336-00/001906 | 12 QMX | OM00045229 |  | Floor 9 Mechanical Room | AX-41 | NA | NA | 2 | 460 | DNA | NA | 3 | NA | NA | \Classifications\Building System Class\D30-HVAC Systems\D3040 - Distribution SYS\Stairwell Pressurization Fan - SPF | 1021986
39-F1 | 39-F1 Stockton Courthouse | 39-F1-D3041-170-SPF12 | EPF-1402 Exhaust Fan (Elevator Shaft Pressurization) | Loren Cook | 078SF61336-00/0004401 | 300 QMX | OM00045118 |  | Roof | DNA | NA | NA | 20 | 460 | DNA | NA | 3 | NA | NA | \Classifications\Building System Class\D30-HVAC Systems\D3040 - Distribution SYS\Stairwell Pressurization Fan - SPF | 1021990
39-F1 | 39-F1 Stockton Courthouse | 39-F1-D3042-220-EFN04 | EF-0401 exhaust fan serves levels 2 &4 | Cook | 078SF61336-00/0004101 | 210 SON-B | OM00045270 |  | Floor 4 Mechanical Room | A-33 | NA | NA | 3 | 208 | DNA | Electric | 3 | NA | NA | \Classifications\Building System Class\D30-HVAC Systems\D3040 - Distribution SYS\Supply/Exhaust/Return fans- FAN | 1021992
39-F1 | 39-F1 Stockton Courthouse | 39-F1-D3042-220-EFN07 | EFN-0101 Mail Room Exhaust | Cook | 078SF61378-00/0000701 | 80 S0N-B | OM00045226 |  | Floor 1 Mail Procssing room by loading dock | A-33 | NA | NA | 0.333333333 | 115 | DNA | Electric | 1 | NA | NA | \Classifications\Building System Class\D30-HVAC Systems\D3040 - Distribution SYS\Supply/Exhaust/Return fans- FAN | 1021993
39-F1 | 39-F1 Stockton Courthouse | 39-F1-D3042-220-EFN10 | EF-301 Level 2 Exhaust | Cook | 078SF61336-00/0000701 | 180 QMX | OM00045303 |  | Floor 3 Mechaical Room | A56 | NA | NA | 5 | 460 | DNA | Electric | 3 | NA | NA | \Classifications\Building System Class\D30-HVAC Systems\D3040 - Distribution SYS\Supply/Exhaust/Return fans- FAN | 1021995
39-F1 | 39-F1 Stockton Courthouse | 39-F1-D3042-240-SEF02 | Garage Exhaust Fan GEF-0102 | Cook | DNA | DNA | OM00045330 |  | Basement 2 Judges Parking | DNA | DNA | DNA | DNA | DNA | DNA | DNA | DNA | DNA | DNA | \Classifications\Building System Class\D30-HVAC Systems\D3040 - Distribution SYS\Supply/Exhaust/Return fans- FAN | 1021999
39-F1 | 39-F1 Stockton Courthouse | 39-F1-D3044-125-PHW03 | Water Feature Weir Pump | Paco Pumps | 1971112466-1U | 10-50957-X40001-1783 | OM00034247 |  | Basement 2 Sewage Room | NA | NA | NA | 10 | 208/230 460 | 32-29.4/ 14.7 | NA | 3 | NA | NA | \Classifications\Building System Class\D30-HVAC Systems\D3040 - Distribution SYS\Hot Water Pump - PHW | 1022002
39-F1 | 39-F1 Stockton Courthouse | 39-F1-D3050-250-ACU02 | Split System - CU-102 | Data Aire | DNA | G-Force | OM00045293 |  | Exterior; above B2 etnrance | DNA | DNA | DNA | DNA | DNA | DNA | Electric | DNA | DNA | DNA | \Classifications\Building System Class\D30-HVAC Systems\D3050 - Package SYS\Air Conditioning,Split System - ACU | 1022009
39-F1 | 39-F1 Stockton Courthouse | 39-F1-D3050-250-ACU03 | Split System - CU-103 | Daikin | A004846 | RZQ18PVJU9 | OM00045299 |  | Floor 2 (Roof) of Generator room | DNA | DNA | R-410A | DNA | 208/230 | 20 | Electric | 1 | NA | NA | \Classifications\Building System Class\D30-HVAC Systems\D3050 - Package SYS\Air Conditioning,Split System - ACU | 1022010
39-F1 | 39-F1 Stockton Courthouse | 39-F1-D3050-250-ACU04 | Split System - CU-1401 Condenser and FCU | Daikin | 1504092210 | DX13SA0604AC | OM00045119 |  | Roof | DNA | DNA | R-410A | DNA | 460 | 10.6 | Electric | 3 | NA | NA | \Classifications\Building System Class\D30-HVAC Systems\D3050 - Package SYS\Air Conditioning,Split System - ACU | 1022011
39-F1 | 39-F1 Stockton Courthouse | 39-F1-D3041-170-SPF02 | SPF-1402 Stair #2 Pressurization | Loren Cook | 078SF61336 - 00/0018201 | 225 QMX | OM00045133 |  | Roof Cooling Tower Area | AX-41 | NA | NA | 10 | 460 | DNA | NA | 3 | NA | NA | \Classifications\Building System Class\D30-HVAC Systems\D3040 - Distribution SYS\Stairwell Pressurization Fan - SPF | 1021979
39-F1 | 39-F1 Stockton Courthouse | 39-F1-D3041-170-SPF01 | SPF-1401 Stairwell #1 pressurization | Cook | 078SF61336 | 225 OMX 2250 MX | OM00045117 |  | Roof | AX-41 | NA | NA | 10 | 460 | 1 | NA | 3 | NA | NA | \Classifications\Building System Class\D30-HVAC Systems\D3040 - Distribution SYS\Stairwell Pressurization Fan - SPF | 1021980
39-F1 | 39-F1 Stockton Courthouse | 39-F1-D3041-170-SPF03 | SPF-1403 Stair #3 Pressurization | Cook | 078SF61336-00/001901 | 12 QMX | OM00045231 |  | Floor 11 Mechanical Room | AX-41 | NA | NA | 2 | 460 | DNA | NA | 3 | NA | NA | \Classifications\Building System Class\D30-HVAC Systems\D3040 - Distribution SYS\Stairwell Pressurization Fan - SPF | 1021981
39-F1 | 39-F1 Stockton Courthouse | 39-F1-D3041-170-SPF05 | SPF-1405 Stair #3 Pressurization | Cook | 078SF61336-00/001903 | 12 QMX | OM00045307 |  | Floor 06 Mechanical Room | AX-41 | NA | NA | 2 | 460 | DNA | NA | 3 | NA | NA | \Classifications\Building System Class\D30-HVAC Systems\D3040 - Distribution SYS\Stairwell Pressurization Fan - SPF | 1021983
39-F1 | 39-F1 Stockton Courthouse | 39-F1-D3041-170-SPF09 | SPF-1409 Stair #4 Pressurization | Cook | 078SF61336-00/001907 | 12 QMX | OM00045306 |  | Floor 6 Mechanical Room | AX-41 | NA | NA | 2 | 460 | DNA | NA | 3 | NA | NA | \Classifications\Building System Class\D30-HVAC Systems\D3040 - Distribution SYS\Stairwell Pressurization Fan - SPF | 1021987
39-F1 | 39-F1 Stockton Courthouse | 39-F1-D3041-170-SPF10 | SPF-1410 Stair #4 Pressurization | Cook | 078SF61336-00/001908 | 12 QMX | OM00045305 |  | Floor 3 Mechanical Room | AX-41 | NA | NA | 2 | 460 | DNA | NA | 3 | NA | NA | \Classifications\Building System Class\D30-HVAC Systems\D3040 - Distribution SYS\Stairwell Pressurization Fan - SPF | 1021988
39-F1 | 39-F1 Stockton Courthouse | 39-F1-D3041-170-SPF11 | EPF-1401 Exhaust Fan (Elevator Shaft Pressurization) | Cook | 078FP61336-00/0002701 | 402 QMX | OM00045127 |  | Roof Penthouse | DNA | NA | NA | 40 | 460 | DNA | NA | 3 | NA | NA | \Classifications\Building System Class\D30-HVAC Systems\D3040 - Distribution SYS\Stairwell Pressurization Fan - SPF | 1021989
39-F1 | 39-F1 Stockton Courthouse | 39-F1-D3041-170-SPF13 | EPF-1404 Exhaust Fan (Elevator Shaft Pressurization) | Loren Cook | 078SF61336 - 0010006101 | 300 QMX | OM00045132 |  | Roof Cooling Tower Area | DNA | NA | NA | 20 | 460 | DNA | NA | 3 | NA | NA | \Classifications\Building System Class\D30-HVAC Systems\D3040 - Distribution SYS\Stairwell Pressurization Fan - SPF | 1021991
39-F1 | 39-F1 Stockton Courthouse | 39-F1-D3042-220-EFN08 | EF-0102 Loading Bay Exhaust | Cook | 078SF61378-00/0002401 | 150S0N-B | OM00045227 |  | Floor 1 Mail Procssing room by loading dock | A-44 | NA | NA | 0.5 | 115 | DNA | Electric | 1 | NA | NA | \Classifications\Building System Class\D30-HVAC Systems\D3040 - Distribution SYS\Supply/Exhaust/Return fans- FAN | 1021994
39-F1 | 39-F1 Stockton Courthouse | 39-F1-D3042-220-EFN11 | EF-B102 ATS room exhaust | Cook | 100308 | SA55GWB5020 | OM00045300 |  | Floor 1 Electrical Room | A-33 | NA | NA | 0.25 | 115 | 4.9 | Electric | 1 | NA | NA | \Classifications\Building System Class\D30-HVAC Systems\D3040 - Distribution SYS\Supply/Exhaust/Return fans- FAN | 1021996
39-F1 | 39-F1 Stockton Courthouse | 39-F1-D3042-220-EFN12 | TEF-1101 Exhust level s 3-11 | Cook | 078SF61378-00/0007501 | 165 SONH | OM00045232 |  | Floor 11 Mechanical Room | A-47 | NA | NA | 1 | 208 | DNA | Electric | 1 | NA | NA | \Classifications\Building System Class\D30-HVAC Systems\D3040 - Distribution SYS\Supply/Exhaust/Return fans- FAN | 1021997
39-F1 | 39-F1 Stockton Courthouse | 39-F1-D3042-240-SEF01 | Garage Exhaust Fan GEF-0101 | Cook | DNA | DNA | OM00045329 |  | Basement 2 Judges Parking | DNA | DNA | DNA | DNA | DNA | DNA | DNA | DNA | DNA | DNA | \Classifications\Building System Class\D30-HVAC Systems\D3040 - Distribution SYS\Supply/Exhaust/Return fans- FAN | 1021998
39-F1 | 39-F1 Stockton Courthouse | 39-F1-D3044-125-PHW01 | HHWP #1 | Bell & Gosset | PH014590-B | 2EB 10.125SSF | OM00045201 |  | First Floor Boiler Room | NA | NA | NA | 10 | 460 | 12.5 | NA | 3 | NA | NA | \Classifications\Building System Class\D30-HVAC Systems\D3040 - Distribution SYS\Hot Water Pump - PHW | 1022000
39-F1 | 39-F1 Stockton Courthouse | 39-F1-D3044-125-PHW02 | HHWP #2 | Bell & Gosset | PH014590-A | 2EB 10.125SSF | OM00045202 |  | First Floor Boiler Room | NA | NA | NA | 10 | 460 | 12.5 | NA | 3 | NA | NA | \Classifications\Building System Class\D30-HVAC Systems\D3040 - Distribution SYS\Hot Water Pump - PHW | 1022001
39-F1 | 39-F1 Stockton Courthouse | 39-F1-D3041-210-SFN02 | Supply Fan SF-B101 | Cook | 078SF61336-00/0014901 | 135 QMX (1350 QMX) | OM00045185 |  | Basement 2 Chiller Room | AX-41 | NA | NA | 2 | 460 | NA | Electric | 3 | NA | NA | \Classifications\Building System Class\D30-HVAC Systems\D3040 - Distribution SYS\Supply/Exhaust/Return fans- FAN | 1022003
39-F1 | 39-F1 Stockton Courthouse | 39-F1-D3041-230-RFN01 | Return Fan REF-B101 | Cook | 078SF61336-00/0011701 | 135 QMX (1350 QMX) | OM00045187 |  | Basement 2 Judges Parking | AX-48 | NA | NA | 3 | 460 | DNA | Electric | 3 | NA | NA | \Classifications\Building System Class\D30-HVAC Systems\D3040 - Distribution SYS\Supply/Exhaust/Return fans- FAN | 1022004
39-F1 | 39-F1 Stockton Courthouse | 39-F1-D3050-210-PKU01 | Package Unit PAC-1401 | Johnson Controls | NIH5967917 | J18ZJC00L 4B2230000 | OM00045121 |  | Roof | NA | 4" Pleated (MERV 13) | R-410A | 1/6 HP | 460 | 10 | NA | 3 | NA | NA | \Classifications\Building System Class\D30-HVAC Systems\D3050 - Package SYS\Package Unit - PKU | 1022005
39-F1 | 39-F1 Stockton Courthouse | 39-F1-D3050-210-PKU02 | Package Unit PAC-1402 | York | WIK5986071 | J18ZJC00L 4B2230000 | OM00045130 |  | Roof Cooling Tower Area | DNA | 4" Pleated (MERV 13) | R-410A | Blower 7.5 | 460 | 9.1 | NA | 3 | NA | NA | \Classifications\Building System Class\D30-HVAC Systems\D3050 - Package SYS\Package Unit - PKU | 1022006
39-F1 | 39-F1 Stockton Courthouse | 39-F1-D3050-210-PKU03 | Package Unit PAC-1403 | York | NIH5967914 | J062JC00A 4B2270001 | OM00045135 |  | Roof Cooling Tower Area | DNA | 4" Pleated (MERV 13) | R-410A | 0.25 | 460 | 4.9 | NA | 3 | NA | NA | \Classifications\Building System Class\D30-HVAC Systems\D3050 - Package SYS\Package Unit - PKU | 1022007
39-F1 | 39-F1 Stockton Courthouse | 39-F1-D3050-250-ACU01 | Split System - CU-101 | Data Aire | DNA | G-Force | OM00045294 |  | Exterior; above B2 etnrance | DNA | DNA | DNA | DNA | DNA | DNA | Electric | DNA | DNA | DNA | \Classifications\Building System Class\D30-HVAC Systems\D3050 - Package SYS\Air Conditioning,Split System - ACU | 1022008
39-F1 | 39-F1 Stockton Courthouse | 39-F1-D3050-250-ACU06 | Split System - CU-B201 | Daikin | 15026 59809 | RXYQ72TTJU | OM00045186 |  | Basement 2 Parking Garage | DNA | DNA | R-410A | DNA | 208/230 | 35 | Electric | 3 | NA | NA | \Classifications\Building System Class\D30-HVAC Systems\D3050 - Package SYS\Air Conditioning,Split System - ACU | 1022013
39-F1 | 39-F1 Stockton Courthouse | 39-F1-D4013-200-PRE01 | Main IDF Room Preaction system | Viking | TOT30696 | TotalPac3 | OM00045237 |  | Floor 1 Main IDF entrance | NA | NA | NA | 0.166666667 | 120 | DNA | DNA | 1 | NA | NA | \Classifications\Building System Class\D40-Fire Protection SYS\D4010 - Sprinkler SYS\Fire Systems, Preaction System - PRE | 1022015
39-F1 | 39-F1 Stockton Courthouse | 39-F1-D4022-210-FSG01 | Fire Pump - FS9 | Peerless Pump Co. | 99270 90486 - 10-A | 5AEF12 | OM00045168 |  | Basement 2 Fire Pump Room | NA | NA | NA | 250 | 460 | FC: 281 SF: 324 | Electric | 3 | NA | NA | \Classifications\Building System Class\D40-Fire Protection SYS\D4020 - Stand Pipe\Pump,Fire,Electric Motor Driven - FSG | 1022014
39-F1 | 39-F1 Stockton Courthouse | 39-F1-D4022-210-JPM01 | Jockey Pump | Grundfos | 8399 | A96083232-P115100399 | OM00039034 |  | Basement 2 Fire Pump Room | NA | NA | NA | 5 | 208/230 460 | 12.2-11.2/5.6 | Electric | 3 | NA | NA | \Classifications\Building System Class\D40-Fire Protection SYS\D4020 - Stand Pipe\Jockey Pump - JPM | 1022016
39-F1 | 39-F1 Stockton Courthouse | 39-F1-D5010-234-ATS02 | Automatic Transfer Switch - ATS LS | ASCO | DNA | 7000 Series | OM00045206 |  | First Floor Electrical Room | NA | NA | NA | NA | DNA | DNA | DNA | DNA | NA | NA | \Classifications\Building System Class\D50-Electrical SYS\D5010 - Elec Service & Dist\Automatic Transfer Switch - ATS | 1022019
39-F1 | 39-F1 Stockton Courthouse | 39-F1-D5010-234-ATS03 | Automatic Transfer Switch - ATS EQ | ASCO | DNA | 7000 Series | OM00045204 |  | First Floor Electrical Room | NA | NA | NA | NA | DNA | DNA | DNA | DNA | NA | NA | \Classifications\Building System Class\D50-Electrical SYS\D5010 - Elec Service & Dist\Automatic Transfer Switch - ATS | 1022021
39-F1 | 39-F1 Stockton Courthouse | 39-F1-D5011-240-TRN02 | Substation Transformer 9001 | Eaton | 1LUBTX00889001 | Dry Type Distribution Transformer | OM00045208 |  | First Floor Main Electrical Room | NA | NA | NA | NA | DNA | DNA | DNA | DNA | NA | NA | \Classifications\Building System Class\D50-Electrical SYS\D5010 - Elec Service & Dist\Transformer - TRN | 1022022
39-F1 | 39-F1 Stockton Courthouse | 39-F1-D5037-710-FAP01 | Fire Alarm Panel | Siemens | Various | FireFinder | OM00045212 |  | Fire Command Center at front entrance | NA | NA | NA | NA | 115 | DNA | Electric | 1 | NA | NA | \Classifications\Building System Class\D50-Electrical SYS\D5030 - Comm & Security\Fire Alarm Panel - FAP | 1022024
39-F1 | 39-F1 Stockton Courthouse | 39-F1-E1033-310-HLF01 | Loading Dock Lift | Blue Giant | 35A012T123G2 | DNA | OM00045338 |  | 1st. Flr. Loading Dock Entrance | NA | NA | NA | 5 | 208/230 460 | 13.8 - 12.4/6.2 | Electric | 3 | NA | NA | \Classifications\Building System Class\E10-Equipment\E1030 - Vehicular Equipment\Hydraulic Lift,Loading Dock - HLF | 1022025
39-F1 | 39-F1 Stockton Courthouse | 39-F1-E1097-100-WDO01 | Window Washing Equipment - Exterior | Sind | 598 | SJ-1218 | OM00045310 |  | Roof | NA | NA | NA | NA | 208 | 14 | Electric | 3 | NA | NA | \Classifications\Building System Class\E10-Equipment\E1090 - Other Equipment\Window Washing Unit - WDO | 1022026
39-F1 | 39-F1 Stockton Courthouse | 39-F1-G2023-150-PEG01 | South Security Rolling Gate | Hy Security | 132910-1717-143 | B222XIST Slide Driver 80 | OM00045336 |  | Grounds South Gate Entrance | NA | NA | NA | NA | NA | NA | NA | NA | NA | NA | \Classifications\Building System Class\G20-Other Systems\G2020 - Parking Lots\Secured Parking Gate - PEG | 1022027
39-F1 | 39-F1 Stockton Courthouse | 39-F1-G2023-150-PEG03 | Roll-Up Gate; B1 Interior Exit | Dynaco | 1517791C | DNA | OM00045335 |  | Basement 1 Interior Exit Roll-up Gate | NA | NA | NA | NA | NA | NA | NA | NA | NA | NA | \Classifications\Building System Class\G20-Other Systems\G2020 - Parking Lots\Secured Parking Gate - PEG | 1022029
39-F1 | 39-F1 Stockton Courthouse | 39-F1-G2023-150-PEG04 | Roll-Up Gate; B1 Interior Entrance | Dynaco | 1517791D | DNA | OM00045334 |  | Basement 1 Interior Entrance Roll-up Gate | NA | NA | NA | NA | NA | NA | NA | NA | NA | NA | \Classifications\Building System Class\G20-Other Systems\G2020 - Parking Lots\Secured Parking Gate - PEG | 1022030
39-F1 | 39-F1 Stockton Courthouse | 39-F1-G2023-150-PEG07 | Roll-up Gate to B1 Exit Exterior | Dynaco | 1517791F | DNA | OM00045332 |  | 1st. Flr. B1 Exit Roll-up Gate | NA | NA | NA | NA | NA | NA | NA | NA | NA | NA | \Classifications\Building System Class\G20-Other Systems\G2020 - Parking Lots\Secured Parking Gate - PEG | 1022033
39-F1 | 39-F1 Stockton Courthouse | 39-F1-D4010-150-FMS01 | Fire Sprinkler Wet System - Floors 13 and 14 | Cosco Fire | NA | NA | OM00045350 |  | 13 Flr. Stairwell | NA | NA | NA | NA | NA | NA | NA | NA | NA | NA | \Classifications\Building System Class\D40-Fire Protection SYS\D4010 - Sprinkler SYS\Fire Systems, stand pipes - FMS | 1022034
39-F1 | 39-F1 Stockton Courthouse | 39-F1-D4010-150-FMS03 | Fire Sprinkler Wet System - Floor 11 | Cosco Fire | NA | NA | OM00045352 |  | 11 Flr. Stairwell | NA | NA | NA | NA | NA | NA | NA | NA | NA | NA | \Classifications\Building System Class\D40-Fire Protection SYS\D4010 - Sprinkler SYS\Fire Systems, stand pipes - FMS | 1022036
39-F1 | 39-F1 Stockton Courthouse | 39-F1-D4010-150-FMS04 | Fire Sprinkler Wet System - Floor 10 | Cosco Fire | NA | NA | OM00045353 |  | 10 Flr. Stairwell | NA | NA | NA | NA | NA | NA | NA | NA | NA | NA | \Classifications\Building System Class\D40-Fire Protection SYS\D4010 - Sprinkler SYS\Fire Systems, stand pipes - FMS | 1022037
39-F1 | 39-F1 Stockton Courthouse | 39-F1-D4010-150-FMS06 | Fire Sprinkler Wet System - Floor 8 | Cosco Fire | NA | NA | OM00045355 |  | 8 Flr. Stairwell | NA | NA | NA | NA | NA | NA | NA | NA | NA | NA | \Classifications\Building System Class\D40-Fire Protection SYS\D4010 - Sprinkler SYS\Fire Systems, stand pipes - FMS | 1022039
39-F1 | 39-F1 Stockton Courthouse | 39-F1-D4010-150-FMS08 | Fire Sprinkler Wet System - Floor 6 | Cosco Fire | NA | NA | OM00045357 |  | 6 Flr. Stairwell | NA | NA | NA | NA | NA | NA | NA | NA | NA | NA | \Classifications\Building System Class\D40-Fire Protection SYS\D4010 - Sprinkler SYS\Fire Systems, stand pipes - FMS | 1022041
39-F1 | 39-F1 Stockton Courthouse | 39-F1-D4010-150-FMS09 | Fire Sprinkler Wet System - Floor 5 | Cosco Fire | NA | NA | OM00045358 |  | 5 Flr. Stairwell | NA | NA | NA | NA | NA | NA | NA | NA | NA | NA | \Classifications\Building System Class\D40-Fire Protection SYS\D4010 - Sprinkler SYS\Fire Systems, stand pipes - FMS | 1022043
39-F1 | 39-F1 Stockton Courthouse | 39-F1-D4010-150-FMS10 | Fire Sprinkler Wet System - Floor 4 | Cosco Fire | NA | NA | OM00045359 |  | 4 Flr. Stairwell | NA | NA | NA | NA | NA | NA | NA | NA | NA | NA | \Classifications\Building System Class\D40-Fire Protection SYS\D4010 - Sprinkler SYS\Fire Systems, stand pipes - FMS | 1022042
39-F1 | 39-F1 Stockton Courthouse | 39-F1-D4010-150-FMS11 | Fire Sprinkler Wet System - Floor 3 | Cosco Fire | NA | NA | OM00045360 |  | 3 Flr. Stairwell | NA | NA | NA | NA | NA | NA | NA | NA | NA | NA | \Classifications\Building System Class\D40-Fire Protection SYS\D4010 - Sprinkler SYS\Fire Systems, stand pipes - FMS | 1022045
39-F1 | 39-F1 Stockton Courthouse | 39-F1-D4010-150-FMS12 | Fire Sprinkler Wet System - Floor 2 | Cosco Fire | NA | NA | OM00045361 |  | 2 Flr. Stairwell | NA | NA | NA | NA | NA | NA | NA | NA | NA | NA | \Classifications\Building System Class\D40-Fire Protection SYS\D4010 - Sprinkler SYS\Fire Systems, stand pipes - FMS | 1022044
39-F1 | 39-F1 Stockton Courthouse | 39-F1-D4010-150-FMS13 | Fire Sprinkler Wet System - Floor 1 and Generator Rm. | Cosco Fire | NA | NA | OM00039035 |  | B2 Flr. Fire Pump Room | NA | NA | NA | NA | NA | NA | NA | NA | NA | NA | \Classifications\Building System Class\D40-Fire Protection SYS\D4010 - Sprinkler SYS\Fire Systems, stand pipes - FMS | 1022047
39-F1 | 39-F1 Stockton Courthouse | 39-F1-D4010-150-FMS14 | Fire Sprinkler Wet System - Floors B1 | Cosco Fire | NA | NA | OM00039036 |  | B2 Flr. Fire Pump Room | NA | NA | NA | NA | NA | NA | NA | NA | NA | NA | \Classifications\Building System Class\D40-Fire Protection SYS\D4010 - Sprinkler SYS\Fire Systems, stand pipes - FMS | 1022046
39-F1 | 39-F1 Stockton Courthouse | 39-F1-D4010-150-FMS15 | Fire Sprinkler Wet System - Floors B2 | Cosco Fire | NA | NA | OM00039037 |  | B2 Flr. Fire Pump Room | NA | NA | NA | NA | NA | NA | NA | NA | NA | NA | \Classifications\Building System Class\D40-Fire Protection SYS\D4010 - Sprinkler SYS\Fire Systems, stand pipes - FMS | 1022048
39-F1 | 39-F1 Stockton Courthouse | 39-F1-D5010-200-ESD01 | MDB Switchboard | Eaton | MSF0007154 | POW-K-Line SWBR | OM00045369 |  | B2 Flr. B202 Electrical Rm. | NA | NA | NA | NA | DNA | DNA | Electric | DNA | NA | NA | \Classifications\Building System Class\D50-Electrical SYS\D5010 - Elec Service & Dist\Electical Service and Distribution - ESD | 1022050
39-F1 | 39-F1 Stockton Courthouse | 39-F1-D3050-250-ACU05 | Split System - CU-1402 Condenser and FCU | Daikin | 15060TL466 | DX13SA0604AC | OM00045120 |  | Roof | DNA | DNA | R-410A | DNA | 460 | 10.6 | Electric | 3 | NA | NA | \Classifications\Building System Class\D30-HVAC Systems\D3050 - Package SYS\Air Conditioning,Split System - ACU | 1022012
39-F1 | 39-F1 Stockton Courthouse | 39-F1-D4031-100-FEX100 | D4031-100-FEX - Portable Hand Held Fire Extinguishers | J.L Industries | NA | NA | OM00039038 |  | Throughout | NA | NA | NA | NA | NA | NA | NA | NA | NA | NA | \Classifications\Building System Class\D40-Fire Protection SYS\D4030 - FIRE SPEC\Fire Extinguisher - FEX | 1022017
39-F1 | 39-F1 Stockton Courthouse | 39-F1-D5010-234-ATS01 | Automatic Transfer Switch - ATS EL | ASCO | DNA | 7000 Series | OM00045205 |  | First Floor Electrical Room | NA | NA | NA | NA | DNA | DNA | DNA | DNA | NA | NA | \Classifications\Building System Class\D50-Electrical SYS\D5010 - Elec Service & Dist\Automatic Transfer Switch - ATS | 1022018
39-F1 | 39-F1 Stockton Courthouse | 39-F1-D5011-240-TRN01 | Substation Transformer 8001 | Eaton | 1LUBTX00888001 | Dry Type Distribution Transformer | OM00045207 |  | First Floor Main Electrical Room | NA | NA | NA | NA | DNA | DNA | DNA | DNA | NA | NA | \Classifications\Building System Class\D50-Electrical SYS\D5010 - Elec Service & Dist\Transformer - TRN | 1022020
39-F1 | 39-F1 Stockton Courthouse | 39-F1-D3060-100-RDS01 | Refrigerant Detection System | Chillgard RT | J15-400362311-10-001 | A-RT-A-4-1-1-0-F-4-0-D-0-0-0-0-0-0-0-0 | OM00045173 |  | Basement 2 Chiller Room | NA | NA | NA | NA | DNA | DNA | Electric | DNA | NA | NA | \Classifications\Building System Class\D30-HVAC Systems\D3060 - Control & Inst Air\Refrigerant Leak Detection System - RDS | 1022023
39-F1 | 39-F1 Stockton Courthouse | 39-F1-G2023-150-PEG02 | Loading Dock Roll-Up Gate | Dynaco | 151779LE | DNA | OM00045337 |  | 1st. Flr. Loading Dock Entrance | NA | NA | NA | NA | NA | NA | NA | NA | NA | NA | \Classifications\Building System Class\G20-Other Systems\G2020 - Parking Lots\Secured Parking Gate - PEG | 1022028
39-F1 | 39-F1 Stockton Courthouse | 39-F1-G2023-150-PEG05 | Roll-Up Gate B1 Exterior exit | Dynaco | 1517791A | DNA | OM00045333 |  | Basement 1 Exterior Exit Roll-up Gate | NA | NA | NA | NA | NA | NA | NA | NA | NA | NA | \Classifications\Building System Class\G20-Other Systems\G2020 - Parking Lots\Secured Parking Gate - PEG | 1022031
39-F1 | 39-F1 Stockton Courthouse | 39-F1-G2023-150-PEG06 | Rolling Gate to Judges Parking Entrance B2 | Dynaco | 1517791B | DNA | OM00045331 |  | Basement 1 Exterior Entrance Roll-up Gate | NA | NA | NA | NA | 208 | DNA | DNA | 1 | NA | NA | \Classifications\Building System Class\G20-Other Systems\G2020 - Parking Lots\Secured Parking Gate - PEG | 1022032
39-F1 | 39-F1 Stockton Courthouse | 39-F1-D4010-150-FMS02 | Fire Sprinkler Wet System - Floor 12 | Cosco Fire | NA | NA | OM00045351 |  | 12 Flr. Stairwell | NA | NA | NA | NA | NA | NA | NA | NA | NA | NA | \Classifications\Building System Class\D40-Fire Protection SYS\D4010 - Sprinkler SYS\Fire Systems, stand pipes - FMS | 1022035
39-F1 | 39-F1 Stockton Courthouse | 39-F1-D4010-150-FMS05 | Fire Sprinkler Wet System - Floor 9 | Cosco Fire | NA | NA | OM00045354 |  | 9 Flr. Stairwell | NA | NA | NA | NA | NA | NA | NA | NA | NA | NA | \Classifications\Building System Class\D40-Fire Protection SYS\D4010 - Sprinkler SYS\Fire Systems, stand pipes - FMS | 1022038
39-F1 | 39-F1 Stockton Courthouse | 39-F1-D4010-150-FMS07 | Fire Sprinkler Wet System - Floor 7 | Cosco Fire | NA | NA | OM00045356 |  | 7 Flr. Stairwell | NA | NA | NA | NA | NA | NA | NA | NA | NA | NA | \Classifications\Building System Class\D40-Fire Protection SYS\D4010 - Sprinkler SYS\Fire Systems, stand pipes - FMS | 1022040
39-F1 | 39-F1 Stockton Courthouse | 39-F1-D4010-150-FMS16 | Fire Sprinkler Wet System - Main Bell Flow Switch | Cosco Fire | NA | NA | OM00045362 |  | B2 Flr. Fire Pump Room | NA | NA | NA | NA | NA | NA | NA | NA | NA | NA | \Classifications\Building System Class\D40-Fire Protection SYS\D4010 - Sprinkler SYS\Fire Systems, stand pipes - FMS | 1022049
39-F1 | 39-F1 Stockton Courthouse | 39-F1-D5010-110-EMT01 | Building Electrical Meter | PG&E | 18981587 | 1010080282 | OM00045636 |  | 1st. Flr Switchgear Room | NA | NA | NA | NA | NA | NA | NA | NA | NA | NA | \Classifications\Building System Class\D50-Electrical SYS\D5010 - Elec Service & Dist\Electric Meter Readings - EMT | 1022051
39-F1 | 39-F1 Stockton Courthouse | 39-F1-D3012-120-GMR01 | Building Gas Meter | Roots Meter (GE) | 4516566 | SM175 | OM00045364 |  | Grounds North West Side of bulding, By Electrical Room entrance (Exterior) | NA | NA | NA | NA | NA | NA | NA | NA | NA | NA | \Classifications\Building System Class\D30-HVAC Systems\D3010 - Energy Supply\Gas Meter Readings - GMR | 1022052
39-F1 | 39-F1 Stockton Courthouse | 39-F1-D1010-100-ELE11 | Elevator | KONE | MX32 1458332 | KM722760G06 | OM00045146 | State ID# 170011 | Roof - Elevator Room | DNA | DNA | DNA | DNA | DNA | DNA | Electric | 3 | DNA | DNA | \Classifications\Building System Class\D10-Conveyance Systems\D1010 - Elevator\Elevator,Electric,Pass/Freight - ELE | 1022346
39-F1 | 39-F1 Stockton Courthouse | 39-F1-D5092-250-EML01 | Lighting, Emergency and Exit | COOPER | Multiple | Multiple | OM00039039 |  | DNA | NA | NA | NA | NA | 120 | Multiple | Electric | Multiple | NA | NA | \Classifications\Building System Class\D50-Electrical SYS\D5090 - Elec SYS\Emergency And Exit Lighting - EML | 1022356
39-F1 | 39-F1 Stockton Courthouse | 39-F1-D2023-100-BFP11 | Cafe Backflow Preventer | Zurn Wilkins | 375XLA451405 | 3/4" 375RP | OM00045276 |  | Wall next to coffee maker | NA | NA | NA | NA | NA | NA | NA | NA | NA | NA | \Classifications\Building System Class\D20-Plumbing\D2020 - Domestic Water\Backflow Preventer - BFP | 1022358
39-F1 | 39-F1 Stockton Courthouse | 39-F1-D2023-100-BFP12 | Main Domestic City | COLT | PF-3300 | 4" RP 400 | OM00045275 |  | Building near driveway - USE CALIFORNIA WATER SERVICE FORM | NA | NA | NA | NA | NA | NA | NA | NA | NA | NA | \Classifications\Building System Class\D20-Plumbing\D2020 - Domestic Water\Backflow Preventer - BFP | 1022359
40-A1 | 40-A1 Courthouse Annex | 40-A1-D5092-250-EML60 | Emergency Lighting Battery Powered EML 28 E-Lights/32 Exit Signs | LITHONIA | NA | ELM4SDSSB | OM00026211 |  | Multiple Units Throughout Entire Facility | NA | NA | NA | NA | 12 V. | NA | Electric | NA | NA | NA | \Classifications\Building System Class\D50-Electrical SYS\D5090 - Elec SYS\Emergency And Exit Lighting - EML | EQ-1003124
40-A1 | 40-A1 Courthouse Annex | 40-A1-G2023-150-PEG01 | ROLLING GATE | ELITE 2 HP | DNA | DNA | OM00016601 | NA | GROUNDS - SECURED PARKING | NA | NA | NA | 2 HP | NA | 15 | NA | 1 | NA | NA | \Classifications\Building System Class\G20-Other Systems\G2020 - Parking Lots\Secured Parking Gate - PEG | EQ-1003125
40-A1 | 40-A1 Courthouse Annex | 40-A1-B2034-400-DOH01 | ROLL UP DOOR DOH01 | LIFTMASTER | DNA | DNA | OM00026208 | NA | holding area secured parking | NA | NA | NA | 5 HP | 110 V | 20 | ELECTRIC | 1 | NA | NA | \Classifications\Building System Class\B20-General Building Exterior\B2030 - Exterior Doors\Door,Overhead-Shutter,Manual,Elec,Roll-up - DOH | EQ-1003133
40-A1 | 40-A1 Courthouse Annex | 40-A1-B2010-100-BLD01 | Building Structure | NA | NA | NA | OM00016600 |  | NA | NA | NA | NA | NA | NA | NA | NA | NA | NA | NA | \Classifications\Building System Class\B20-General Building Exterior\B2010 - Exterior Walls\Building - BLD | EQ-1007350
40-A1 | 40-A1 Courthouse Annex | 40-A1-B3010-100-RUF01 | Roofing Systems | NA | NA | NA | OM00026209 |  | Roof | NA | NA | NA | NA | NA | NA | NA | NA | NA | NA | \Classifications\Building System Class\B30-Roofing\B3010 - Roof Types\Roof - RUF | EQ-1007527
40-A1 | 40-A1 Courthouse Annex | 40-A1-D4031-100-FEX26 | EXTINGUISHERS | NA | NA | NA | OM00026210 |  | Multiple Units Throughout Entire Facility | NA | NA | NA | NA | NA | NA | NA | NA | NA | NA | \Classifications\Building System Class\D40-Fire Protection SYS\D4030 - FIRE SPEC\Fire Extinguisher - FEX | 1009809
40-A1 | 40-A1 Courthouse Annex | 40-A1-D3042-220-EFN01 | Fan, Exhaust EFN01 | DNA | DNA | DNA | OM00026202 | DNA | UPPER ROOF | 4L-210 |  |  | 1/6 | 115 | 4 | Electric | 1 |  |  | \Classifications\Building System Class\D30-HVAC Systems\D3040 - Distribution SYS\Supply/Exhaust/Return fans- FAN | 1011700
40-A1 | 40-A1 Courthouse Annex | 40-A1-D3042-220-EFN02 | Fan Exhaust EFN02 | DNA | DNA | DNA | OM00026201 | DNA | Upper Roof |  |  |  | 1/6 | 115 | 4 | Electric | 1 |  |  | \Classifications\Building System Class\D30-HVAC Systems\D3040 - Distribution SYS\Supply/Exhaust/Return fans- FAN | 1011701
40-A1 | 40-A1 Courthouse Annex | 40-A1-D3042-220-EFN04 | Fan Exhaust EFN04 | DNA | DNA | 6XH70BA (MOTOR) | OM00026204 |  | ROOF UPPER | 4L260 |  |  | 1/3 | 115 | 6.3 | Electric | 1 |  |  | \Classifications\Building System Class\D30-HVAC Systems\D3040 - Distribution SYS\Supply/Exhaust/Return fans- FAN | 1011702
40-A1 | 40-A1 Courthouse Annex | 40-A1-D3042-220-EFN03 | Fan Exhaust EFN03 | DNA | DNA | DNA | OM00015275 | DNA | UPPER ROOF | 4L-210 |  |  | 1/6 | 115 | 4 | Electric | 1 |  |  | \Classifications\Building System Class\D30-HVAC Systems\D3040 - Distribution SYS\Supply/Exhaust/Return fans- FAN | 1011703
40-A1 | 40-A1 Courthouse Annex | 40-A1-D3040-120-FCU05 | FAN COIL UNIT (RETURN) | CARRIER | 2381T-27204 | 39EF26 | OM00015266 | DNA | 2ND FLOOR, RM 241 MECH ROOM | B26 (2) |  | Chilled water | 5 | 230/460 | 12.9/6.5 | Electric | 3 |  |  | \Classifications\Building System Class\D30-HVAC Systems\D3040 - Distribution SYS\Fan Coil Unit - FCU | 1011704
40-A1 | 40-A1 Courthouse Annex | 40-A1-D3040-120-FCU03 | FAN COIL UNIT (SUPPLY) | CARRIER | 22891027200 | 39E026 | OM00015265 | DNA | 2nd Floor, RM 241 MECH ROOM | B71 (2) | (12) 16X16X2 | Chilled water | 15 | 230/460 | 35.1/17.5 | Electric | 3 | DNA |  | \Classifications\Building System Class\D30-HVAC Systems\D3040 - Distribution SYS\Fan Coil Unit - FCU | 1011705
40-A1 | 40-A1 Courthouse Annex | 40-A1-D3040-120-FCU01 | FAN COIL UNIT (D6 JURY) | CARRIER | DNA | DNA | OM00016587 | DNA | 1st Floor, D6 JURY ABOVE T-BAR | NA | 16X24X1 | Chilled water |  | DNA | DNA | Electric |  |  |  | \Classifications\Building System Class\D30-HVAC Systems\D3040 - Distribution SYS\Fan Coil Unit - FCU | 1011706
40-A1 | 40-A1 Courthouse Annex | 40-A1-D3040-120-FCU06 | FAN COIL UNIT (RETURN) | CARRIER | 2281D27205 | 39EF26 | OM00015270 | DNA | 2ND FLOOR, RM 241 MECH ROOM | B76 (2)A |  | Chilled water | 5 | 230/460 | 12.9/6.5 | Electric | 3 |  |  | \Classifications\Building System Class\D30-HVAC Systems\D3040 - Distribution SYS\Fan Coil Unit - FCU | 1011707
40-A1 | 40-A1 Courthouse Annex | 40-A1-D3040-120-FCU04 | FAN COIL UNIT (SUPPLY) | CARRIER | 2281D27201 | 39EE26 | OM00015276 | DNA | 2nd FLoor, RM 241 MECH ROOM | B71 (2) | (12) 16X16X2v | Chilled water | 15 | 230/460 | 37.0/18.5 | Electric | 3 |  |  | \Classifications\Building System Class\D30-HVAC Systems\D3040 - Distribution SYS\Fan Coil Unit - FCU | 1011708
40-A1 | 40-A1 Courthouse Annex | 40-A1-D3040-120-FCU07 | FAN COIL UNIT (CENTER) | RECOL | 13955 | AH70 | OM00015267 |  | 3RD FLOOR, ABOVE MAIN T BAR MAIN DOUBLE DOORS | 4L 550 | (4) 20X20X2 | Chilled water | 1.5 | 220/440 | 4.8/2.4 | Electric | 3 |  |  | \Classifications\Building System Class\D30-HVAC Systems\D3040 - Distribution SYS\Fan Coil Unit - FCU | 1011709
40-A1 | 40-A1 Courthouse Annex | 40-A1-D3040-120-FCU08 | FAN COIL UNIT (NORTH ENTRANCE) | RECOLD | C13953 | AH50 | OM00015268 | DNA | 3RD FLOOR, ABOVE TBAR JUST INSIDE N ENTRANCE | 4L-550 | (4) 16X16X2 | Chilled water | DNA | DNA | DNA |  | DNA |  |  | \Classifications\Building System Class\D30-HVAC Systems\D3040 - Distribution SYS\Fan Coil Unit - FCU | 1011710
40-A1 | 40-A1 Courthouse Annex | 40-A1-D3040-120-FCU09 | FAN COIL UNIT (D7) | CARRIER | 7513106524 | 39BA050869 | OM00026634 | OM00026634 | 1ST FLOOR - BETWEEN ENTRANCE ABOVE DOOR ABOVE TBAR | (2) 4L-470 | (2) 16X20X2 | Chilled water |  | DNA | DNA | Electric | DNA |  |  | \Classifications\Building System Class\D30-HVAC Systems\D3040 - Distribution SYS\Fan Coil Unit - FCU | 1011711
40-A1 | 40-A1 Courthouse Annex | 40-A1-D3040-120-FCU10 | FAN COIL UNIT (D6) | CARRIER | 7513107075 | 39BA050869 | OM00016588 | DNA | 1ST FLOOR - BETWEEN ENTRANCE DOOR ABOVE TBAR | 4L-470 (2) | (2) 16X20X2 | Chilled water | DNA | DNA | DNA | Electric | 3 |  |  | \Classifications\Building System Class\D30-HVAC Systems\D3040 - Distribution SYS\Fan Coil Unit - FCU | 1011712
40-A1 | 40-A1 Courthouse Annex | 40-A1-D3040-120-FCU11 | FAN COIL UNIT (HOLDING) | RECOLD | DNA | DNA | OM00026637 | DNA | 2ND FLOOR, HALLWAY OUTSIDE HOLDING ABOVE TBAR | NA | (2) 16X24X2 | Chilled water |  | DNA | DNA | Electric | DNA |  |  | \Classifications\Building System Class\D30-HVAC Systems\D3040 - Distribution SYS\Fan Coil Unit - FCU | 1011713
40-A1 | 40-A1 Courthouse Annex | 40-A1-D3040-120-FCU12 | FAN COIL UNIT (D11) | RECOLD | DNA | DNA | OM00026636 | DNA | 2ND FLOOR - DEPT 11 ABOVE TBAR | NA | 16X24X2 | Chilled water |  | DNA | DNA | Electric | DNA |  |  | \Classifications\Building System Class\D30-HVAC Systems\D3040 - Distribution SYS\Fan Coil Unit - FCU | 1011714
40-A1 | 40-A1 Courthouse Annex | 40-A1-D3040-120-FCU13 | FAN COIL UNIT (JURY ASSEMBLY) | RECOLD | DNA | DNA | OM00026635 | DNA | 2ND FLOOR - ACCESS THROUGH RM 220 SAFE RM OUTSIDE FOR FILTERS | 4L-570 | (2) 20X25X1 | Chilled water |  | DNA | DNA | Electric | DNA |  |  | \Classifications\Building System Class\D30-HVAC Systems\D3040 - Distribution SYS\Fan Coil Unit - FCU | 1011715
40-A1 | 40-A1 Courthouse Annex | 40-A1-D3040-120-FCU02 | FAN COIL (KITCHEN AREA) | RECOLD | 13954 | AH50 | OM00015269 | DNA | 3rd Floor, KITCHEN ABOVE TBAR | 4L 470 | (4) 16X16X2 | Chilled water |  | 220/440 | 3.6/1.8 | Electric | 3 |  |  | \Classifications\Building System Class\D30-HVAC Systems\D3040 - Distribution SYS\Fan Coil Unit - FCU | 1011716
40-A1 | 40-A1 Courthouse Annex | 40-A1-D3050-250-ACU02 | Ductless HVAC ACU02 | EMI | 1-01-C8659-10 | SCC30EE000AA0A | OM00016498 |  | 3rd Floor - IT Room | NA | DNA | R-22 | NA | 265 | 11.2 | Electric | 1 | DNA | DNA | \Classifications\Building System Class\D30-HVAC Systems\D3050 - Package SYS\Air Conditioning,Split System - ACU | 1013362
40-A1 | 40-A1 Courthouse Annex | 40-A1-D3050-250-ACU03 | Portable AC unit | EMI | 54567101555 | KY32E | OM00016593 |  | DNA | NA | DNA | R-22 | NA | 115 | 20 | Electric | 1 | NA | 10000 | \Classifications\Building System Class\D30-HVAC Systems\D3050 - Package SYS\Air Conditioning,Split System - ACU | 1013363
40-A1 | 40-A1 Courthouse Annex | 40-A1-D4094-450-SFM01 | DRY CHEMICAL FIRE SUPPRESSION SYSTEM | Micro XLT Chemetron Fire Systems | 70101533 | Micro XLT | OM00026767 |  | 3rd Floor - IT Room | NA | NA | NA | NA | 120 | 3.2 | Electric | 1 | NA | NA | \Classifications\Building System Class\D40-Fire Protection SYS\D4090 - Other Fire Protection Systems\Fire Suppression, Gaseous - SFM | 1013364
40-A1 | 40-A1 Courthouse Annex | 40-A1-D3042-220-EFN05 | Exhaust Fan EFN05 | DNA | DNA | DNA | OM00016589 |  | Roof, North Side | [10 empty] | \Classifications\Building System Class\D30-HVAC Systems\D3040 - Distribution SYS\Supply/Exhaust/Return fans- FAN | 1013369
40-A1 | 40-A1 Courthouse Annex | 40-A1-D4094-450-SFM02 | Server room clean agent | Fenwall | 1050FW | 06--235316-001 | OM00037537 |  | 3rd Floor, Server Room/385 | NA | NA | NA | NA | 110 | NA | Electric | 1 | NA | NA | \Classifications\Building System Class\D40-Fire Protection SYS\D4090 - Other Fire Protection Systems\Fire Suppression, Gaseous - SFM | 1014880
40-A1 | 40-A1 Courthouse Annex | 40-A1-B2034-400-DOH02 | roll up door gear drive motor | Chamberlain Lift Master | 2613N2336` | GH5023L4 | OM00037538 |  | sally port roll up door motor | Chain Size-50 | NA | NA |  | Other |  | Electric | 3 | NA | NA | \Classifications\Building System Class\B20-General Building Exterior\B2030 - Exterior Doors\Door,Overhead-Shutter,Manual,Elec,Roll-up - DOH | 1016271
40-A1 | 40-A1 Courthouse Annex | 40-A1-B2034-400-DOH03 | roll up door gear drive motor | Chamberlain Lift Master | 2613N2336 | GH5023L4 | OM00037538 |  | sally port roll up door motor | Chain Size-50 | NA | NA | NA | Other | DNA | Electric | 3 | NA | NA | \Classifications\Building System Class\B20-General Building Exterior\B2030 - Exterior Doors\Door,Overhead-Shutter,Manual,Elec,Roll-up - DOH | 1016874
40-A1 | 40-A1 Courthouse Annex | 40-A1-D3050-250-ACU04 | Sanyo split system | Sanyo | 0192884 | C3672R | OM00037540 |  | upper roof northeast corner | NA | NA | R-410A |  | 240 | DNA | Electric | 1 | NA | NA | \Classifications\Building System Class\D30-HVAC Systems\D3050 - Package SYS\Air Conditioning,Split System - ACU | 1016876
40-A1 | 40-A1 Courthouse Annex | 40-A1-D5092-210-GEN01 | Emergency Generator | Generac | 9521994 | D4.5F.1 | OM00037597 |  | Annex, Parking Lot, Palm and Santa Rosa | NA | NA | NA | 131 | Other | 277.57 | Diesel | 3 | DNA | DNA | \Classifications\Building System Class\D50-Electrical SYS\D5090 - Elec SYS\Emergency Generator - GEN | 1019137
40-A1 | 40-A1 Courthouse Annex | 40-A1-D3050-250-ACU05 | Redundant ACU for server room | Liebert | Y15AB16593 | MMD60E7CHEL0 | OM00037598 |  | Annex, 385, NW corner of the court | NA | 2 Ea-20x20x4 | R-407C | 1 1/2 | Other | 230 | Electric | 3 | NA | NA | \Classifications\Building System Class\D30-HVAC Systems\D3050 - Package SYS\Air Conditioning,Split System - ACU | 1019138
40-A1 | 40-A1 Courthouse Annex | 40-A1-D3031-210-CDR01 | Condensing unit for server room AC CDR01 | leibert | Y15AG15837 | PFH067A-YL7 | OM00037599 |  | Annex, Roof NW corner |  |  | R-407C | not stated on unit | Other | 230 | Electric | 3 |  |  | \Classifications\Building System Class\D30-HVAC Systems\D3030 - Cooling SYS\Condensing Unit, Air Cooled - CDR | 1019139
40-E1 | 40-E1 Grover Beach Branch | 40-E1-D3031-210-CDR01 | Condensing Unit | PAYNE | 3106X65507 | PA13NR060-C | OM00016655 | na | Floor 1, Outside of Utility Closet | na | na | R-22 | na | 208/230 | 50 AMPS | ELECTRIC | 1 | na | na | \Classifications\Building System Class\D30-HVAC Systems\D3030 - Cooling SYS\Condensing Unit, Air Cooled - CDR | EQ-1002275
40-E1 | 40-E1 Grover Beach Branch | 40-E1-D3031-210-CDR02 | Condensing Unit | BRYANT | 1699E21625 | 561W060-A | OM00016654 | na | Floor 1, Outside of Utility Closet | na | na | R-22 | na | 208/230 | 60 AMPS | ELECTRIC | 1 | na | na | \Classifications\Building System Class\D30-HVAC Systems\D3030 - Cooling SYS\Condensing Unit, Air Cooled - CDR | EQ-1002276
40-E1 | 40-E1 Grover Beach Branch | 40-E1-D3040-120-FCU01 | FAN COIL UNIT | TEMPSTAR | S1212050070 | CA060A866XWEX | OM00016652 | na | Floor 1, Utility Closet | na | 20X25X1 | na | na | 110 V. | 15 | Gas | 1 | 100000 | 79000 | \Classifications\Building System Class\D30-HVAC Systems\D3040 - Distribution SYS\Fan Coil Unit - FCU | EQ-1002278
40-E1 | 40-E1 Grover Beach Branch | 40-E1-D3040-120-FCU02 | FAN COIL UNIT | TEMPSTAR | L94450187 | EPC5560JA1 | OM00016651 | na | Floor 1, Utility Closet | na | 20X25X1 | na | na | 11O V. | 15 | Gas | 1 | 100000 | 79000 | \Classifications\Building System Class\D30-HVAC Systems\D3040 - Distribution SYS\Fan Coil Unit - FCU | EQ-1002279
40-E1 | 40-E1 Grover Beach Branch | 40-E1-D2022-260-HWG01 | WATER HEATER | BREEM | GELN0809V04563 | SG40T12AVG00 | OM00026985 | na | Floor 1 | na | na | na | na | 110 V. | na | Gas | 1 PHASE | na | na | \Classifications\Building System Class\D20-Plumbing\D2020 - Domestic Water\Domestic Water Heater, Gas - HWG | EQ-1002280
40-E1 | 40-E1 Grover Beach Branch | 40-E1-D5038-810-ITA01 | INTRUSION ALARM | NAPCO | na | GEMINI | OM00026988 | OM00016661 | Floor 1, IT Room in Trailer | na | na | na | na | 110 V. | 5 AMPS | ELECTRIC | 1 | na | na | \Classifications\Building System Class\D50-Electrical SYS\D5030 - Comm & Security\Intrusion Alarm - ITA | EQ-1002283
40-E1 | 40-E1 Grover Beach Branch | 40-E1-G2023-150-PEG01 | ELECTRIC GATE OPENER | ELITE | 510239940 | ELITE | OM00016656 | na | Grounds, Judges Parking | na | na | na | 1/2 HP | 115 V. | na | ELECTRIC | 1 | na | na | \Classifications\Building System Class\G20-Other Systems\G2020 - Parking Lots\Secured Parking Gate - PEG | EQ-1002284
40-E1 | 40-E1 Grover Beach Branch | 40-E1-D3050-310-HPU01 | HEAT PUMP | BARD | DNA | DNA | OM00016659 | NA | EXTERIOR WESTSIDE PARKING | NA | 15X30X1 | R-22 | NA | 208/230 | 60 AMPS | ELECTRIC | 1 | NA | NA | \Classifications\Building System Class\D30-HVAC Systems\D3050 - Package SYS\Heat Pump,Air Cooled - HPU | EQ-1002839
40-E1 | 40-E1 Grover Beach Branch | 40-E1-D3050-310-HPU02 | HEAT PUMP | BARD | DNA | DNA | OM00016658 | NA | EXTERIOR WESTSIDE PARKING | NA | 15X30X1 | R-22 | NA | 208/230 | 60 AMPS | ELECTRIC | 1 | NA | NA | \Classifications\Building System Class\D30-HVAC Systems\D3050 - Package SYS\Heat Pump,Air Cooled - HPU | EQ-1002840
40-E1 | 40-E1 Grover Beach Branch | 40-E1-D3050-310-HPU03 | HEAT PUMP | BARD | DNA | DNA | OM00016657 | NA | EXTERIOR WESTSIDE PARKING | NA | 15X30X1 | R-22 | NA | 208/230 | 60 AMPS | ELECTRIC | 1 | NA | NA | \Classifications\Building System Class\D30-HVAC Systems\D3050 - Package SYS\Heat Pump,Air Cooled - HPU | EQ-1002841
40-E1 | 40-E1 Grover Beach Branch | 40-E1-B2010-100-BLD01 | Building Structure | NA | NA | NA | OM00026983 |  | NA | NA | NA | NA | NA | NA | NA | NA | NA | NA | NA | \Classifications\Building System Class\B20-General Building Exterior\B2010 - Exterior Walls\Building - BLD | EQ-1007351
40-E1 | 40-E1 Grover Beach Branch | 40-E1-B3010-100-RUF01 | Roofing Systems | NA | NA | NA | OM00026984 |  | Roof | NA | NA | NA | NA | NA | NA | NA | NA | NA | NA | \Classifications\Building System Class\B30-Roofing\B3010 - Roof Types\Roof - RUF | EQ-1007528
40-E1 | 40-E1 Grover Beach Branch | 40-E1-D4031-100-FEX10 | EXTINGUISHERS FEX10 | NA | NA | NA | OM00026987 |  | Multiple Units Throughout Entire Facility | NA | NA | NA | NA | NA | NA | NA | NA | NA | NA | \Classifications\Building System Class\D40-Fire Protection SYS\D4030 - FIRE SPEC\Fire Extinguisher - FEX | 1009807
40-E1 | 40-E1 Grover Beach Branch | 40-E1-D2023-100-BFP01 | Backflow Prevention Device BFP01 | Febco | A009661 | 825Y 1.5" RP | OM00026986 | Svc#:1904-5 Facility#: FA0010815 Device ID#: BD0005486 | Grounds - North side of building | [10 empty] | \Classifications\Building System Class\D20-Plumbing\D2020 - Domestic Water\Backflow Preventer - BFP | 1010614
40-E1 | 40-E1 Grover Beach Branch | 40-E1-D5092-250-EML01 | Emergency Lighting | NA | NA | NA | OM00026989 |  | Multiple Units Throughout Entire Facility | NA | NA | NA | NA | DNA | DNA | Electric | DNA | NA | NA | \Classifications\Building System Class\D50-Electrical SYS\D5090 - Elec SYS\Emergency And Exit Lighting - EML | 1011445
40-E1 | 40-E1 Grover Beach Branch | 40-E1-D5092-250-ELT15 | Exterior Lighting | DNA | DNA | DNA | OM00026205 |  | NA | [10 empty] | \Classifications\Building System Class\D50-Electrical SYS\D5090 - Elec SYS\Exterior Lighting - ELT | 1011446
40-E1 | 40-E1 Grover Beach Branch | 40-E1-G2050-200-LSC01 | LANDSCAPING | DNA | DNA | DNA | OM00026206 | DNA | FRONT SECURE BACK | [10 empty] | \Classifications\Building System Class\G20-Other Systems\G2050 - Landscaping\Landscaping - LSC | 1011717
40-E1 | 40-E1 Grover Beach Branch | 40-E1-D5010-200-ESD01 | MAIN ELECTRICAL E/W METER | GE | 23348718 | 264T88 | OM00016648 |  | Grounds Front Side of Building | NA | NA | NA | NA | 240 | DNA | Electric | DNA | NA | NA | \Classifications\Building System Class\D50-Electrical SYS\D5010 - Elec Service & Dist\Electical Service and Distribution - ESD | 1013365
40-E1 | 40-E1 Grover Beach Branch | 40-E1-D5010-200-ESD02 | MAIN ELECTRICAL E/W METER | GE | ING10096600870112 | 1009660087 | OM00016649 |  | Grounds - POLE MOUNTED FRONT SIDE OF TRAILER | NA | NA | NA | NA | 240 | DNA | Electric | DNA | NA | NA | \Classifications\Building System Class\D50-Electrical SYS\D5010 - Elec Service & Dist\Electical Service and Distribution - ESD | 1013366
40-H1 | 40-H1 1070 Palm St. | 40-H1-D4031-100-FEX04 | Fire Extinguisher(4) | NA | JA003634 | NA | OM00026207 |  | Multiple | NA | NA | NA | NA | NA | NA | NA | NA | NA | NA | \Classifications\Building System Class\D40-Fire Protection SYS\D4030 - FIRE SPEC\Fire Extinguisher - FEX | 1009805
40-H1 | 40-H1 1070 Palm St. | 40-H1-D2022-260-HWG01 | Water Heater | Rheem | DNA | ESG31 | OM00026212 | 5990 | Inside closet in middle of building | NA | NA | NA | NA | NA | NA | gas | NA | 33,000 | 26,000 | \Classifications\Building System Class\D20-Plumbing\D2020 - Domestic Water\Domestic Water Heater, Gas - HWG | 1009841
40-H1 | 40-H1 1070 Palm St. | 40-H1-D3031-210-CDR01 | CONDENSER, AIR COOLED | Payne | 0986a75207 | 565bj036-a | OM00016598 | 5991 | NW exterior | DNA | 12x16 | R-22 | NA | 240 | 30 | Electric | 1 | DNA | DNA | \Classifications\Building System Class\D30-HVAC Systems\D3030 - Cooling SYS\Condensing Unit, Air Cooled - CDR | 1009842
40-H1 | 40-H1 1070 Palm St. | 40-H1-D3031-210-CDR02 | CONDENSER, AIR COOLED | Payne | 0986a75208 | 565bj036-a | OM00016599 | 5992 | NW exterior | DNA | 12x16 | R-22 | NA | 240 | 30 | gas | 1 | DNA | DNA | \Classifications\Building System Class\D30-HVAC Systems\D3030 - Cooling SYS\Condensing Unit, Air Cooled - CDR | 1009843
40-H1 | 40-H1 1070 Palm St. | 40-H1-D5010-200-ESD01 | MAIN ELECTRICAL | GE | U224MTB | DNA | OM00005993 |  | Grounds - Exterior North Side | NA | NA | NA | NA | 120/240 | 200 |  | 1 | NA | NA | \Classifications\Building System Class\D50-Electrical SYS\D5010 - Elec Service & Dist\Electical Service and Distribution - ESD | 1013367
40-H1 | 40-H1 1070 Palm St. | 40-H1-D3050-250-ACU01 | DUCTLESS HVAC UNIT | FUJITSU | CWN001088 | AOU36RLX | OM00016497 |  | 1st Floor | NA | DNA | R-410A | NA | 230/208 | 25 | Electric | 1 | NA | DNA | \Classifications\Building System Class\D30-HVAC Systems\D3050 - Package SYS\Air Conditioning,Split System - ACU | 1013368
40-H1 | 40-H1 1070 Palm St. | 40-H1-B2010-100-BLD01 | Building | NA | NA | NA | DNA | [12 empty] | \Classifications\Building System Class\B20-General Building Exterior\B2010 - Exterior Walls\Building - BLD | 1016575
40-J1 | 40-J1 Paso Robles Courthouse | 40-J1-D1010-100-ELE01 | Elevator ELE01 | hydroelectric | 3240803 | hmc-1000-phc | OM00016624 | State ID# 150205¦ Passenger Elevator | Floor 1, lobby | na | na | na | na | 208 | 150 | Electric | 3 | na | na | \Classifications\Building System Class\D10-Conveyance Systems\D1010 - Elevator\Elevator,Electric,Pass/Freight - ELE | EQ-1002324
40-J1 | 40-J1 Paso Robles Courthouse | 40-J1-D1010-100-ELE02 | Elevator ELE02 | hydroelectric | 3240805 | hmc-1000-phc | OM00016625 | State ID# 150206¦ Passenger Elevator | Floor 1, middle of building | na | na | na | na | 208 | 200 | Electric | 3 | na | na | \Classifications\Building System Class\D10-Conveyance Systems\D1010 - Elevator\Elevator,Electric,Pass/Freight - ELE | EQ-1002325
40-J1 | 40-J1 Paso Robles Courthouse | 40-J1-C1020-110-FRD01 | WON DOORS | WON DOORS | 32467 | FG60S | OM00016623 | na | Floor 1, front reception area | na | na | na | na | na | na | na | na | na | na | \Classifications\Building System Class\C10-General Building Interior\C1020 - Fire Doors\Fire Doors - FRD | EQ-1002326
40-J1 | 40-J1 Paso Robles Courthouse | 40-J1-D1013-310-WCL01 | Wheelchair Lift WCL01 | Garaventa-Genisis | 33756 | GVL-OP-42 | OM00016631 | State ID# 150209¦ Wheel chair lift | 2nd floor near stairs | na | na | na | na | 120 | 15 | Electric | 1 | na | na | \Classifications\Building System Class\D10-Conveyance Systems\D1010 - Elevator\Wheelchair Lift - WCL | EQ-1002327
40-J1 | 40-J1 Paso Robles Courthouse | 40-J1-D4010-150-FMS01 | fire sprinkler system | DNA | DNA | DNA | OM00016647 | na | rear of building west side | na | na | na | na | na | na | na | na | na | na | \Classifications\Building System Class\D40-Fire Protection SYS\D4010 - Sprinkler SYS\Fire Systems, stand pipes - FMS | EQ-1002328
40-J1 | 40-J1 Paso Robles Courthouse | 40-J1-D5010-200-ESD01 | Main Electrical Panel | Siemens | 60-56881-A00010 | SWITCH BOARD | OM00016638 |  | Floor 1, rear parking lot | na | na | na | na | 208 | na | na | 3 | na | na | \Classifications\Building System Class\D50-Electrical SYS\D5010 - Elec Service & Dist\Electical Service and Distribution - ESD | EQ-1002329
40-J1 | 40-J1 Paso Robles Courthouse | 40-J1-D5092-210-GEN01 | generator | Generac | 2094-881 | 8734880100 | OM00016621 | Permit # 1188-1 | Grounds, rear parking lot | na | na | na | 123 | 120/208 | 277.5 | Diesel | 3 | 80 | na | \Classifications\Building System Class\D50-Electrical SYS\D5090 - Elec SYS\Emergency Generator - GEN | EQ-1002331
40-J1 | 40-J1 Paso Robles Courthouse | 40-J1-D3050-210-PKU01 | package unit | Carrier | 4107G30321 | 48HJD008G-541 | OM00016609 | na | central roof | A 49 ECO 5L-430 | (4) 16X20X2 | R-22 | na | 208/230 | 50 | Gas | 3 | 90000/125000 | 73800/102500 | \Classifications\Building System Class\D30-HVAC Systems\D3050 - Package SYS\Package Unit - PKU | EQ-1002334
40-J1 | 40-J1 Paso Robles Courthouse | 40-J1-D3050-210-PKU02 | Package Unit PKU02 | Carrier | 4107G30323 | 48HJD008G-541 | OM00016610 | na | central roof | A49 + ECO 5L-430 | (4) 16X20X2 | R-22 | na | 208/230 | 50 | Gas | 3 | 90000/125000 | 73800/102500 | \Classifications\Building System Class\D30-HVAC Systems\D3050 - Package SYS\Package Unit - PKU | EQ-1002335
40-J1 | 40-J1 Paso Robles Courthouse | 40-J1-D3050-210-PKU03 | package unit | Carrier | 0707G30418 | 48HJD005G-551 | OM00016611 | na | central roof | A36/ECO 5L-390 | (2) 16X25X2 | R-22 | na | 208/230 | 30 | Gas | 3 | 60000 | 50000 | \Classifications\Building System Class\D30-HVAC Systems\D3050 - Package SYS\Package Unit - PKU | EQ-1002336
40-J1 | 40-J1 Paso Robles Courthouse | 40-J1-D3050-210-PKU04 | package unit | Carrier | 4207G10546 | 48HJM004G-541 | OM00016612 | na | central roof | A36 | (2) 16X25X2 | R-22 | na | 208/230 | 25 | Gas | 3 | 60000 | 50000 | \Classifications\Building System Class\D30-HVAC Systems\D3050 - Package SYS\Package Unit - PKU | EQ-1002337
40-J1 | 40-J1 Paso Robles Courthouse | 40-J1-D3050-210-PKU05 | package unit | Carrier | 4207G10538 | 48HJL005G-551 | OM00016615 | na | central roof | A36/ECO 5L-390 | (2) 16X25X2 | R-22 | na | 208/230 | 30 | Gas | 3 | 60000 | 50000 | \Classifications\Building System Class\D30-HVAC Systems\D3050 - Package SYS\Package Unit - PKU | EQ-1002338
40-J1 | 40-J1 Paso Robles Courthouse | 40-J1-D3050-210-PKU06 | package unit | Carrier | 2807G10616 | 48HJL007G-551 | OM00016616 | na | central roof | A39/ECO 5L-390 | (4) 16X16X2 | R-22 | na | 208/230 | 40 | Gas | 3 | 50000/72000 | 41000/59040 | \Classifications\Building System Class\D30-HVAC Systems\D3050 - Package SYS\Package Unit - PKU | EQ-1002339
40-J1 | 40-J1 Paso Robles Courthouse | 40-J1-D3050-210-PKU07 | package unit PKU07 | Carrier | 4107GH0758 | 48HJD012G-571 | OM00016614 | na | central roof | A51 | (4) 20X20X2 | R-22 | na | 208/230 | 60 | Gas | 3 | 120000/180000 | 984000/147600 | \Classifications\Building System Class\D30-HVAC Systems\D3050 - Package SYS\Package Unit - PKU | EQ-1002340
40-J1 | 40-J1 Paso Robles Courthouse | 40-J1-D3050-210-PKU08 | package unit | Carrier | 4107G40749 | 48HJD009G-551 | OM00016617 | na | central roof | A48/ECO 5L-430 | 20X20X2 (4) | R-22 | na | 208/230 | 60 | Gas | 3 | 90000/125000 | 73800/102500 | \Classifications\Building System Class\D30-HVAC Systems\D3050 - Package SYS\Package Unit - PKU | EQ-1002341
40-J1 | 40-J1 Paso Robles Courthouse | 40-J1-D3050-210-PKU09 | package unit | Carrier | 4207G10545 | 48HJM004G-541 | OM00016618 | na | central roof | A35 | (2) 16X25X2 | R-22 | na | 208/230 | 25 | Gas | 3 | 60000 | 50000 | \Classifications\Building System Class\D30-HVAC Systems\D3050 - Package SYS\Package Unit - PKU | EQ-1002342
40-J1 | 40-J1 Paso Robles Courthouse | 40-J1-D3050-210-PKU10 | package unit | Carrier | 2807G10617 | 48HJD007G-551 | OM00016613 | na | central roof | A39/ECO 5L-390 | (4) 16X16X2 | R-22 | na | 208/230 | 40 | Gas | 3 | 50000/72000 | 41000/59040 | \Classifications\Building System Class\D30-HVAC Systems\D3050 - Package SYS\Package Unit - PKU | EQ-1002343
40-J1 | 40-J1 Paso Robles Courthouse | 40-J1-D3050-210-PKU11 | Package Unit PKU11 | Carrier | 4107G40750 | 48HJD0096-551 | OM00016619 | na | central roof | A48/ECO 5L430 | (4) 20X20X2 | R-22 | na | 208/230 | 50 | Gas | 3 | 90000/12500 | 73800/102500 | \Classifications\Building System Class\D30-HVAC Systems\D3050 - Package SYS\Package Unit - PKU | EQ-1002344
40-J1 | 40-J1 Paso Robles Courthouse | 40-J1-D3042-220-EFN01 | EF-1 exhaust fan | Greenheck | 11042224-0710 | GB-101-4-X | OM00016628 | na | central roof | 3L-200 | na | na | 1/2 | 115 | 10 | Electric | 1 | na | na | \Classifications\Building System Class\D30-HVAC Systems\D3040 - Distribution SYS\Supply/Exhaust/Return fans- FAN | EQ-1002345
40-J1 | 40-J1 Paso Robles Courthouse | 40-J1-D3042-220-EFN02 | EF-2 exhaust fan | Greenheck | 11042225-0710 | GB-101-4-X | OM00016629 | na | central roof | 3L-200 | na | na | 1/2 | 115 | 10 | Electric | 1 | na | na | \Classifications\Building System Class\D30-HVAC Systems\D3040 - Distribution SYS\Supply/Exhaust/Return fans- FAN | EQ-1002346
40-J1 | 40-J1 Paso Robles Courthouse | 40-J1-D3042-220-EFN03 | EF-3 exhaust fan | Greenheck | 11042227-0710 | GB-081-4-X | OM00016630 | na | central roof | na | na | na | 1/2 | 115 | 10 | Electric | 1 | na | na | \Classifications\Building System Class\D30-HVAC Systems\D3040 - Distribution SYS\Supply/Exhaust/Return fans- FAN | EQ-1002347
40-J1 | 40-J1 Paso Robles Courthouse | 40-J1-D3042-220-EFN04 | EF-13 exhaust fan | Greenheck | 11042229-0710 | GB-071-4-X | OM00016627 | na | central roof | 3L-200 | na | na | 1/2 | 115 | 10 | Electric | 1 | na | na | \Classifications\Building System Class\D30-HVAC Systems\D3040 - Distribution SYS\Supply/Exhaust/Return fans- FAN | EQ-1002348
40-J1 | 40-J1 Paso Robles Courthouse | 40-J1-D3031-210-CDR01 | split-system | Carrier | 3507X92388 | 38HDF018-301 | OM00016626 | na | central roof | na | WASHABLE | R-22 | na | 208/230 | 20 | Electric | 1 | na | na | \Classifications\Building System Class\D30-HVAC Systems\D3030 - Cooling SYS\Condensing Unit, Air Cooled - CDR | EQ-1002349
40-J1 | 40-J1 Paso Robles Courthouse | 40-J1-D3031-210-CDR02 | split-system | Carrier | 3507X92404 | 38HDF018-301 | OM00016620 | na | central roof | na | WASHABLE | R-22 | na | 208/230 | 20 | Electric | 1 | na | na | \Classifications\Building System Class\D30-HVAC Systems\D3030 - Cooling SYS\Condensing Unit, Air Cooled - CDR | EQ-1002350
40-J1 | 40-J1 Paso Robles Courthouse | 40-J1-G2023-150-PEG01 | automatic gate opener | Chamberlain Elite | 1808n3291 | sl-3000-ul | OM00026838 | na | rear parking lot | na | na | na | na | na | na | na | na | na | na | \Classifications\Building System Class\G20-Other Systems\G2020 - Parking Lots\Secured Parking Gate - PEG | EQ-1002351
40-J1 | 40-J1 Paso Robles Courthouse | 40-J1-D5037-710-FAP01 | Fire Alarm System | Honeywell | DNA | NFS-320 | OM00016641 | na | rear parking lot near switchgear room | na | na | na | na | na | na | na | na | na | na | \Classifications\Building System Class\D50-Electrical SYS\D5030 - Comm & Security\Fire Alarm Panel - FAP | EQ-1002352
40-J1 | 40-J1 Paso Robles Courthouse | 40-J1-B2010-100-BLD01 | Building Structure | NA | NA | NA | OM00036868 | NA | NA | NA | NA | NA | NA | NA | NA | NA | NA | NA | NA | \Classifications\Building System Class\B20-General Building Exterior\B2010 - Exterior Walls\Building - BLD | EQ-1007352
40-J1 | 40-J1 Paso Robles Courthouse | 40-J1-B3010-100-RUF01 | Roofing Systems | NA | NA | NA | OM00030646 |  | NA | NA | NA | NA | NA | NA | NA | NA | NA | NA | NA | \Classifications\Building System Class\B30-Roofing\B3010 - Roof Types\Roof - RUF | EQ-1007529
40-J1 | 40-J1 Paso Robles Courthouse | 40-J1-D2023-100-BFP01 | BACKFLOW DEVICE #1 | WILKINS | L46667 | 375 | OM00016636 | Svc#:1904-004 Facility#: FA0009148 Device ID#: BD0002225 | DOMESTIC REAR OF COURTHOUSE OFF 9TH STREET. | [10 empty] | \Classifications\Building System Class\D20-Plumbing\D2020 - Domestic Water\Backflow Preventer - BFP | EQ-1007724
40-J1 | 40-J1 Paso Robles Courthouse | 40-J1-D2023-100-BFP02 | BACKFLOW DEVICE #2 | WILKINS | 2670188 | 950XLS | OM00026776 | Svc#:1904-004 Facility#: FA0009148 Device ID#: BD0002223 | BYPASS REAR OF COURTHOUSE OFF 9TH ST. | [10 empty] | \Classifications\Building System Class\D20-Plumbing\D2020 - Domestic Water\Backflow Preventer - BFP | EQ-1007725
40-J1 | 40-J1 Paso Robles Courthouse | 40-J1-D2023-100-BFP03 | BACKFLOW DEVICE #3 | WILKINS | N25702 | 350DA | OM00016637 | Svc#:1904-004 Facility#: FA0009148 Device ID#: BD0002222 | FIRELINE REAR OF COURTHOUSE OFF 9TH STREET. | [10 empty] | \Classifications\Building System Class\D20-Plumbing\D2020 - Domestic Water\Backflow Preventer - BFP | EQ-1007726
40-J1 | 40-J1 Paso Robles Courthouse | 40-J1-D2023-100-BFP04 | BACKFLOW DEVICE #4 | WILKLINS | 2951346 | 975XL | OM00016635 | Svc#:1904-004 Facility#: FA0009148 Device ID#: BD0002224 | IRRIG. REAR OF COURTHOUSE OFF 9TH STREET | [10 empty] | \Classifications\Building System Class\D20-Plumbing\D2020 - Domestic Water\Backflow Preventer - BFP | EQ-1007727
40-J1 | 40-J1 Paso Robles Courthouse | 40-J1-D4031-100-FEX15 | EXTINGUISHERS | NA | NA | NA | OM00026846 |  | Floor 1, BUILDING | NA | NA | NA | NA | NA | NA | NA | NA | NA | NA | \Classifications\Building System Class\D40-Fire Protection SYS\D4030 - FIRE SPEC\Fire Extinguisher - FEX | 1009806
40-J1 | 40-J1 Paso Robles Courthouse | 40-J1-D3068-100-BAS01 | Building Automation System (HVAC CONTROLS) | DELTA (HVAC CONTROL) | DNA | 4400 | OM00026840 |  | Floor 1, room 127A |  |  |  |  | 115 |  | Electric |  |  |  | \Classifications\Building System Class\D30-HVAC Systems\D3060 - Control & Inst Air\Building Automation System - BAS | 1011447
40-J1 | 40-J1 Paso Robles Courthouse | 40-J1-C1020-110-FRD02 | WON Door | WON Door | 32465 | FG605 | OM00026982 |  | Floor 1, Front Reception Area | [10 empty] | \Classifications\Building System Class\C10-General Building Interior\C1020 - Fire Doors\Fire Doors - FRD | 1011448
40-J1 | 40-J1 Paso Robles Courthouse | 40-J1-D5092-250-EML18 | Emergency Lighting | SOVEREIGN | NA | SOVEHG2CBARC | OM00026842 |  | FLoor 1, BUILDING | NA | NA | NA | NA | DNA | DNA | Electric | DNA | NA | NA | \Classifications\Building System Class\D50-Electrical SYS\D5090 - Elec SYS\Emergency And Exit Lighting - EML | 1011449
40-J1 | 40-J1 Paso Robles Courthouse | 40-J1-D5011-240-TRN01 | Transformer | ABB | M261406 | AB08J977192 | OM00026845 |  | South Side Exterior | [10 empty] | \Classifications\Building System Class\D50-Electrical SYS\D5010 - Elec Service & Dist\Transformer - TRN | 1011450
40-J1 | 40-J1 Paso Robles Courthouse | 40-J1-D3050-250-ACU01 | Air Conditioning Unit ACU01 | Carrier | 1206440263 | 40QNQ018---3 | OM00026766 | DNA | IT Room, 1st Floor | NA | WASHABLE | R-410A | DNA | 115 | 10 | Electric | 1 |  |  | \Classifications\Building System Class\D30-HVAC Systems\D3050 - Package SYS\Air Conditioning,Split System - ACU | 1011452
40-J1 | 40-J1 Paso Robles Courthouse | 40-J1-D3050-250-ACU02 | Air Conditioning Unit | Carrier | 1206440264 | 40QNQ018---3 | OM00026765 | DNA | IT Room, 2nd Floor | NA | WASHABLE | R-410A | DNA | 115 | 10 | Electric | 1 | NA | NA | \Classifications\Building System Class\D30-HVAC Systems\D3050 - Package SYS\Air Conditioning,Split System - ACU | 1011453
40-J1 | 40-J1 Paso Robles Courthouse | 40-J1-D2022-260-HWG01 | Domestic Hot Water Heater | BRADFORD WHITE | EC10374637 | PDX250T6FBN | OM00016632 | DNA | Custodian Rm, 1st Floor | [6 empty] | Gas |  | 60000 |  | \Classifications\Building System Class\D20-Plumbing\D2020 - Domestic Water\Domestic Water Heater, Gas - HWG | 1011455
40-J1 | 40-J1 Paso Robles Courthouse | 40-J1-D5010-234-ATS01 | Automatic Transfer Switch | ASCO | 411860RE | SERIER 300 | OM00026839 |  | Floor 1, Mn. Elec. Rm |  |  |  |  | 208 | 400 |  | 3 |  |  | \Classifications\Building System Class\D50-Electrical SYS\D5010 - Elec Service & Dist\Automatic Transfer Switch - ATS | 1011456
40-J1 | 40-J1 Paso Robles Courthouse | 40-J1-G2050-200-LSC01 | LANDSCAPING, FRONT BACK SIDE PARKING AREA, JUDGES PARKING |  |  |  | OM00026847 |  | FRONT BACK SIDE PARKING AREA, JUDGES PARKING | [10 empty] | \Classifications\Building System Class\G20-Other Systems\G2050 - Landscaping\Landscaping - LSC | 1011718
40-J1 | 40-J1 Paso Robles Courthouse | 40-J1-D5092-250-ELT01 | LIGHTING, EXTERIOR | DNA | DNA | DNA | OM00026848 |  | 2 FLAG, 10 BALLARD, 10 HIGH CAN, 8 JUDGES PARKING, 3 REAR PARKING |  |  |  |  | 208/230 |  | Electric |  |  |  | \Classifications\Building System Class\D50-Electrical SYS\D5090 - Elec SYS\Exterior Lighting - ELT | 1011719
40-J1 | 40-J1 Paso Robles Courthouse | 40-J1-D3041-160-FDP01 | FIRE DAMPERS | GREEN HECK | DNA | CFSD-211, 212 | OM00026843 |  | Floor 1, WHOLE BUILING |  |  |  | 1/3 | 120 |  | Electric | 1 |  |  | \Classifications\Building System Class\D30-HVAC Systems\D3040 - Distribution SYS\Fire Dampers - FDP | 1011720
40-J1 | 40-J1 Paso Robles Courthouse | 40-J1-D3068-100-BAS02 | Automated Lighting System | Lighting Controls & Design | DNA | DC1-4680-120V-BKR2 | OM00036421 |  | MAIN ELECTRICAL ROOM, BACK OF BUILDING - 1st Floor | NA | NA | NA | NA | DNA | DNA | Electric | DNA | NA | NA | \Classifications\Building System Class\D30-HVAC Systems\D3060 - Control & Inst Air\Building Automation System - BAS | 1013361
40-J1 | 40-J1 Paso Robles Courthouse | 40-J1-D2023-310-HWP01 | Hot water recirculating pump | DNA | DNA | DNA | OM00037541 |  | attached to the water heater | NA | NA | NA | NA | Other | DNA | Electric | 3 | NA | NA | \Classifications\Building System Class\D20-Plumbing\D2020 - Domestic Water\Domestic Hot Water Circulating Pump - HWP | 1016875
41-A1 | 41-A1 Hall of Justice | 41-A1-D4031-100-FEX41 | Fire Extinguisher - FEX41 | AMEREX | NA | 456 ABC | OM00018042 |  | Lobby To include Holding Area Fire Extinguishers HOJ Checkpoint 06/09, 2A 07/10 holding, 4A 07/10 holding, 7A 06/10 holding, SSF 08/10 holding | NA | NA | NA | NA | NA | NA | NA | NA | NA | NA | \Classifications\Building System Class\D40-Fire Protection SYS\D4030 - FIRE SPEC\Fire Extinguisher - FEX | EQ-1005943
41-A1 | 41-A1 Hall of Justice | 41-A1-B2010-100-BLD01 | Building Structure | NA | NA | NA | OM00032325 |  | NA | NA | NA | NA | NA | NA | NA | NA | NA | NA | NA | \Classifications\Building System Class\B20-General Building Exterior\B2010 - Exterior Walls\Building - BLD | EQ-1007353
41-A1 | 41-A1 Hall of Justice | 41-A1-D5092-250-EML25 | Emergency And Exit Lighting - EML25 | Lithonia | NA | NA | OM00001424 |  |  | NA | NA | NA | NA | 110 | DNA | Electric | DNA | NA | NA | \Classifications\Building System Class\D50-Electrical SYS\D5090 - Elec SYS\Emergency And Exit Lighting - EML | 1008507
41-A1 | 41-A1 Hall of Justice | 41-A1-D1013-310-WCL01 | Wheelchair Lift - WCL01 | The Cheney Company, Inc. | DNA | DNA | OM00001423 | DNA | Judge's Hallway | NA | NA | NA | DNA | DNA | DNA | Electric | DNA | NA | NA | \Classifications\Building System Class\D10-Conveyance Systems\D1010 - Elevator\Wheelchair Lift - WCL | 1008834
41-A2 | 41-A2 Traffic/ Small Claims Annex | 41-A2-B2010-100-BLD01 | Building Structure | NA | NA | NA | OM00042087 | Permit #14-1951 ¦ OM00032689 | NA | NA | NA | NA | NA | NA | NA | NA | NA | NA | NA | \Classifications\Building System Class\B20-General Building Exterior\B2010 - Exterior Walls\Building - BLD | EQ-1007354
41-A2 | 41-A2 Traffic/ Small Claims Annex | 41-A2-B3010-100-RUF01 | Roofing Systems | DNA | DNA | DNA | OM00042086 | OM00032692 | NA | NA | NA | NA | NA | NA | NA | NA | NA | NA | NA | \Classifications\Building System Class\B30-Roofing\B3010 - Roof Types\Roof - RUF | EQ-1007531
41-A2 | 41-A2 Traffic/ Small Claims Annex | 41-A2-D2023-100-BFP01 | Backflow Preventer - BFP01 | Watts | 42683 | 1" 009 OT RP | OM00020199 | Tag#: 1701476 | Exterior (USE REDWOOD CITY TEST FORMS) | NA | NA | NA | NA | NA | NA | NA | NA | NA | NA | \Classifications\Building System Class\D20-Plumbing\D2020 - Domestic Water\Backflow Preventer - BFP | 1008441
41-A2 | 41-A2 Traffic/ Small Claims Annex | 41-A2-D2023-310-HWP01 | Domestic Hot Water Circulating Pump - HWP01 | GRUNDFOS | 52722370 P1 | UP 43-75BF216 | OM00018006 | DNA | Mechanical Room | NA | NA | NA | DNA | 115 | 2.15 | Electric | 1 | NA | NA | \Classifications\Building System Class\D20-Plumbing\D2020 - Domestic Water\Domestic Hot Water Circulating Pump - HWP | 1008835
41-A2 | 41-A2 Traffic/ Small Claims Annex | 41-A2-D2022-260-HWG01 | Domestic Water Heater, Gas - HWG01 | A.O. SMITH WATER PRODUCTS CO. | 9281069000 | BT 65 200 | OM00001458 | DNA | Mechanical Room | NA | NA | NA | NA | NA | NA | Gas | NA | 65000 | DNA | \Classifications\Building System Class\D20-Plumbing\D2020 - Domestic Water\Domestic Water Heater, Gas - HWG | 1008836
41-A2 | 41-A2 Traffic/ Small Claims Annex | 41-A2-D2040-100-PSU02 | Sump Pump - PSU01 | DNA | DNA | DNA | OM00042108 | OM00020221 | Exterior | NA | NA | NA | DNA | 110 | DNA | Electric | 1 | NA | NA | \Classifications\Building System Class\D20-Plumbing\D2040 - Rain Drain\Sump Pump - PSU | 1008837
41-A2 | 41-A2 Traffic/ Small Claims Annex | 41-A2-D3021-130-BLR01 | Boiler,Hot Water,Oil/Gas/Comb. - BLR01 | WEBEN-JARCO, INC. | 3486 | AJHWB 70 | OM00018003 | DNA | Mechanical Room | NA | NA | NA | NA | NA | NA | Natural gas | NA | 700000 | 560000 | \Classifications\Building System Class\D30-HVAC Systems\D3020 - Heat SYS\Boiler,Hot Water,Oil/Gas/Comb. - BLR | 1008838
41-A2 | 41-A2 Traffic/ Small Claims Annex | 41-A2-D3031-130-CLR01 | Chiller Plant - CLR01 | TRANE | R843941 | 1F5C88 | OM00018001 | DNA | Mechanical Room | NA | NA | R-134a | DNA | 208/230 | 88/44 | Electric | 3 | NA | NA | \Classifications\Building System Class\D30-HVAC Systems\D3030 - Cooling SYS\Chiller, Water Cooled - CLR | 1008839
41-A2 | 41-A2 Traffic/ Small Claims Annex | 41-A2-D3041-110-AHU01 | Air Handling Unit - AHU01 | KENNARD | 2858101A | H220MZ | OM00043107 | OM00001456 | Mechanical Room | (2)-B77, (2)-BA68 | 20X25X2-(10) | R-134a | DNA | 240 | DNA | Electric | 3 | NA | NA | \Classifications\Building System Class\D30-HVAC Systems\D3040 - Distribution SYS\Air Handling Unit - AHU | 1008841
41-A2 | 41-A2 Traffic/ Small Claims Annex | 41-A2-D3050-210-PKU01 | Package Unit- PKU01 | TRANE | 100210159L | YHC036E3RLA01.000000000000 | OM00001454 | DNA | Lower Roof | NA | DNA | R-410A | (0.2HP FOR COND / 0.75 HP FOR EVAP/ COMP - DNA) | 208/230 | 21.9 | ELECTRIC & NATURAL GAS | 3 | 60000 | 48000 | \Classifications\Building System Class\D30-HVAC Systems\D3050 - Package SYS\Package Unit - PKU | 1008842
41-A2 | 41-A2 Traffic/ Small Claims Annex | 41-A2-D3050-210-PKU02 | Package Unit- PKU02 | TRANE | 100210462L | YHC036E3RLA01.000000000000 | OM00001455 | DNA | Lower Roof | NA | DNA | R-410A | (0.2HP FOR COND / 0.75 HP FOR EVAP/ COMP - DNA) | 208/230 | 21.9 | ELECTRIC & NATURAL GAS | 3 | 60000 | 48000 | \Classifications\Building System Class\D30-HVAC Systems\D3050 - Package SYS\Package Unit - PKU | 1008843
41-A2 | 41-A2 Traffic/ Small Claims Annex | 41-A2-D3050-210-PKU03 | Package Unit- PKU03 | TRANE | B38144446D | BAYECONO28AA | OM00001453 | DNA | Upper Roof | (1) A66 | 20X20X1-(6) | R-22 | DNA | 208/230 | DNA | ELECTRIC & NATURAL GAS | 3 | DNA | DNA | \Classifications\Building System Class\D30-HVAC Systems\D3050 - Package SYS\Package Unit - PKU | 1008844
41-A2 | 41-A2 Traffic/ Small Claims Annex | 41-A2-D3090-114-CMP01 | Control Air Compressor - CAC01 | QUINCY | 5076474 | MQC00506D | OM00018007 |  | Mechanical Room | (2)-DNA | NA | DNA | DNA | 230/460 | 4.2/2.2 | Electric | 3 | DNA | DNA | \Classifications\Building System Class\D30-HVAC Systems\D3090 - Other HVAC Systems and Equipment\Air Compressor - CMP | 1008845
41-A2 | 41-A2 Traffic/ Small Claims Annex | 41-A2-D4031-100-FEX08 | Fire Extinguisher - FEX08 | BADGER | NW-574979 | 10MB-8H-1997 | OM00042091 | OM00001461 | THROUGHOUT | NA | NA | NA | NA | NA | NA | NA | NA | NA | NA | \Classifications\Building System Class\D40-Fire Protection SYS\D4030 - FIRE SPEC\Fire Extinguisher - FEX | 1008846
41-A2 | 41-A2 Traffic/ Small Claims Annex | 41-A2-D5010-200-ESD01 | Main Electrical Panel - SBR01 | ITE CIRCUIT BREAKER CO. | ET-71092 | DNA | OM00001463 |  | Electrical Room | NA | NA | NA | NA | 600 | DNA | Electric | 3 | NA | NA | \Classifications\Building System Class\D50-Electrical SYS\D5010 - Elec Service & Dist\Electical Service and Distribution - ESD | 1008847
41-A2 | 41-A2 Traffic/ Small Claims Annex | 41-A2-D5037-710-FAP01 | Fire Alarm Panel - FAP01 | SIEMENS CERBERUS PYROTRONICS | 575-293619-3 | MXL-IQ | OM00001457 | DNA | MAINTENANCE OFFICE | NA | NA | NA | NA | 120 | DNA | Electric | 1 | NA | NA | \Classifications\Building System Class\D50-Electrical SYS\D5030 - Comm & Security\Fire Alarm Panel - FAP | 1008848
41-A2 | 41-A2 Traffic/ Small Claims Annex | 41-A2-D5038-810-ITA01 | Intrusion Alarm - ITA01 | DORADO SYSTEMS | 2280-3288 | 312 | OM00020226 | DNA | MAINTENANCE OFFICE | NA | NA | NA | NA | 120 | DNA | Electric | 1 | NA | NA | \Classifications\Building System Class\D50-Electrical SYS\D5030 - Comm & Security\Intrusion Alarm - ITA | 1008849
41-A2 | 41-A2 Traffic/ Small Claims Annex | 41-A2-D5092-250-EML11 | Emergency And Exit Lighting - EML11 | CONSERVATION ALLIANCE | NA | NA | OM00042088 |  | THROUGHOUT | NA | NA | NA | NA | 120 | DNA | Electric | 1 | NA | NA | \Classifications\Building System Class\D50-Electrical SYS\D5090 - Elec SYS\Emergency And Exit Lighting - EML | 1008850
41-A2 | 41-A2 Traffic/ Small Claims Annex | 41-A2-D3044-125-PHW01 | Hot Water Pump - PHW01 | A.O. SMITH WATER CORP. | 06509FM | C48J2DB11 | OM00001459 | DNA | Mechanical Room | NA | NA | NA | 1/2 | 115/230 | 8.6/4.3 | Electric | 1 | NA | NA | \Classifications\Building System Class\D30-HVAC Systems\D3040 - Distribution SYS\Hot Water Pump - PHW | 1008851
41-A2 | 41-A2 Traffic/ Small Claims Annex | 41-A2-D5010-110-EMT01 | Electric Meter - EMT01 | GENERAL ELECTRIC | 415383 | TYPE VM-4A | OM00001464 |  | Electrical Room | NA | NA | NA | NA | NA | NA | NA | NA | NA | NA | \Classifications\Building System Class\D50-Electrical SYS\D5010 - Elec Service & Dist\Electric Meter Readings - EMT | 1008852
41-A2 | 41-A2 Traffic/ Small Claims Annex | 41-A2-D3012-120-GMR01 | Gas Meter - GMR01 | SCHLEMBERGER | DNA | DNA | OM00042109 | OM00001462 | Exterior | NA | NA | NA | NA | NA | NA | NA | NA | NA | NA | \Classifications\Building System Class\D30-HVAC Systems\D3010 - Energy Supply\Gas Meter Readings - GMR | 1008853
41-A2 | 41-A2 Traffic/ Small Claims Annex | 41-A2-D2020-130-WMR01 | Water Meter - WMR01 | DNA | DNA | DNA | OM00042090 | OM00020222 | Exterior | NA | NA | NA | NA | NA | NA | NA | NA | NA | NA | \Classifications\Building System Class\D20-Plumbing\D2020 - Domestic Water\Water Meter Readings - WMR | 1008854
41-A2 | 41-A2 Traffic/ Small Claims Annex | 41-A2-D5092-250-ELT04 | Exterior Lighting - ELT04 | DNA | DNA | DNA | OM00042089 | OM00032691 | THROUGHOUT | NA | NA | NA | NA | NA | NA | NA | NA | NA | NA | \Classifications\Building System Class\D50-Electrical SYS\D5090 - Elec SYS\Exterior Lighting - ELT | 1008855
41-A2 | 41-A2 Traffic/ Small Claims Annex | 41-A2-D2023-100-BFP03 | Boiler Backflow Preventer - BFP03 | Wilkins | A091500 | 375XL | OM00000472 | Tag#: 1800199 | Roof Boiler Room (USE REDWOOD CITY's TEST FORM) | NA | NA | NA | NA | NA | NA | NA | NA | NA | NA | \Classifications\Building System Class\D20-Plumbing\D2020 - Domestic Water\Backflow Preventer - BFP | 1020346
41-B1 | 41-B1 Central Branch | 41-B1-D2022-260-HWG01 | Domestic Water Heater, Gas - HWG01 | Rheem | RHLN0408V14044 | RHG PRO50-50F | OM00018016 | DNA | Basement, Boiler Room | NA | NA | NA | DNA | NA | NA | Gas | NA | DNA | NA | \Classifications\Building System Class\D20-Plumbing\D2020 - Domestic Water\Domestic Water Heater, Gas - HWG | EQ-1005799
41-B1 | 41-B1 Central Branch | 41-B1-D3044-125-PHW01 | Boiler Hot Water Pump - PHW01 | Bell & Gosset | DNA | M10532-170 | OM00018019 | DNA | Basement, Boiler Room | NA | NA | NA | 114 | 115 | 3 | ELECTRIC | 1 | NA | NA | \Classifications\Building System Class\D30-HVAC Systems\D3040 - Distribution SYS\Hot Water Pump - PHW | EQ-1005802
41-B1 | 41-B1 Central Branch | 41-B1-D3031-210-CDR01 | Condenser,Air Cooled - CDR01 | Russell | DNA | DNA | OM00018021 | DNA | Roof Southeast Quadrant | NA | NA | R-22 | DNA | DNA | DNA | ELECTRIC | 3 | NA | NA | \Classifications\Building System Class\D30-HVAC Systems\D3030 - Cooling SYS\Condensing Unit, Air Cooled - CDR | EQ-1005804
41-B1 | 41-B1 Central Branch | 41-B1-D3041-110-AHU01 | Air Handling Unit - AHU01 | McIntyre Coil Co. | 4205 | WTH-1746 | OM00019694 | DNA | Basement, Boiler Room | NA | 12x24x2-(5), 24x24x2-(4) | R-22 | (2) 5 | 230 | DNA | ELECTRIC | 3 | NA | NA | \Classifications\Building System Class\D30-HVAC Systems\D3040 - Distribution SYS\Air Handling Unit - AHU | EQ-1005805
41-B1 | 41-B1 Central Branch | 41-B1-D3041-110-AHU02 | Air Handling Unit - AHU02 | Trane | 194843 | Type 10 | OM00018018 | DNA | Basement Boiler Room | (1) A-56 | 16x25x2-(4) | R-22 | 3 | 208 | 9.4 | ELECTRIC | 3 | NA | NA | \Classifications\Building System Class\D30-HVAC Systems\D3040 - Distribution SYS\Air Handling Unit - AHU | EQ-1005806
41-B1 | 41-B1 Central Branch | 41-B1-D3050-210-PKU02 | Package Unit- PKU02 | Trane | 438101895L | YHC092A3RMA1JD10000000000 | OM00018023 | DNA | West Quadrant Roof | DNA | DNA | R-22 | DNA | 208/230 | 41.2 | Electric and natural gas | 3 | 150,000 | 120,000 | \Classifications\Building System Class\D30-HVAC Systems\D3050 - Package SYS\Package Unit - PKU | EQ-1005808
41-B1 | 41-B1 Central Branch | 41-B1-D3050-250-ACU01 | Air Conditioning,Split System - ACU01 | Carrier | 1794G00199 | 38AKS01211150111 | OM00018024 |  | Southeast Quadrant | NA | DNA | R-22 | DNA | 208/230 | 53.4 | ELECTRIC | 3 | NA | NA | \Classifications\Building System Class\D30-HVAC Systems\D3050 - Package SYS\Air Conditioning,Split System - ACU | EQ-1005809
41-B1 | 41-B1 Central Branch | 41-B1-B2010-100-BLD01 | Building Structure | NA | NA | NA | OM00032327 |  | NA | NA | NA | NA | NA | NA | NA | NA | NA | NA | NA | \Classifications\Building System Class\B20-General Building Exterior\B2010 - Exterior Walls\Building - BLD | EQ-1007355
41-B1 | 41-B1 Central Branch | 41-B1-B3010-100-RUF01 | Roof - RUF01 | NA | NA | NA | OM00019707 |  | Roof | NA | NA | NA | NA | NA | NA | NA | NA | NA | NA | \Classifications\Building System Class\B30-Roofing\B3010 - Roof Types\Roof - RUF | EQ-1007532
41-B1 | 41-B1 Central Branch | 41-B1-D4031-100-FEX07 | Fire Extinguisher - FEX07 | Amerex | JC-334748 | A456 | OM00018072 |  | Throughout | NA | NA | NA | NA | NA | NA | NA | NA | NA | NA | \Classifications\Building System Class\D40-Fire Protection SYS\D4030 - FIRE SPEC\Fire Extinguisher - FEX | EQ-1007588
41-B1 | 41-B1 Central Branch | 41-B1-D2023-100-BFP01 | Backflow Assembly BFP01 for boiler | Watts | 149744 | 009-M20T 3/4 inch | OM00019693 |  | Basement, Boiler Room - USE CALIFORNIA WATER SERVICE FORM | NA | NA | NA | NA | NA | NA | NA | NA | NA | NA | \Classifications\Building System Class\D20-Plumbing\D2020 - Domestic Water\Backflow Preventer - BFP | EQ-1007710
41-B1 | 41-B1 Central Branch | 41-B1-B2033-120-DOR01 | Door,Sliding,Electric - DOR01 | Stanley | DNA | ID #A281124 | OM00019700 | DNA | Entrance to building | NA | NA | NA | DNA | DNA | DNA | Electric | DNA | NA | NA | \Classifications\Building System Class\B20-General Building Exterior\B2030 - Exterior Doors\Door,Automatic-Sliding,Revolving - DOR | 1008379
41-B1 | 41-B1 Central Branch | 41-B1-B2034-400-DOH02 | Shutter,Roll-up,Electric -DOR02 | The Cookson Company, Inc. | WHI-015982 | DNA | OM00019705 |  | Traffic Dept Office. | NA | NA | NA | DNA | DNA | DNA | Electric | DNA | NA | NA | \Classifications\Building System Class\B20-General Building Exterior\B2030 - Exterior Doors\Door,Overhead-Shutter,Manual,Elec,Roll-up - DOH | 1008380
41-B1 | 41-B1 Central Branch | 41-B1-D2040-100-PSU01 | Sump Pump - PSU01 | DNA | DNA | DNA | OM00019695 | DNA | Boiler Room | NA | NA | NA | DNA | DNA | DNA | Electric | 1 | NA | NA | \Classifications\Building System Class\D20-Plumbing\D2040 - Rain Drain\Sump Pump - PSU | 1008381
41-B1 | 41-B1 Central Branch | 41-B1-D2040-100-PSU02 | Sump Pump - PSU02 | DNA | DNA | DNA | OM00019696 | DNA | Boiler Room | NA | NA | NA | DNA | DNA | DNA | Electric | 1 | NA | NA | \Classifications\Building System Class\D20-Plumbing\D2040 - Rain Drain\Sump Pump - PSU | 1008382
41-B1 | 41-B1 Central Branch | 41-B1-D3042-240-SEF01 | Specialty Exhaust Fan - SEF01 | DNA | DNA | DNA | OM00019712 | DNA | Electrical Room | NA | NA | NA | DNA | DNA | DNA | Electric | 1 | NA | NA | \Classifications\Building System Class\D30-HVAC Systems\D3040 - Distribution SYS\Supply/Exhaust/Return fans- FAN | 1008383
41-B1 | 41-B1 Central Branch | 41-B1-D2023-100-BFP02 | Backflow Preventer - BFP02 main water supply | Febco | J018972 | 825Y 2 inch | OM00020198 | Hazard ID: 1018534 Meter#: 62262965 SPID: 4711200139 | Exterior, main water supply - - USE CALIFORNIA WATER SERVICE FORM | NA | NA | NA | NA | NA | NA | NA | NA | NA | NA | \Classifications\Building System Class\D20-Plumbing\D2020 - Domestic Water\Backflow Preventer - BFP | 1008384
41-B1 | 41-B1 Central Branch | 41-B1-D5010-200-ESD01 | Main Electrical Panel - SBR01 | General Electric | DNA | AA-463985 | OM00019701 |  | Electrical Room | NA | NA | NA | NA | 277/480 | DNA | Electric | 3 | NA | NA | \Classifications\Building System Class\D50-Electrical SYS\D5010 - Elec Service & Dist\Electical Service and Distribution - ESD | 1008385
41-B1 | 41-B1 Central Branch | 41-B1-D5038-810-ITA01 | Intrusion Alarm - ITA01 | Bosch | DNA | D9412G | OM00019703 | 011474 | Storage Closet | NA | NA | NA | NA | 115 | DNA | Electric | 1 | NA | NA | \Classifications\Building System Class\D50-Electrical SYS\D5030 - Comm & Security\Intrusion Alarm - ITA | 1008386
41-B1 | 41-B1 Central Branch | 41-B1-D5092-250-EML12 | Emergency And Exit Lighting - EML12 | TCP | NA | 22745 | OM00019711 |  | Throughout | NA | NA | NA | NA | 110 & 277 | DNA | Electric | 1 | NA | NA | \Classifications\Building System Class\D50-Electrical SYS\D5090 - Elec SYS\Emergency And Exit Lighting - EML | 1008387
41-B1 | 41-B1 Central Branch | 41-B1-D3044-125-PHW02 | Hot Water Pump - PHW02 | Grundfos | P/N 52722363 PC0217 | Type UP 43-75F | OM00019697 | DNA | Boiler Room | NA | NA | NA | DNA | 115 | 2.15 | Electric | 1 | NA | NA | \Classifications\Building System Class\D30-HVAC Systems\D3040 - Distribution SYS\Hot Water Pump - PHW | 1008388
41-B1 | 41-B1 Central Branch | 41-B1-D3044-125-PHW03 | Hot Water Pump - PHW03 | Grundfos | P/N 52722363 PC0220 | Type UP 43-75F | OM00019698 | DNA | Boiler Room | NA | NA | NA | DNA | 115 | 2.15 | Electric | 1 | NA | NA | \Classifications\Building System Class\D30-HVAC Systems\D3040 - Distribution SYS\Hot Water Pump - PHW | 1008389
41-B1 | 41-B1 Central Branch | 41-B1-D5010-110-EMT01 | Electric Meter Readings - EMT01 | Westinghouse | 17T186 | Type D4S-3M | OM00010907 |  | Electrical Room | NA | NA | NA | NA | NA | NA | Electric | NA | NA | NA | \Classifications\Building System Class\D50-Electrical SYS\D5010 - Elec Service & Dist\Electric Meter Readings - EMT | 1008390
41-B1 | 41-B1 Central Branch | 41-B1-D3012-120-GMR01 | Gas Meter Readings - GMR01 | Roots Meter | 9544828 | 15C175 | OM00019706 | DNA | Exterior | NA | NA | NA | NA | NA | NA | NA | NA | NA | NA | \Classifications\Building System Class\D30-HVAC Systems\D3010 - Energy Supply\Gas Meter Readings - GMR | 1008391
41-B1 | 41-B1 Central Branch | 41-B1-D2020-130-WMR01 | Water Meter Readings - WMR01 | Neptune | 31653220 | Trident 10 | OM00019704 | DNA | Exterior | NA | NA | NA | NA | NA | NA | NA | NA | NA | NA | \Classifications\Building System Class\D20-Plumbing\D2020 - Domestic Water\Water Meter Readings - WMR | 1008392
41-B1 | 41-B1 Central Branch | 41-B1-G2050-200-LSC01 | Landscaping - LSC01 | NA | NA | NA | OM00019708 | DNA | Exterior | NA | NA | NA | NA | NA | NA | NA | NA | NA | NA | \Classifications\Building System Class\G20-Other Systems\G2050 - Landscaping\Landscaping - LSC | 1008393
41-B1 | 41-B1 Central Branch | 41-B1-D5092-250-ELT18 | Exterior Lighting - ELT18 | DNA | DNA | DNA | OM00019710 | DNA | Exterior | NA | NA | NA | NA | DNA | DNA | Electric | 1 | NA | NA | \Classifications\Building System Class\D50-Electrical SYS\D5090 - Elec SYS\Exterior Lighting - ELT | 1008394
41-B1 | 41-B1 Central Branch | 41-B1-D2023-310-HWP01 | Domestic Hot Water Circulating Pump - HWP01 | Grundfos | 9542 | UP26-96F | OM00018017 | DNA | Boiler Room | NA | NA | NA | DNA | 115 | 1.7 | Electric | 1 | NA | NA | \Classifications\Building System Class\D20-Plumbing\D2020 - Domestic Water\Domestic Hot Water Circulating Pump - HWP | 1009797
41-B1 | 41-B1 Central Branch | 41-B1-D3031-130-CLR01 | Chiller Plant - CLR01 | Carlyle | 0709UE6918 | 06ET275-360 | OM00018014 | DNA | Boiler Room | NA | NA | R-22 | DNA | 208/230 | DNA | Electric | 3 | NA | NA | \Classifications\Building System Class\D30-HVAC Systems\D3030 - Cooling SYS\Chiller, Water Cooled - CLR | 1009798
41-B1 | 41-B1 Central Branch | 41-B1-D5037-710-FAP01 | Fire Alarm Panel - FAP01 | Fire-Lite | 1182610 | MS-9200UDLS | OM00000259 | NA | Electrical Room | NA | NA | NA | NA | 110 | 3 | Electric | 1 | NA | NA | \Classifications\Building System Class\D50-Electrical SYS\D5030 - Comm & Security\Fire Alarm Panel - FAP | 1009799
41-B1 | 41-B1 Central Branch | 41-B1-G2049-300-HSC01 | Hardscape - HSC01 | DNA | DNA | DNA | OM00019709 | DNA | Parking Lot | NA | NA | NA | NA | NA | NA | NA | NA | NA | NA | \Classifications\Building System Class\G20-Other Systems\G2040 - Site Development\Hardscape - HSC | 1009800
41-B1 | 41-B1 Central Branch | 41-B1-D3021-130-BLR02 | Boiler,Hot Water,Oil/Gas/Comb. - BLR01 | Camus | 51317308 | DFNH-0750-MS1-HVS | OM00019761 |  | Basement Boiler Room Landscape | NA | NA | NA | NA |  |  | Gas |  | 750000 | 637500 | \Classifications\Building System Class\D30-HVAC Systems\D3020 - Heat SYS\Boiler,Hot Water,Oil/Gas/Comb. - BLR | 1018021
41-C1 | 41-C1 Northern Branch Courthouse | 41-C1-D2022-260-HWG01 | Domestic Water Heater, Gas - HWG01 | American Water Heater Co. | 99171128603 | G62-40T34-3N / 0721663 | OM00018037 | DNA | Old Wing - Boiler Room | NA | NA | NA | NA | NA | NA | NATURAL GAS | NA | 34000 | DNA | \Classifications\Building System Class\D20-Plumbing\D2020 - Domestic Water\Domestic Water Heater, Gas - HWG | EQ-1004662
41-C1 | 41-C1 Northern Branch Courthouse | 41-C1-D3030-110-CTW01 | Cooling Tower - CTW01 | Baltimore Air Coil | 71-527M | E-70 | OM00018025 |  | Basement, Cooling Tower Room | 2-388 | NA | NA | DNA | 208-230/460 | DNA | ELECTRICAL | 3 | NA | NA | \Classifications\Building System Class\D30-HVAC Systems\D3030 - Cooling SYS\Cooling Tower - CTW | EQ-1004689
41-C1 | 41-C1 Northern Branch Courthouse | 41-C1-D3031-130-CLR01 | Chiller,Water Cooled - CLR01 | Carrier | B2X1698 | 06LH118600 | OM00018026 | DNA | Basement, Cooling Tower Room | NA | NA | R-22 | DNA | 460 | DNA | Electric | 3 | NA | NA | \Classifications\Building System Class\D30-HVAC Systems\D3030 - Cooling SYS\Chiller, Water Cooled - CLR | EQ-1004690
41-C1 | 41-C1 Northern Branch Courthouse | 41-C1-D3090-114-CMP01 | Control Air Compressor - CMP01 | Speedaire | L8/5/97-10268 | 4B228C | OM00018036 |  | Basement - Old Wing Boiler Room | NA | NA | NA | SPL | 240 | 15 | ELECTRICAL | 1 | NA | NA | \Classifications\Building System Class\D30-HVAC Systems\D3090 - Other HVAC Systems and Equipment\Air Compressor - CMP | EQ-1004692
41-C1 | 41-C1 Northern Branch Courthouse | 41-C1-D3041-230-RFN01 | Return Air Fan - RFN01 | Toshiba | 9202175A | B02040DL | OM00018031 |  | Basement | NA | NA | NA | 20 | 230/460 | 46.8 | ELECTRICAL | DNA | DNA | DNA | \Classifications\Building System Class\D30-HVAC Systems\D3040 - Distribution SYS\Supply/Exhaust/Return fans- FAN | EQ-1004693
41-C1 | 41-C1 Northern Branch Courthouse | 41-C1-D3041-110-AHU02 | Air Handling Unit - AHU02 | Trane | U 50122 | Type 10 | OM00018039 | DNA | Basement, Old Wing - Boiler Room | (1) A62 | 16X25X2-(4) | DNA | 1 | 240 | 20/10 | ELECTRICAL | 3 | NA | NA | \Classifications\Building System Class\D30-HVAC Systems\D3040 - Distribution SYS\Air Handling Unit - AHU | EQ-1004695
41-C1 | 41-C1 Northern Branch Courthouse | 41-C1-D2040-100-PSU01 | Sump Pump - PSU01 | Dayton | R69540K | 6K005K | OM00018040 | DNA | Basement, Old Wing - Boiler Room | NA | NA | NA | 1/3 | 115/230 | DNA | ELECTRICAL | 1 | NA | NA | \Classifications\Building System Class\D20-Plumbing\D2040 - Rain Drain\Sump Pump - PSU | EQ-1004696
41-C1 | 41-C1 Northern Branch Courthouse | 41-C1-D3031-100-PCH01 | Condenser Water/tower water Pump - PCH01 | Bell & Gosset | DNA | DNA | OM00018030 | DNA | Basement, Cooling Tower Room | NA | NA | NA | 3 | 230/460 | DNA | ELECTRICAL | 3 | NA | NA | \Classifications\Building System Class\D30-HVAC Systems\D3030 - Cooling SYS\Chilled Water Pump - PCH | EQ-1004697
41-C1 | 41-C1 Northern Branch Courthouse | 41-C1-B2010-100-BLD01 | Building Structure | NA | NA | NA | OM00032328 |  | NA | NA | NA | NA | NA | NA | NA | NA | NA | NA | NA | \Classifications\Building System Class\B20-General Building Exterior\B2010 - Exterior Walls\Building - BLD | EQ-1007356
41-C1 | 41-C1 Northern Branch Courthouse | 41-C1-D4031-100-FEX18 | Fire Extinguisher - FEX18 | Badger | PM-735814 | 10MB-8H 1998 | OM00020216 |  | Throughout | NA | NA | NA | NA | NA | NA | NA | NA | NA | NA | \Classifications\Building System Class\D40-Fire Protection SYS\D4030 - FIRE SPEC\Fire Extinguisher - FEX | EQ-1007589
41-C1 | 41-C1 Northern Branch Courthouse | 41-C1-B2033-120-DOR01 | Door,Sliding,Electric - DOR01 | Stanley | DNA | Magic-Door | OM00042124 | NA | Entrance to building | NA | NA | NA | DNA | DNA | DNA | Electric | DNA | NA | NA | \Classifications\Building System Class\B20-General Building Exterior\B2030 - Exterior Doors\Door,Automatic-Sliding,Revolving - DOR | 1008133
41-C1 | 41-C1 Northern Branch Courthouse | 41-C1-B2034-400-DOH02 | Shutter,Roll-up,Electric -DOH02 | The Cookson Company, Inc. | DNA | DNA | OM00000237 | NA | Traffic Dept Office. | NA | NA | NA | DNA | DNA | DNA | Electric | DNA | NA | NA | \Classifications\Building System Class\B20-General Building Exterior\B2030 - Exterior Doors\Door,Overhead-Shutter,Manual,Elec,Roll-up - DOH | 1008134
41-C1 | 41-C1 Northern Branch Courthouse | 41-C1-B2034-400-DOH03 | Shutter,Roll-up,Electric -DOH03 | The Cookson Company, Inc. | DNA | DNA | OM00000238 | NA | Traffic Dept Office. | NA | NA | NA | DNA | DNA | DNA | Electric | DNA | NA | NA | \Classifications\Building System Class\B20-General Building Exterior\B2030 - Exterior Doors\Door,Overhead-Shutter,Manual,Elec,Roll-up - DOH | 1008135
41-C1 | 41-C1 Northern Branch Courthouse | 41-C1-B2034-400-DOH04 | Shutter,Roll-up,Electric -DOH04 | The Cookson Company, Inc. | DNA | DNA | OM00000239 | NA | Traffic Dept Office. | NA | NA | NA | DNA | DNA | DNA | Electric | DNA | NA | NA | \Classifications\Building System Class\B20-General Building Exterior\B2030 - Exterior Doors\Door,Overhead-Shutter,Manual,Elec,Roll-up - DOH | 1008136
41-C1 | 41-C1 Northern Branch Courthouse | 41-C1-B2034-400-DOH05 | Shutter,Roll-up,Electric -DOR05 | The Cookson Company, Inc. | DNA | DNA | OM00000250 | NA | Small Claims Office - Storage Area | NA | NA | NA | DNA | DNA | DNA | Electric | DNA | NA | NA | \Classifications\Building System Class\B20-General Building Exterior\B2030 - Exterior Doors\Door,Overhead-Shutter,Manual,Elec,Roll-up - DOH | 1008137
41-C1 | 41-C1 Northern Branch Courthouse | 41-C1-B2034-400-DOH06 | Shutter,Roll-up,Electric -DOR06 | The Cookson Company, Inc. | DNA | DNA | OM00000251 | NA | Small Claims Office - Storage Area | NA | NA | NA | DNA | DNA | DNA | Electric | DNA | NA | NA | \Classifications\Building System Class\B20-General Building Exterior\B2030 - Exterior Doors\Door,Overhead-Shutter,Manual,Elec,Roll-up - DOH | 1008138
41-C1 | 41-C1 Northern Branch Courthouse | 41-C1-B3010-100-RUF01 | Roof - RUF01 | DNA | DNA | DNA | OM00020215 | NA | Roof | NA | NA | NA | NA | NA | NA | NA | NA | NA | NA | \Classifications\Building System Class\B30-Roofing\B3010 - Roof Types\Roof - RUF | 1008139
41-C1 | 41-C1 Northern Branch Courthouse | 41-C1-C1020-110-FRD01 | Fire Doors, Won - FRD01 | DNA | DNA | DNA | OM00000252 | NA | Main Hallway | NA | NA | NA | NA | NA | NA | NA | NA | NA | NA | \Classifications\Building System Class\C10-General Building Interior\C1020 - Fire Doors\Fire Doors - FRD | 1008140
41-C1 | 41-C1 Northern Branch Courthouse | 41-C1-D1010-100-ELE01 | Elevator,Hydraulic,Pass/Freight - ELE01 | Otis | CP16288 | HPA1500 | OM00020209 | State ID# 053912 | New Wing - File Room | NA | NA | NA | 10 | 440 | 29.6 | Electric | 3 | NA | NA | \Classifications\Building System Class\D10-Conveyance Systems\D1010 - Elevator\Elevator,Hydraulic,Pass/Freight - ELE | 1008141
41-C1 | 41-C1 Northern Branch Courthouse | 41-C1-D2023-310-HWP01 | Domestic Hot Water Circulating Pump - HWP01 | Grundfos | 9004 | Type UP 26-96 F | OM00000230 | NA | Old Wing - Boiler Room | NA | NA | NA | DNA | 115 | 1.77 | Electric | 1 | NA | NA | \Classifications\Building System Class\D20-Plumbing\D2020 - Domestic Water\Domestic Hot Water Circulating Pump - HWP | 1008142
41-C1 | 41-C1 Northern Branch Courthouse | 41-C1-D2023-310-HWP02 | Domestic Hot Water Circulating Pump - HWP02 | Grundfos | DNA | Type UP 26-96 F | OM00020213 | NA | New Wing - Boiler Room | NA | NA | NA | DNA | 115 | 1.70 | Electric | 1 | NA | NA | \Classifications\Building System Class\D20-Plumbing\D2020 - Domestic Water\Domestic Hot Water Circulating Pump - HWP | 1008143
41-C1 | 41-C1 Northern Branch Courthouse | 41-C1-D2040-100-PSU02 | Sump Pump - PSU02 | DNA | DNA | DNA | OM00019736 | NA | New Wing - Engineers Office | NA | NA | NA | DNA | DNA | DNA | Electric | 1 | NA | NA | \Classifications\Building System Class\D20-Plumbing\D2040 - Rain Drain\Sump Pump - PSU | 1008144
41-C1 | 41-C1 Northern Branch Courthouse | 41-C1-D2040-100-PSU03 | Sump Pump - PSU03 | DNA | DNA | DNA | OM00019737 | NA | New Wing - Engineers Office | NA | NA | NA | DNA | DNA | DNA | Electric | 1 | NA | NA | \Classifications\Building System Class\D20-Plumbing\D2040 - Rain Drain\Sump Pump - PSU | 1008145
41-C1 | 41-C1 Northern Branch Courthouse | 41-C1-D3041-110-AHU03 | Air Handling Unit - AHU03 | Lincoln AC Motor | 2531443 | Frame 284T | OM00018032 |  | New Wing - Air Handler Room | (1) C162 Powerband | 20X20X2-(28) | R-22 | 25 | 230/460 | 64/32 | Electric | 3 | NA | NA | \Classifications\Building System Class\D30-HVAC Systems\D3040 - Distribution SYS\Air Handling Unit - AHU | 1008146
41-C1 | 41-C1 Northern Branch Courthouse | 41-C1-D3050-250-ACU01 | Air Conditioning,Split System - ACU01 | Sanyo | 0040914 | KH2412W | OM00000234 |  | Traffic Dept File Rm. | NA | DNA | R-22 | DNA | 220 | 15 | Electric | 1 | DNA | DNA | \Classifications\Building System Class\D30-HVAC Systems\D3050 - Package SYS\Air Conditioning,Split System - ACU | 1008147
41-C1 | 41-C1 Northern Branch Courthouse | 41-C1-D3050-250-ACU02 | Air Conditioning,Split System - ACU02 | Sanyo | 0004922 | KS3012W | OM00000235 |  | Traffic Dept Office. | NA | DNA | R-22 | DNA | 220 | 15 | Electric | 1 | DNA | DNA | \Classifications\Building System Class\D30-HVAC Systems\D3050 - Package SYS\Air Conditioning,Split System - ACU | 1008148
41-C1 | 41-C1 Northern Branch Courthouse | 41-C1-D3050-250-ACU03 | Air Conditioning,Split System - ACU03 | Sanyo | DNA | KS3012W | OM00000236 |  | Traffic Dept Office. | NA | DNA | R-22 | DNA | 220 | 15 | Electric | 1 | DNA | DNA | \Classifications\Building System Class\D30-HVAC Systems\D3050 - Package SYS\Air Conditioning,Split System - ACU | 1008149
41-C1 | 41-C1 Northern Branch Courthouse | 41-C1-D3050-250-ACU04 | Air Conditioning,Split System - ACU04 | Sanyo | 125603 | C1211 | OM00000241 |  | Breakroom for Small Claims | NA | DNA | R-22 | DNA | 115 | 11.0 | Electric | 1 | DNA | DNA | \Classifications\Building System Class\D30-HVAC Systems\D3050 - Package SYS\Air Conditioning,Split System - ACU | 1008150
41-C1 | 41-C1 Northern Branch Courthouse | 41-C1-D3050-250-ACU05 | Air Conditioning,Split System - ACU05 | Sanyo | 114102 | C1812 | OM00000242 |  | Small Claims Office | NA | DNA | R-22 | DNA | 230/208 | 8.4/9.0 | Electric | 1 | DNA | DNA | \Classifications\Building System Class\D30-HVAC Systems\D3050 - Package SYS\Air Conditioning,Split System - ACU | 1008151
41-C1 | 41-C1 Northern Branch Courthouse | 41-C1-D3050-250-ACU06 | Air Conditioning,Split System - ACU06 | Sanyo | 123402 | C1812 | OM00000243 |  | Accounting Office | NA | DNA | R-22 | DNA | 230/208 | 8.4/9.0 | Electric | 1 | DNA | DNA | \Classifications\Building System Class\D30-HVAC Systems\D3050 - Package SYS\Air Conditioning,Split System - ACU | 1008152
41-C1 | 41-C1 Northern Branch Courthouse | 41-C1-D3050-250-ACU07 | Air Conditioning,Split System - ACU07 | Sanyo | 115102 | C1812 | OM00000244 |  | Accounting Office | NA | DNA | R-22 | DNA | 230/208 | 8.4/9.0 | Electric | 1 | DNA | DNA | \Classifications\Building System Class\D30-HVAC Systems\D3050 - Package SYS\Air Conditioning,Split System - ACU | 1008153
41-C1 | 41-C1 Northern Branch Courthouse | 41-C1-D3050-250-ACU08 | Air Conditioning,Split System - ACU08 | Sanyo | 5722 | C3622 | OM00000245 |  | Family Law Office | NA | DNA | R-22 | DNA | 230/208 | 15.2/16.3 | Electric | 1 | DNA | DNA | \Classifications\Building System Class\D30-HVAC Systems\D3050 - Package SYS\Air Conditioning,Split System - ACU | 1008154
41-C1 | 41-C1 Northern Branch Courthouse | 41-C1-D2023-100-BFP02 | Backflow Preventer - BFP02 For boiler | Watts | 92024 | 009-M2OT 3/4 inch | OM00020212 | ID #08-6714. | New Wing - Boiler Room - USE CALIFORNIA WATER SERVICE FORM | NA | NA | NA | NA | NA | NA | NA | NA | NA | NA | \Classifications\Building System Class\D20-Plumbing\D2020 - Domestic Water\Backflow Preventer - BFP | 1008157
41-C1 | 41-C1 Northern Branch Courthouse | 41-C1-D2023-100-BFP03 | Backflow Preventer - BFP03 Fire Sprinkler System | Watts | 220200 | 909 RP 4 inch | OM00000247 | Hazard ID: 1016065 Meter#: 01505531 SPID: | Northwest Corner - USE CALIFORNIA WATER SERVICE FORM | NA | NA | NA | NA | NA | NA | NA | NA | NA | NA | \Classifications\Building System Class\D20-Plumbing\D2020 - Domestic Water\Backflow Preventer - BFP | 1008158
41-C1 | 41-C1 Northern Branch Courthouse | 41-C1-D2023-100-BFP04 | Backflow Preventer - BFP04 Irrigation | Febco | DNA | 765-2 PVB | OM00000249 | ID #08-6732 | West side of building - USE CALIFORNIA WATER SERVICE FORM | NA | NA | NA | NA | NA | NA | NA | NA | NA | NA | \Classifications\Building System Class\D20-Plumbing\D2020 - Domestic Water\Backflow Preventer - BFP | 1008159
41-C1 | 41-C1 Northern Branch Courthouse | 41-C1-D5010-200-ESD01 | Main Electrical Panel - SBR01 | Sierra Switchboard Co. | C4672-9 | DNA | OM00020219 |  | New Wing - Electrical Room | NA | NA | NA | NA | 277/480 | 800 | Electric | 3 | NA | NA | \Classifications\Building System Class\D50-Electrical SYS\D5010 - Elec Service & Dist\Electical Service and Distribution - ESD | 1008160
41-C1 | 41-C1 Northern Branch Courthouse | 41-C1-D5037-710-FAP01 | Fire Alarm Panel - FAP01 | Firelite w/Radionics | X9043 | MS-9600/D8112 | OM00019739 | NA | Basement New Wing - Engineers Office | NA | NA | NA | NA | 110 | DNA | Electric | 1 | NA | NA | \Classifications\Building System Class\D50-Electrical SYS\D5030 - Comm & Security\Fire Alarm Panel - FAP | 1008161
41-C1 | 41-C1 Northern Branch Courthouse | 41-C1-D5038-810-ITA01 | Intrusion Alarm - ITA01 | ADT Focus | DNA | 472381 | OM00019740 | NA | Old Wing - Janitors Closet | NA | NA | NA | NA | 16.5 | 2.0/4.0 | Electric | 1 | NA | NA | \Classifications\Building System Class\D50-Electrical SYS\D5030 - Comm & Security\Intrusion Alarm - ITA | 1008162
41-C1 | 41-C1 Northern Branch Courthouse | 41-C1-D3044-125-PHW02 | Hot Water Pump - PHW02 | Grundfos | P/N 52722370P1 | Type UP 43-75BF 216 | OM00000232 | NA | Old Wing - Boiler Room | NA | NA | NA | DNA | 115 | 2.15 | Electric | 1 | NA | NA | \Classifications\Building System Class\D30-HVAC Systems\D3040 - Distribution SYS\Hot Water Pump - PHW | 1008164
41-C1 | 41-C1 Northern Branch Courthouse | 41-C1-D5010-110-EMT01 | Electric Meter Readings - EMT01 | General Electric | KZG10038730280209 | 1003873028 | OM00020218 |  | New Wing - Electrical Room | NA | NA | NA | NA | NA | NA | Electric | NA | NA | NA | \Classifications\Building System Class\D50-Electrical SYS\D5010 - Elec Service & Dist\Electric Meter Readings - EMT | 1008165
41-C1 | 41-C1 Northern Branch Courthouse | 41-C1-D3012-120-GMR01 | Gas Meter Readings - GMR01 | Dresser Roots Meter | 8371194 | 3M125 | OM00000246 | NA | Exterior | NA | NA | NA | NA | NA | NA | NA | NA | NA | NA | \Classifications\Building System Class\D30-HVAC Systems\D3010 - Energy Supply\Gas Meter Readings - GMR | 1008166
41-C1 | 41-C1 Northern Branch Courthouse | 41-C1-D2020-130-WMR01 | Water Meter Readings - WMR01 | Sensus | DNA | DNA | OM00000248 | NA | Exterior | NA | NA | NA | NA | NA | NA | NA | NA | NA | NA | \Classifications\Building System Class\D20-Plumbing\D2020 - Domestic Water\Water Meter Readings - WMR | 1008167
41-C1 | 41-C1 Northern Branch Courthouse | 41-C1-G2050-200-LSC01 | Landscaping - LSC01 | DNA | DNA | DNA | OM00000253 | NA | Exterior | NA | NA | NA | NA | NA | NA | NA | NA | NA | NA | \Classifications\Building System Class\G20-Other Systems\G2050 - Landscaping\Landscaping - LSC | 1008168
41-C1 | 41-C1 Northern Branch Courthouse | 41-C1-D5092-250-ELT01 | Exterior Lighting - ELT01 | Hubbell | W0246970 | PVL-150S-128 Perimaliter II | OM00000254 | NA | Exterior | NA | NA | NA | NA | 120/208/240/277 | DNA | Electric | 1 | NA | NA | \Classifications\Building System Class\D50-Electrical SYS\D5090 - Elec SYS\Exterior Lighting - ELT | 1008169
41-C1 | 41-C1 Northern Branch Courthouse | 41-C1-G2049-300-HSC02 | Hardscape - HSC02 | DNA | DNA | DNA | OM00000255 | NA | Courtyard | NA | NA | NA | NA | NA | NA | NA | NA | NA | NA | \Classifications\Building System Class\G20-Other Systems\G2040 - Site Development\Hardscape - HSC | 1008170
41-C1 | 41-C1 Northern Branch Courthouse | 41-C1-D4010-150-FMS01 | System Extinguishing,Wet Pipe - FMS01 | DNA | DNA | DNA | OM00020211 | NA | New Wing - Air Handler Room | NA | NA | NA | NA | NA | NA | NA | NA | NA | NA | \Classifications\Building System Class\D40-Fire Protection SYS\D4010 - Sprinkler SYS\Fire Systems, stand pipes - FMS | 1008171
41-C1 | 41-C1 Northern Branch Courthouse | 41-C1-D4024-100-FHS06 | Other Stand Pipe and Hose Systems-FHS06 | Potter-Roemer Inc. | DNA | CU-60 | OM00020220 | NA | Throughout | NA | NA | NA | NA | NA | NA | NA | NA | NA | NA | \Classifications\Building System Class\D40-Fire Protection SYS\D4020 - Stand Pipe\Other Stand Pipe Hose Systems - FHS | 1008172
41-C1 | 41-C1 Northern Branch Courthouse | 41-C1-D5092-250-EML30 | Emergency And Exit Lighting - EML30 | TCP | NA | 22745 | OM00020217 |  | Throughout | NA | NA | NA | NA | 110 & 277 | DNA | DNA | 1 | NA | NA | \Classifications\Building System Class\D50-Electrical SYS\D5090 - Elec SYS\Emergency And Exit Lighting - EML | 1008174
41-C1 | 41-C1 Northern Branch Courthouse | 41-C1-D3041-110-AHU01 | Air Handling Unit - AHU01 | McIntyre Coil Co. | 4271 | WTH-1764 | OM00020210 |  | Old Wing - Boiler Room | (1) 3X471G (A-46) | 12X24X2-(11) | R-22 | 3 | 240 | 8.8 | Electric | 3 | NA | NA | \Classifications\Building System Class\D30-HVAC Systems\D3040 - Distribution SYS\Air Handling Unit - AHU | 1008175
41-C1 | 41-C1 Northern Branch Courthouse | 41-C1-D3068-100-BAS02 | Building Automation System - BAS02 | Schneider Electric | DNA | TAC XENTA | OM00019754 | NA | New Wing - Janitors Closet | NA | NA | NA | NA | 110 | DNA | Electric | 1 | NA | NA | \Classifications\Building System Class\D30-HVAC Systems\D3060 - Control & Inst Air\Building Automation System - BAS | 1009844
41-C1 | 41-C1 Northern Branch Courthouse | 41-C1-D3021-130-BLR03 | Boiler,Hot Water,Oil/Gas/Comb. - BLR03 | Raypak | 1201334356 | H7-1104 | OM00019758 | DNA | Basement - Old Wing - Boiler Room | NA | NA | NA | NA | NA | NA | Gas | NA | 1100000 | 924000 | \Classifications\Building System Class\D30-HVAC Systems\D3020 - Heat SYS\Boiler,Hot Water,Oil/Gas/Comb. - BLR | 1014889
41-C1 | 41-C1 Northern Branch Courthouse | 41-C1-D2023-100-BFP05 | Backflow Preventer - BFP05 for boiler | Febco | J001284 | LF825Y | OM00019755 |  | Basement - Old Wing - Boiler Room | NA | NA | NA | NA | NA | NA | NA | NA | NA |  | \Classifications\Building System Class\D20-Plumbing\D2020 - Domestic Water\Backflow Preventer - BFP | 1014892
41-C1 | 41-C1 Northern Branch Courthouse | 41-C1-D3044-125-PHW04 | Hot Water Pump - PHW04 | Bell & Gosset | 102222 | ID-3 B11 | OM00019759 | NA | Basement - North Quadrant - Old Wing - Boiler Room | NA | NA | NA | 1/4 | 115 | 3.0 | Electric | 1 | NA | NA | \Classifications\Building System Class\D30-HVAC Systems\D3040 - Distribution SYS\Hot Water Pump - PHW | 1014908
41-C1 | 41-C1 Northern Branch Courthouse | 41-C1-D3031-130-CLR02 | Chiller,Water Cooled - CLR02 | Worthington | 37A61G-35 | 2VC7-3265 | OM00019760 |  | Old Wing Basement | NA | NA | R-22 | NA | DNA | DNA | Electric | DNA | NA | NA | \Classifications\Building System Class\D30-HVAC Systems\D3030 - Cooling SYS\Chiller, Water Cooled - CLR | 1015679
41-C1 | 41-C1 Northern Branch Courthouse | 41-C1-D2022-260-HWG03 | Domestic Water Heater, Gas - HWG03 | Rheem | M501403983 | XG40T12HN38U0 | OM00020201 |  | Basement - New wing, Boiler Room | NA | NA | NA | NA | DNA | DNA | Gas | DNA | 38000 |  | \Classifications\Building System Class\D20-Plumbing\D2020 - Domestic Water\Domestic Water Heater, Gas - HWG | 1018922
41-C1 | 41-C1 Northern Branch Courthouse | 41-C1-D3021-140-BLR05 | Domestic Gas Hot Water - BLR05 | Rheem | DNA | XG40T12HN38U0 | OM00043697 |  | Basement New Wing Boiler Room | NA | NA | NA | NA | NA | NA | Gas | NA | 38000 | 30400 | \Classifications\Building System Class\D30-HVAC Systems\D3020 - Heat SYS\Boiler,Hot Water,Oil/Gas/Comb. - BLR | 1020374
41-C1 | 41-C1 Northern Branch Courthouse | 41-C1-D3050-250-ACU09 | Air Conditioning, Split System - ACU09 | Sanyo | 23822 | DNA | OM0023822 |  | Old Wing Traffic Court | NA | NA | DNA | NA | 240 | 4 | Electric | 1 | NA | NA | \Classifications\Building System Class\D30-HVAC Systems\D3050 - Package SYS\Air Conditioning,Split System - ACU | 1020375
41-C1 | 41-C1 Northern Branch Courthouse | 41-C1-D3044-125-PHW06 | Description Hot Water Pump - PHW06 | Bell & Gosset | F1612142200 | 2.5X9.5 7.75 SSF | OM00020203 |  | Boiler Room | NA | NA | NA | 5 | 230/460 | 13.2/6.6 | Electric |  | NA | NA | \Classifications\Building System Class\D30-HVAC Systems\D3040 - Distribution SYS\Hot Water Pump - PHW | 1021719
41-F1 | 41-F1 Juvenile Branch, Paul Scannell Drive | 41-F1-D4031-100-FEX04 | Fire Extinguisher - FEX04 | AMEREX | YN-970767 | B500 | OM00001467 |  | 2nd floor, Throughout | NA | NA | NA | NA | NA | NA | NA | NA | NA | NA | \Classifications\Building System Class\D40-Fire Protection SYS\D4030 - FIRE SPEC\Fire Extinguisher - FEX | EQ-1007086
41-F1 | 41-F1 Juvenile Branch, Paul Scannell Drive | 41-F1-B2010-100-BLD01 | Building Structure | NA | NA | NA | OM00032413 |  | NA | NA | NA | NA | NA | NA | NA | NA | NA | NA | NA | \Classifications\Building System Class\B20-General Building Exterior\B2010 - Exterior Walls\Building - BLD | EQ-1007357
41-F1 | 41-F1 Juvenile Branch, Paul Scannell Drive | 41-F1-B2034-400-CTY01 | Door,Overhead,Roll-up,Electric - DOH01 | DNA | DNA | DNA | OM00001466 | NA | Judges Parking Garage | NA | NA | NA | NA | DNA | DNA | Electric | DNA | NA | NA | \Classifications\Building System Class\B20-General Building Exterior\B2030 - Exterior Doors\Door,Overhead-Shutter,Manual,Elec,Roll-up - DOH | 1008856
41-F1 | 41-F1 Juvenile Branch, Paul Scannell Drive | 41-F1-D3050-250-ACU01 | Air Conditioning,Split System - ACU01 | TRANE | F04E01773D | MCW512AMUA0 | OM00001465 |  | IT Room | NA | DNA | R-22 | 1/15 | 208/230 | 7.3 | Electric | 1 | NA | NA | \Classifications\Building System Class\D30-HVAC Systems\D3050 - Package SYS\Air Conditioning,Split System - ACU | 1008857
41-F1 | 41-F1 Juvenile Branch, Paul Scannell Drive | 41-F1-D5092-250-EML09 | Emergency And Exit Lighting - EML09 | NA | NA | NA | OM00001468 |  | Throughout | NA | NA | NA | NA | 110 | DNA | Electric | 1 | NA | NA | \Classifications\Building System Class\D50-Electrical SYS\D5090 - Elec SYS\Emergency And Exit Lighting - EML | 1008858
41-F1 | 41-F1 Juvenile Branch, Paul Scannell Drive | 41-F1-D3050-250-ACU02 | Air Conditioning,Split System - ACU02 | FUJITSU | DEA010634 | ASU30CLX | OM00001471 |  | IT Room | NA | 12X8X1/8 (2) | R-410A | DNA | 208/230 | 0.2 | Electric | 1 | NA | NA | \Classifications\Building System Class\D30-HVAC Systems\D3050 - Package SYS\Air Conditioning,Split System - ACU | 1009845
42-A1 | 42-A1 Santa Barbara County Courthouse | 42-A1-D4031-100-CTY26 | Fire Extinguisher - County maintained | KIDDE | na | PROPLUS10 | na | na | THROUGHOUT THE COURT HOUSE | na | na | na | na | na | na | na | na | na | na | \Classifications\Building System Class\D40-Fire Protection SYS\D4030 - FIRE SPEC\Fire Extinguisher - FEX | EQ-1002271
42-B1 | 42-B1 Figueroa Division | 42-B1-D2018-100-DKF02 | Drinking fountain | Haws | DNA | DNA | OM00016502 | na | Inside | na | na | na | na | 208-230 | na | na | na | na | na | \Classifications\Building System Class\D20-Plumbing\D2010 - Plumb Fix\Drink Fountain (Refr Indvl Wtrcooler) - DKF | EQ-1002242
42-B1 | 42-B1 Figueroa Division | 42-B1-D2018-100-DKF03 | Drinking fountain | Haws | DNA | DNA | OM00016503 | na | Inside | na | na | na | na | 208-230 | na | na | na | na | na | \Classifications\Building System Class\D20-Plumbing\D2010 - Plumb Fix\Drink Fountain (Refr Indvl Wtrcooler) - DKF | EQ-1002243
42-B1 | 42-B1 Figueroa Division | 42-B1-D3042-220-EFN05 | Exhaust fan 5 | DNA | DNA | DNA | OM00016505 | na | Men's public restroom BASEMENT above ceiling | na | na | na | na | 115 | DNA | Electric | 1 | na | na | \Classifications\Building System Class\D30-HVAC Systems\D3040 - Distribution SYS\Supply/Exhaust/Return fans- FAN | EQ-1002244
42-B1 | 42-B1 Figueroa Division | 42-B1-D3042-220-EFN04 | Holding cells exhaust fan | Movement & Control A | DNA | DNA | OM00002571 | na | Basement | na | na | na | na | na | na | Electric | na | na | na | \Classifications\Building System Class\D30-HVAC Systems\D3040 - Distribution SYS\Supply/Exhaust/Return fans- FAN | EQ-1002245
42-B1 | 42-B1 Figueroa Division | 42-B1-D2022-260-HWG02 | Domestic water heater #2 | AMERICAN WATER HEATER CO | 0411131583 | G62-75T75-4NOV | OM00016512 | na | Boiler room | na | na | na | na | na | na | GAS | na | 75100 | na | \Classifications\Building System Class\D20-Plumbing\D2020 - Domestic Water\Domestic Water Heater, Gas - HWG | EQ-1002249
42-B1 | 42-B1 Figueroa Division | 42-B1-D3031-240-CDR01 | Water cooled condenser | Evapco West, Inc. | 915385 | LSCA100 | OM00016517 | na | Chiller building courtyard | B77 (3) | DNA | R-22 | 7.5 | 208-230 | 21/10.5 | Electric | 3 | NA | NA | \Classifications\Building System Class\D30-HVAC Systems\D3030 - Cooling SYS\Condensing Unit, Water Cooled - CDR | EQ-1002254
42-B1 | 42-B1 Figueroa Division | 42-B1-D3041-230-RFN01 | Return fan-RFN01 | Green Heck Fan | 91D06943 | BSQ-180-10 | OM00016519 | na | Mechanical Room EAST | A-53 | na | na | 0002 | 200-208 | 5.5-5.9 | Electric | 3 | na | na | \Classifications\Building System Class\D30-HVAC Systems\D3040 - Distribution SYS\Supply/Exhaust/Return fans- FAN | EQ-1002255
42-B1 | 42-B1 Figueroa Division | 42-B1-D3041-230-RFN02 | Return fan-RFN02 | Traine | K1B196419 | DB-30 | OM00016520 | na | Air handler room 3rd floor | A-60 | na | na | 1/2 | 208-230/460 | 1.90 | Electric | 3 | na | na | \Classifications\Building System Class\D30-HVAC Systems\D3040 - Distribution SYS\Supply/Exhaust/Return fans- FAN | EQ-1002256
42-B1 | 42-B1 Figueroa Division | 42-B1-D3041-230-RFN03 | Return fan #3-RFN03 | Traine | K1B196418 | DB-30 | OM00016521 | na | Air handler room 3rd floor | 4L620/A60 (1) | na | na | 1/2 | 208-230 | 1.9 | na | 3 | na | na | \Classifications\Building System Class\D30-HVAC Systems\D3040 - Distribution SYS\Supply/Exhaust/Return fans- FAN | EQ-1002257
42-B1 | 42-B1 Figueroa Division | 42-B1-D3041-110-AHU02 | Air handler #2 | Carrier | 2491T31715 | 39EB08 | OM00016522 | na | East side air handler room | AX-37 (3) | 24x24x2 (3) | na | 7.5 | 200-208 | 23 | Electric | 3 | na | na | \Classifications\Building System Class\D30-HVAC Systems\D3040 - Distribution SYS\Air Handling Unit - AHU | EQ-1002258
42-B1 | 42-B1 Figueroa Division | 42-B1-D3041-110-AHU03 | Air handler #3 | Carrier | 2491T31716 | 39EB08 | OM00016523 | na | West side air handler room | B-43 | 24x24x2 (2) 20x24x2 (1) | na | 5 | 200-208 | 16 | Electric | 3 | na | na | \Classifications\Building System Class\D30-HVAC Systems\D3040 - Distribution SYS\Air Handling Unit - AHU | EQ-1002259
42-B1 | 42-B1 Figueroa Division | 42-B1-D3041-110-AHU04 | Air handler #4 | Carrier | 2491T317-17 | 39EB13 | OM00016524 | na | East side air handler room | 4L380 (2) | 25x25x2 (6) | na | 7.5 | 230/460 | 19.4 | Electric | 3 | na | na | \Classifications\Building System Class\D30-HVAC Systems\D3040 - Distribution SYS\Air Handling Unit - AHU | EQ-1002260
42-B1 | 42-B1 Figueroa Division | 42-B1-D3041-110-AHU05 | Air handler #5 | Carrier | 2491T31718 | 39EB13 | OM00016525 | na | West side air handler room | AX-38 (2) | 20X24X2 (3) | na | 7.5 | 208-230 | DNA | Electric | 3 | na | na | \Classifications\Building System Class\D30-HVAC Systems\D3040 - Distribution SYS\Air Handling Unit - AHU | EQ-1002261
42-B1 | 42-B1 Figueroa Division | 42-B1-D3041-110-AHU07 | Air handler #7 | Carrier | 2491T31720 | 39EB08 | OM00016527 | na | West side air handler room | B-43 | 20X24X2 (3) | na | 5 | 200-208 | 16 | Electric | 3 | na | na | \Classifications\Building System Class\D30-HVAC Systems\D3040 - Distribution SYS\Air Handling Unit - AHU | EQ-1002262
42-B1 | 42-B1 Figueroa Division | 42-B1-D3041-110-AHU08 | Air handler #8 | Carrier | DNA | DNA | OM00016528 | na | 3rd floor air handler room | BP-70 (2) | 16x20x2 (5) 16x25x2 (5) | na | 7.5 | 208-230 | 20.7/9.8 | Electric | 3 | na | na | \Classifications\Building System Class\D30-HVAC Systems\D3040 - Distribution SYS\Air Handling Unit - AHU | EQ-1002263
42-B1 | 42-B1 Figueroa Division | 42-B1-D3021-130-BLR02 | Boiler #2 | Lochinvar | G907755 | CBN0760 | OM00016529 | DNA | Boiler room | na | na | na | DNA | 120 | DNA | GAS | DNA | 760,000 | 585,200 | \Classifications\Building System Class\D30-HVAC Systems\D3020 - Heat SYS\Boiler,Hot Water,Oil/Gas/Comb. - BLR | EQ-1002264
42-B1 | 42-B1 Figueroa Division | 42-B1-D3021-130-BLR01 | Boiler #1 | Lochinvar | F889378 | CBN0760 | OM00016530 | DNA | Boiler room | na | na | na | DNA | 120 | DNA | Natural gas | DNA | 760,000 | 585,200 | \Classifications\Building System Class\D30-HVAC Systems\D3020 - Heat SYS\Boiler,Hot Water,Oil/Gas/Comb. - BLR | EQ-1002265
42-B1 | 42-B1 Figueroa Division | 42-B1-D3031-130-CLR01 | Chiller Water Unit #1 | Carrier | 2191j02558 | 30HL060-530 | OM00016534 | na | East side of building GROUND | na | na | R-22 | DNA | 208/230 | 112 | Electric | 3 | na | 720,000 BTU (60 tons) | \Classifications\Building System Class\D30-HVAC Systems\D3030 - Cooling SYS\Chiller, Water Cooled - CLR | EQ-1002267
42-B1 | 42-B1 Figueroa Division | 42-B1-D3031-130-CLR02 | Chiller Water Unit #2 | Carrier | 2291j02593 | 30HL060-530 | OM00016535 | na | East side of building GROUND | na | na | R-22 | DNA | 208/230 | 112 | Electric | 3 | na | 720,000 BTU (60 tons) | \Classifications\Building System Class\D30-HVAC Systems\D3030 - Cooling SYS\Chiller, Water Cooled - CLR | EQ-1002268
42-B1 | 42-B1 Figueroa Division | 42-B1-D4031-100-FEX27 | ABC FIRE EXTINGUISHER | AMEREX | NA | A500 | OM00033811 |  | All | NA | NA | NA | NA | NA | NA | NA | NA | NA | NA | \Classifications\Building System Class\D40-Fire Protection SYS\D4030 - FIRE SPEC\Fire Extinguisher - FEX | EQ-1005581
42-B1 | 42-B1 Figueroa Division | 42-B1-B2010-100-BLD01 | Building Structure | NA | NA | NA | OM00033810 | NA | All | NA | NA | NA | NA | NA | NA | NA | NA | NA | NA | \Classifications\Building System Class\B20-General Building Exterior\B2010 - Exterior Walls\Building - BLD | EQ-1007359
42-B1 | 42-B1 Figueroa Division | 42-B1-B3010-100-RUF01 | Roofing Systems | NA | NA | NA | OM00028840 |  | NA | NA | NA | NA | NA | NA | NA | NA | NA | NA | NA | \Classifications\Building System Class\B30-Roofing\B3010 - Roof Types\Roof - RUF | EQ-1007536
42-B1 | 42-B1 Figueroa Division | 42-B1-D1010-100-ELE01 | Elevator | Reynolds & Reynolds Electronis | DNA | Powervator UV-2 | OM00016551 | State ID# 029242 | ALL FLOORS | NA | NA | NA | DNA | 480 | DNA | DNA | 3 | NA | NA | \Classifications\Building System Class\D10-Conveyance Systems\D1010 - Elevator\Elevator,Electric,Pass/Freight - ELE | 1008511
42-B1 | 42-B1 Figueroa Division | 42-B1-D2023-100-BFP01 | Backflow Prevention Device BFP01 | Febco | AD4148 | 825Y_RP .75 inch | OM00016536 | HAZARD ID# 3796¦AD4148 | Boiler Room - - Paperless testing, tester must upload results to website | NA | NA | NA | NA | NA | NA | NA | NA | NA | NA | \Classifications\Building System Class\D20-Plumbing\D2020 - Domestic Water\Backflow Preventer - BFP | 1010624
42-B1 | 42-B1 Figueroa Division | 42-B1-D2023-100-BFP03 | Backflow Prevention Device BFP03 | Febco | AE3797 | 765-1 PVB 1 inch | OM00016510 | HAZARD ID# 6869¦ AE3797 | Rt Side Front of Bldg- Figeuroa - Paperless testing, tester must upload results to website | NA | NA | NA | NA | NA | NA | NA | NA | NA | NA | \Classifications\Building System Class\D20-Plumbing\D2020 - Domestic Water\Backflow Preventer - BFP | 1010625
42-B1 | 42-B1 Figueroa Division | 42-B1-D2023-100-BFP04 | Backflow Prevention Device, Fireline, BFP04 | Febco | B5793 | 806YD DCDA 4 inches | OM00016532 | HAZARD ID# 6872¦Fireline - B5793 | Westside of Bldg - Behind Wall - Fireline Service - Paperless testing, tester must upload results to website | NA | NA | NA | NA | NA | NA | NA | NA | NA | NA | \Classifications\Building System Class\D20-Plumbing\D2020 - Domestic Water\Backflow Preventer - BFP | 1010626
42-B1 | 42-B1 Figueroa Division | 42-B1-D2023-100-BFP05 | Backflow Prevention Device, Fireline Bypass BFP05 | Febco | W1561 | 805Y DC .75 inches | OM00028836 | HAZARD ID#6873¦Fireline Bypass W1561 | Westside Bldg - Behind Wall - Fireline Bypass - Paperless testing, tester must upload results to website | NA | NA | NA | NA | NA | NA | NA | NA | NA | NA | \Classifications\Building System Class\D20-Plumbing\D2020 - Domestic Water\Backflow Preventer - BFP | 1010627
42-B1 | 42-B1 Figueroa Division | 42-B1-D1091-100-DMW01 | Dumbwaiter DMW01 | DNA | DNA | DNA | OM00028835 | State ID# 152236 | BASEMENT | NA | NA | NA | DNA | DNA | DNA | Electric | DNA | NA | NA | \Classifications\Building System Class\D10-Conveyance Systems\D1090 - Other Conveyance Systems\Dumbwaiter - DMW | 1011537
42-B1 | 42-B1 Figueroa Division | 42-B1-D3020-100-HET01 | DEAERATOR CHILLED WATER HET01 | BELL & GOSSETT | 618969 | RL-4 | OM00016504 |  | DNA | NA | NA | NA | NA | DNA | DNA | Electric | DNA | NA | NA | \Classifications\Building System Class\D30-HVAC Systems\D3020 - Heat SYS\Heater Water Expansion Tank - HET | 1014500
42-B1 | 42-B1 Figueroa Division | 42-B1-D3044-125-PHW01 | HEATING HOT WATER PUMP #1 | BELL & GOSSETT PUMP | DNA | 619T | OM00016537 |  | BOILER ROOM | NA | NA | NA | 2.0 | 208-230 | 6.5 | Electric | 3 | NA | NA | \Classifications\Building System Class\D30-HVAC Systems\D3040 - Distribution SYS\Hot Water Pump - PHW | 1014501
42-B1 | 42-B1 Figueroa Division | 42-B1-D3044-125-PHW02 | HEATING HOT WATER PUMP #2 | BELL & GOSSETT PUMP | 274757-1 | DNA | OM00016538 |  | BOILER ROOM | NA | NA | NA | 2.0 | 208-230 | 6.5 | Electric | 3 | NA | NA | \Classifications\Building System Class\D30-HVAC Systems\D3040 - Distribution SYS\Hot Water Pump - PHW | 1014502
42-B1 | 42-B1 Figueroa Division | 42-B1-D3068-100-BAS01 | BUILDING AUTOMATION SYSTEM | NOVAR | DNA | LINGO | OM00026662 |  | Lower Level floor, Main Electrical Room | NA | NA | NA | NA | 115 VAC | DNA | Electric | 1 | NA | NA | \Classifications\Building System Class\D30-HVAC Systems\D3060 - Control & Inst Air\Building Automation System - BAS | 1014503
42-B1 | 42-B1 Figueroa Division | 42-B1-D5010-200-ESD01 | ELECTRICAL MAIN PANEL | CAT# 2803760-AW1 | C-363326 | SQUARE D CO | OM00016541 |  | DNA | NA | NA | NA | NA | 208-120 | 1200 | Electric | 3 | NA | NA | \Classifications\Building System Class\D50-Electrical SYS\D5010 - Elec Service & Dist\Electical Service and Distribution - ESD | 1014504
42-B1 | 42-B1 Figueroa Division | 42-B1-D5038-810-ITA01 | INTRUSION ALARM | INTERNATION ELECTRONICS INC | DNA | Max 3 | OM00026666 |  | BASEMENT & 1ST FLOOR | NA | NA | NA | NA | 120 VAC | DNA | Electric | 1 | NA | NA | \Classifications\Building System Class\D50-Electrical SYS\D5030 - Comm & Security\Intrusion Alarm - ITA | 1014505
42-B1 | 42-B1 Figueroa Division | 42-B1-G2023-150-PEG01 | ELECTRIC PARKING GATE PEG01 | CHAMBERLAIN ELITE | 1806N1430 | SL3000UL3 | OM00028838 |  | Basement & 1st Floor | NA | NA | NA | .5 | 120 | 4 | Electric | 1 | NA | NA | \Classifications\Building System Class\G20-Other Systems\G2020 - Parking Lots\Secured Parking Gate - PEG | 1014506
42-B1 | 42-B1 Figueroa Division | 42-B1-D3050-250-ACU03 | Air Conditioning Split System | Carrier | 3591E41923 | 38TKO48310 | OM00016543 |  | Serves the IT room in Basement | NA | NA | R-22 | DNA | 208-230 | DNA | Electric | 1 | NA | NA | \Classifications\Building System Class\D30-HVAC Systems\D3050 - Package SYS\Air Conditioning,Split System - ACU | 1015247
42-B1 | 42-B1 Figueroa Division | 42-B1-D5037-710-FAP01 | FIRE ALARM PANEL | Silent Knight | DNA | 5104B | OM00016552 |  | Basement, IT Room | NA | NA | NA | NA | 120 | DNA | Electric | 1 | NA | NA | \Classifications\Building System Class\D50-Electrical SYS\D5030 - Comm & Security\Fire Alarm Panel - FAP | 1015318
42-B1 | 42-B1 Figueroa Division | 42-B1-G2050-200-LSC01 | LANDSCAPING | NA | NA | NA | OM00026208 |  | GROUNDS | NA | NA | NA | NA | NA | NA | NA | NA | NA | NA | \Classifications\Building System Class\G20-Other Systems\G2050 - Landscaping\Landscaping - LSC | 1015565
42-B1 | 42-B1 Figueroa Division | 42-B1-D3020-100-HET02 | HEATER WATER EXPANSION TANK #2 | WESSELS CO | DNA | M236677 | OM00016509 |  | WESTSIDE OF BLDG, BEHIND WALL, ADJACENT TO CHILLER ROOM | NA | NA | NA | NA | NA | NA | Gas | NA | DNA | DNA | \Classifications\Building System Class\D30-HVAC Systems\D3020 - Heat SYS\Heater Water Expansion Tank - HET | 1015745
42-B1 | 42-B1 Figueroa Division | 42-B1-D4010-150-FMS01 | FIRE SYSTEM, EXTINGUISHING, WET PIPE | DNA | DNA | DNA | OM00026780 | DNA | WESTSIDE OF BLDG, BEHIND WALL, ADJACENT TO CHILLER ROOM | NA | NA | NA | NA | DNA | DNA | Electric | DNA | NA | NA | \Classifications\Building System Class\D40-Fire Protection SYS\D4010 - Sprinkler SYS\Fire Systems, stand pipes - FMS | 1015746
42-B1 | 42-B1 Figueroa Division | 42-B1-D5092-250-EML01 | LIGHTING, EMERGENCY & EXIT | NA | NA | NA | OM00036321 | NA | THROUGHOUT BUILDING | NA | NA | NA | NA | DNA | DNA | Electric | 1 |  |  | \Classifications\Building System Class\D50-Electrical SYS\D5090 - Elec SYS\Emergency And Exit Lighting - EML | 1016234
42-B1 | 42-B1 Figueroa Division | 42-B1-D3041-110-AHU06 | AIR HANDLER UNIT #6 | Carrier | 2491T31719 | 39EB08 | OM00016526 | NA | AIR HANDLER ROOM | B-41 | (1) 20X24X2, (2) 24X24X2 | NA | 5 | 200-208 | 16 | Electric | 3 | NA | NA | \Classifications\Building System Class\D30-HVAC Systems\D3040 - Distribution SYS\Air Handling Unit - AHU | 1016940
42-B1 | 42-B1 Figueroa Division | 42-B1-D3041-110-AHU01 | AIR HANDLER UNIT #1 (IT ROOM) | CARRIER | 2391V04103 | 40LT048-100 | OM00016540 | NA | IT ROOM | 4L410 | 12X20X1 (3) | R-22 | 1/2 | 115 | 9 | Electric | 1 | NA | NA | \Classifications\Building System Class\D30-HVAC Systems\D3040 - Distribution SYS\Air Handling Unit - AHU | 1017214
42-B1 | 42-B1 Figueroa Division | 42-B1-D3041-160-FDP01 | Fire Damper (Basement) | DNA | AA-190031 | 3FDAV, 3FDBV, 3FDCV | OM00036913 | NA | BASEMENT WEST SIDE MECHANICAL ROOM | NA | NA | NA | NA | NA | NA | NA |  | NA | NA | \Classifications\Building System Class\D30-HVAC Systems\D3040 - Distribution SYS\Fire Dampers - FDP | 1017313
42-B1 | 42-B1 Figueroa Division | 42-B1-D3041-160-FDP02 | Fire Damper (Basement) | DNA | AA-190029 | 3FDAV, 3FDBV, 3FDCV | OM00036914 | NA | BASEMENT WEST SIDE MECHANICAL ROOM | NA | NA | NA | NA | NA | NA | NA |  | NA | NA | \Classifications\Building System Class\D30-HVAC Systems\D3040 - Distribution SYS\Fire Dampers - FDP | 1017314
42-B1 | 42-B1 Figueroa Division | 42-B1-D3041-160-FDP03 | Fire Damper (Basement) | DNA | AA-190032 | 3FDAV, 3FDBV, 3FDCV | OM00036915 | NA | BASEMENT WEST SIDE MECHANICAL ROOM | NA | NA | NA | NA | NA | NA | NA |  | NA | NA | \Classifications\Building System Class\D30-HVAC Systems\D3040 - Distribution SYS\Fire Dampers - FDP | 1017315
42-B1 | 42-B1 Figueroa Division | 42-B1-D3041-160-FDP04 | Fire Damper (Basement) | DNA | AA-190030 | 3FDAV, 3FDBV, 3FDCV | OM00036916 | NA | BASEMENT WEST SIDE MECHANICAL ROOM | NA | NA | NA | NA | NA | NA | NA |  | NA | NA | \Classifications\Building System Class\D30-HVAC Systems\D3040 - Distribution SYS\Fire Dampers - FDP | 1017316
42-B1 | 42-B1 Figueroa Division | 42-B1-D3041-230-RFN04 | Return Fan (Basement) | Loren Cook Company | 139S934470-01/0017703 | 245_S0N_245_SON-B | OM00016550 | NA | Air Handler Room BASEMENT EAST SIDE MECHANICAL ROOM | AX-66 (2) | NA | NA | 3 | 240/480 | 9.2-8.4/4.2 | Electric | 3 | NA | NA | \Classifications\Building System Class\D30-HVAC Systems\D3040 - Distribution SYS\Supply/Exhaust/Return fans- FAN | 1017317
42-B1 | 42-B1 Figueroa Division | 42-B1-D2090-230-WIP01 | Water Treatment Pump (Cooling Tower) | LMI MILTON ROY | 0503937947-15 | AA151-392SI | OM00016544 | NA | EXTERIOR AT COOLING TOWER | NA | NA | NA | 1 | 120 | 1.40 | Electric | 1 | NA | NA | \Classifications\Building System Class\D20-Plumbing\D2090 - Other Plumbing SYS\Water Treatment Inhibitor Pump - WIP | 1017318
42-B1 | 42-B1 Figueroa Division | 42-B1-D3031-100-PCH01 | Chiller Pump | BELL & GOSSETT PUMP | 1531 | 1510 2G | OM00016547 | NA | EXTERIOR NEXT TO CHILLER ROOM | NA | NA | NA | 10 | 240/480 | 27.2/13.6 | Electric | 3 | NA | NA | \Classifications\Building System Class\D30-HVAC Systems\D3030 - Cooling SYS\Chilled Water Pump - PCH | 1017319
42-B1 | 42-B1 Figueroa Division | 42-B1-D2040-100-PSU01 | Sump Pump (East Mech Rm) | SJ ELECTRO SYSTEMS INC | DNA | 1102-02H | OM00036917 | NA | Basement East/ Sally Port | NA | NA | NA | 2 | 240 | DNA | ELECTRIC |  | NA | NA | \Classifications\Building System Class\D20-Plumbing\D2040 - Rain Drain\Sump Pump - PSU | 1017320
42-B1 | 42-B1 Figueroa Division | 42-B1-B2033-120-DOR02 | Sliding Security Parking Gate (Westside Sally Port) | CUSTOM LINE INC | 92A-830090 | CS5 | OM00028837 | NA | WESTSIDE SALLY PORT | NA | NA | NA | 1/3 | 115 | 8.8 | ELECTRIC | 1 | NA | NA | \Classifications\Building System Class\B20-General Building Exterior\B2030 - Exterior Doors\Door,Automatic-Sliding,Revolving - DOR | 1017321
42-B1 | 42-B1 Figueroa Division | 42-B1-D2023-100-BFP06 | Backflow Preventer (Chiller Unit 3/4") | Febco | J002936 | LF825Y 3/4" | OM00002468 | HAZARD ID# 6871¦replaced AC9582 | Chiller Unit Left side of building behind wall - Paperless testing, tester must upload results to website | NA | NA | NA | NA | NA | NA | NA |  | NA | NA | \Classifications\Building System Class\D20-Plumbing\D2020 - Domestic Water\Backflow Preventer - BFP | 1017874
42-B1 | 42-B1 Figueroa Division | 42-B1-D3041-110-AHU09 | Air Handling Unit - AHU | DNA | DNA | DNA | OM00002572 |  | Sheriff's Office Holding Cell Area | DNA | DNA | NA | DNA | DNA | DNA | Electric | DNA | NA | NA | \Classifications\Building System Class\D30-HVAC Systems\D3040 - Distribution SYS\Air Handling Unit - AHU | 1018995
42-B1 | 42-B1 Figueroa Division | 42-B1-D3020-100-HET03 | Heater Water Expansion Tank (Dearator) | Armstrong Tank Co. | 572018-007 | CX-60V | OM00002570 |  | Air Handler Room East Side | NA | NA | NA | NA | NA | NA | NA | NA | NA | NA | \Classifications\Building System Class\D30-HVAC Systems\D3020 - Heat SYS\Heater Water Expansion Tank - HET | 1018996
42-B1 | 42-B1 Figueroa Division | 42-B1-D3020-100-HET04 | Heater Water Expansion Tank (Dearator) | Armstrong Tank Co. | 572018-007 | CX-60V | OM00002569 |  | Air Handler Room | NA | NA | NA | NA | NA | NA | NA | NA | NA |  | \Classifications\Building System Class\D30-HVAC Systems\D3020 - Heat SYS\Heater Water Expansion Tank - HET | 1018997
42-B1 | 42-B1 Figueroa Division | 42-B1-D3031-100-PCH02 | Pump, Chilled Water | EVAPCO Inc | 0611584 | 3036K374 | OM00016546 |  | by cooling tower | NA | NA | NA | 1 | 208-230/460 | 3.40-3.40/1.70 | Electric | 3 | NA | NA | \Classifications\Building System Class\D30-HVAC Systems\D3030 - Cooling SYS\Chilled Water Pump - PCH | 1018998
42-B1 | 42-B1 Figueroa Division | 42-B1-D3041-230-RFN05 | Fan, Return | Loren Cook Company | DNA | 15-TDB | OM00016549 |  | Air Handler Room East Side of Building above AHU # 4 | P48-560 | NA | NA | 1/2 | 208 | 2.3 | Electric | DNA | NA | NA | \Classifications\Building System Class\D30-HVAC Systems\D3040 - Distribution SYS\Supply/Exhaust/Return fans- FAN | 1018999
42-B1 | 42-B1 Figueroa Division | 42-B1-D3041-230-RFN06 | Fan, Return RFN06 | Loren Cook Company | DNA | 15-TDB | OM00016548 |  | Air Handler Room East Unit above AHU # 4 | P48-560 | NA | NA | 1/2 | 208 | 2.3 | Electric | NA | NA | NA | \Classifications\Building System Class\D30-HVAC Systems\D3040 - Distribution SYS\Supply/Exhaust/Return fans- FAN | 1019000
42-B1 | 42-B1 Figueroa Division | 42-B1-D2017-100-SHW01 | Shower, Eye Washes & Emergency Showers | FENDALL, Inc. | 432111 | DNA | OM00002469 |  | Next to Cooling Tower | NA | NA | NA | NA | NA | NA | NA | NA | NA | NA | \Classifications\Building System Class\D20-Plumbing\D2010 - Plumb Fix\Showers - SHW | 1019001
42-B1 | 42-B1 Figueroa Division | 42-B1-D2023-310-HWP05 | Pump, Domestic Hot Water Circulating #5 - (HWP05) | Bell & Gossett | 187205A61 | 326020 | OM00036275 |  | Basement , Boiler Room | NA | NA | NA | 2 | 208/230 | 6.4 | Electric | DNA | NA | NA | \Classifications\Building System Class\D20-Plumbing\D2020 - Domestic Water\Domestic Hot Water Circulating Pump - HWP | 1021625
42-B1 | 42-B1 Figueroa Division | 42-B1-D2023-310-HWP04 | Pump, Domestic Hot Water Circulating #4 - (HWP04) | Bell & Gossett | 187205A61 | 326020 | OM00036274 |  | Basement , Boiler Room | NA | NA | NA | 2 | 208/230 | 6.4 | Electric | DNA | NA | NA | \Classifications\Building System Class\D20-Plumbing\D2020 - Domestic Water\Domestic Hot Water Circulating Pump - HWP | 1021626
42-B1 | 42-B1 Figueroa Division | 42-B1-D2022-260-HWG03 | Domestic Water Heater #1 (HWG03) | Bradford White | MM37083959 | UCG100H1993N | OM00036273 |  | Basement , Boiler Room | NA | NA | NA | NA | DNA | DNA | Electric/Gas | DNA | 199999 | NA | \Classifications\Building System Class\D20-Plumbing\D2020 - Domestic Water\Domestic Water Heater, Gas - HWG | 1021627
42-B1 | 42-B1 Figueroa Division | 42-B1-D3050-210-PKU02 | Packing Unit (PKU02) | LG | 511CXLHBP360 | LW5016 | OM00036251 |  | Exterior, ABM Shed | DNA | DNA | R-410A | DNA | 115 | 4.1A | Electric | DNA | DNA | DNA | \Classifications\Building System Class\D30-HVAC Systems\D3050 - Package SYS\Package Unit - PKU | 1021713
42-B1 | 42-B1 Figueroa Division | 42-B1-D3042-220-EFN06 | Ceiling Exhaust Fan (EFN06) | Greenheck | DNA | Greenheck | OM00036941 |  | Women's public restroom BASEMENT | NA | NA | NA | NA | 120 | DNA | Electric | DNA | NA | NA | \Classifications\Building System Class\D30-HVAC Systems\D3040 - Distribution SYS\Supply/Exhaust/Return fans- FAN | 1022850
42-B1 | 42-B1 Figueroa Division | 42-B1-D3042-220-EFN07 | Ceiling Exhaust Fan (EFN07) | Greenheck | DNA | Greenheck | OM00036942 |  | Women's public restroom BASEMENT | NA | NA | NA | NA | 120 | DNA | Electric | DNA | NA | NA | \Classifications\Building System Class\D30-HVAC Systems\D3040 - Distribution SYS\Supply/Exhaust/Return fans- FAN | 1022851
42-B2 | 42-B2 Santa Barbara Court Trailer | 42-B2-D3050-250-ACU02 | AIR CONDITIONING, SPLIT SYSTEM 2 | Bryant | 2997-E-00023 | 661CPX060000AAA | OM00016513 |  | Archive building courtyard | na | DNA | R-22 | DNA | 208-230 | 17.4 | Electric | 3 | na | na | \Classifications\Building System Class\D30-HVAC Systems\D3050 - Package SYS\Air Conditioning,Split System - ACU | EQ-1002250
42-B2 | 42-B2 Santa Barbara Court Trailer | 42-B2-D3050-250-ACU01 | AIR CONDITIONING, SPLIT SYSTEM #1 | Bryant | 2997-E-00060 | 661CPX060000AAA | OM00016514 |  | Archive building courtyard | na | DNA | R-22 | DNA | 208-230 | 17.4 | Electric | 3 | na | na | \Classifications\Building System Class\D30-HVAC Systems\D3050 - Package SYS\Air Conditioning,Split System - ACU | EQ-1002251
42-B2 | 42-B2 Santa Barbara Court Trailer | 42-B2-D4031-100-FEX05 | FIRE EXTINGUISHER (5) | AMEREX | Multiple | AMEREX 5 ABC | OM00026667 |  |  | NA | NA | NA | NA | NA | NA | NA | NA | NA | NA | \Classifications\Building System Class\D40-Fire Protection SYS\D4030 - FIRE SPEC\Fire Extinguisher - FEX | 1014507
42-B2 | 42-B2 Santa Barbara Court Trailer | 42-B2-D5092-250-EML04 | LIGHTING, EMERGENCY & EXIT (4) | Lithonia | NA | NA | OM00026779 |  | THROUGHOUT BUILDING | NA | NA | NA | NA | 110 | DNA | Electric | DNA | NA | NA | \Classifications\Building System Class\D50-Electrical SYS\D5090 - Elec SYS\Emergency And Exit Lighting - EML | 1015747
42-B2 | 42-B2 Santa Barbara Court Trailer | 42-B2-B2010-100-BLD01 | BUILDING | NA | NA | NA | OM00026778 |  | ENTIRE BUILDING | NA | NA | NA | NA | NA | NA | NA | NA | NA | NA | \Classifications\Building System Class\B20-General Building Exterior\B2010 - Exterior Walls\Building - BLD | 1015748
42-B2 | 42-B2 Santa Barbara Court Trailer | 42-B2-B3010-100-RUF01 | ROOFING SYSTEM | DNA | DNA | DNA | OM00026777 |  | ROOF | NA | NA | NA | NA | NA | NA | NA | NA | NA | NA | \Classifications\Building System Class\B30-Roofing\B3010 - Roof Types\Roof - RUF | 1015749
42-C1 | 42-C1 Santa Barbara Juvenile Court | 42-C1-D3050-210-PKU05 | 5PACKAGE UNIT | Bard | 125D981228144-01 | WH361-AOOXX4XXX | OM00002135 | na | OUTSIDE WALL MOUNT | DNA | 16X30 | R-22 | 1/3rd | 220 | 27 | Electric | 1 | na | na | \Classifications\Building System Class\D30-HVAC Systems\D3050 - Package SYS\Package Unit - PKU | EQ-1002476
42-C1 | 42-C1 Santa Barbara Juvenile Court | 42-C1-D3050-210-PKU06 | PACKAGE UNIT #6 (PKU06) | Bard | 125D981228154-01 | WH361-A05XX4XXX | OM00002132 | na | OUTSIDE WALL MOUNT | na | 16X30 | R-22 | 1/3rd | 230 | 53 | Electric | 1 | na | na | \Classifications\Building System Class\D30-HVAC Systems\D3050 - Package SYS\Package Unit - PKU | EQ-1002535
42-C1 | 42-C1 Santa Barbara Juvenile Court | 42-C1-D3050-210-PKU03 | Package Unit 3 | Bard | 125D981228172-01 | A05XX4XXX | OM00002133 | na | OUTSIDE WALL MOUNT | DNA | 16X30 | R-22 | 1/3rd | 230 | 53 | Electric | Single | na | na | \Classifications\Building System Class\D30-HVAC Systems\D3050 - Package SYS\Package Unit - PKU | EQ-1002536
42-C1 | 42-C1 Santa Barbara Juvenile Court | 42-C1-D3050-210-PKU04 | PACKAGE UNIT 4 | Bard | 125D981228182-01 | WH361-AOOXX4XXX | OM00002134 | na | OUTSIDE WALL MOUNT | DNA | 16X30 | R-22 | 1/3rd | 230 | 53 | Electric | 1 | na | na | \Classifications\Building System Class\D30-HVAC Systems\D3050 - Package SYS\Package Unit - PKU | EQ-1002537
42-C1 | 42-C1 Santa Barbara Juvenile Court | 42-C1-D2022-260-HWG01 | Water Heater | A.O. Smith | GG984363929-806 | ELSF 10917 | OM00002131 | na | 1st floor attic above ceiling in clerk's office | na | na | na | na | 110 | 1500 watts | Electric | 1 | na | na | \Classifications\Building System Class\D20-Plumbing\D2020 - Domestic Water\Domestic Water Heater, Gas - HWG | EQ-1002539
42-C1 | 42-C1 Santa Barbara Juvenile Court | 42-C1-D4031-100-FEX04 | ABC FIRE EXTINGUISHER, 04 | AMEREX | NA | A500 | OM00028834 |  | All | NA | NA | NA | NA | NA | NA | NA | NA | NA | NA | \Classifications\Building System Class\D40-Fire Protection SYS\D4030 - FIRE SPEC\Fire Extinguisher - FEX | EQ-1005583
42-C1 | 42-C1 Santa Barbara Juvenile Court | 42-C1-B2010-100-BLD01 | Building Structure | MODULAR STRUCTURES INTL | 2BB602 | NA | OM00028833 | NA | ALL | NA | NA | NA | NA | NA | NA | NA | NA | NA | NA | \Classifications\Building System Class\B20-General Building Exterior\B2010 - Exterior Walls\Building - BLD | EQ-1007360
42-C1 | 42-C1 Santa Barbara Juvenile Court | 42-C1-B3010-100-RUF01 | Roofing Systems | NA | NA | NA | OM00033812 |  | NA | NA | NA | NA | NA | NA | NA | NA | NA | NA | NA | \Classifications\Building System Class\B30-Roofing\B3010 - Roof Types\Roof - RUF | EQ-1007537
42-C1 | 42-C1 Santa Barbara Juvenile Court | 42-C1-D5092-250-EML08 | LIGHTING, EMERGENCY & EXIT (8) | Lithonia | NA | NA | OM00026844 |  | THROUGHOUT BUILDING | NA | NA | NA | NA | 110 | NA | Electric | DNA | NA | NA | \Classifications\Building System Class\D50-Electrical SYS\D5090 - Elec SYS\Emergency And Exit Lighting - EML | 1015750
42-C1 | 42-C1 Santa Barbara Juvenile Court | 42-C1-G2050-200-LSC01 | LANDSCAPING | DNA | DNA | DNA | OM00026841 |  | GROUNDS | NA | NA | NA | NA | NA | NA | NA | NA | NA | NA | \Classifications\Building System Class\G20-Other Systems\G2050 - Landscaping\Landscaping - LSC | 1015751
42-C1 | 42-C1 Santa Barbara Juvenile Court | 42-C1-D5038-810-ITA01 | INTRUSTION ALARM | Digital Monitoring Products | NA | NA | OM00026982 |  | JUDGE'S CHAMBERS CEILING PANEL EAST ENTRANCE | NA | NA | NA | NA | DNA | NA | Electric | DNA | NA | NA | \Classifications\Building System Class\D50-Electrical SYS\D5030 - Comm & Security\Intrusion Alarm - ITA | 1015753
42-C1 | 42-C1 Santa Barbara Juvenile Court | 42-C1-D5037-710-FAP02 | FIRE ALARM PANEL (FAP02) | Digital Monitoring Products | 7070 V3030-040306 | XT30 | OM00036250 |  | Judge's Chambers Ceiling Panel East Entrance | NA | NA | NA | NA | DNA | DNA | Electric | DNA | NA | NA | \Classifications\Building System Class\D50-Electrical SYS\D5030 - Comm & Security\Fire Alarm Panel - FAP | 1021647
42-D1 | 42-D1 Lompoc Division | 42-D1-D4031-100-FEX06 | Fire Extinguisher (06) | NA | NA | NA | OM00026663 |  | Entire Building | NA | NA | NA | NA | NA | NA | NA | NA | NA | NA | \Classifications\Building System Class\D40-Fire Protection SYS\D4030 - FIRE SPEC\Fire Extinguisher - FEX | EQ-1005459
42-D1 | 42-D1 Lompoc Division | 42-D1-D3050-210-PKU01 | Package Unit,Air Cooled - PKU - 6 ton | Carrier | 3399G20692 | 48HJE007Y | OM00005497 | NA | NA | A-40 | 16 X 25 X 2"" - (2 ea) | R-22 | DNA | 208/230 | 20.5 | gas | 3 | 115,000 | 93,150 | \Classifications\Building System Class\D30-HVAC Systems\D3050 - Package SYS\Package Unit - PKU | EQ-1005460
42-D1 | 42-D1 Lompoc Division | 42-D1-D3050-210-PKU02 | Package Unit,Air Cooled - PKU - 4 ton | Carrier | 3399G20422 | 48HJE005Y | OM00005498 | NA | NA | A-36 | 16 X 25 X 2"" - (2 ea) | R-22 | DNA | 208/230 | 13.5 | gas | 3 | 72,00 | 59,040 | \Classifications\Building System Class\D30-HVAC Systems\D3050 - Package SYS\Package Unit - PKU | EQ-1005461
42-D1 | 42-D1 Lompoc Division | 42-D1-D3050-210-PKU03 | Package Unit,Air Cooled - PKU - 71/2 ton | Carrier | 3399G30406 | 48HJE008Y | OM00005499 | NA | NA | A-48 | 16 X 20 X 2 (4 EACH) | R-22 | DNA | 208/230 | 12.4 | Gas | 3 | 180,000 | 147,600 | \Classifications\Building System Class\D30-HVAC Systems\D3050 - Package SYS\Package Unit - PKU | EQ-1005462
42-D1 | 42-D1 Lompoc Division | 42-D1-D3050-210-PKU04 | Package Unit,Air Cooled - PKU - 5 ton | Carrier | 3399G20482 | 48HTD006Y | OM00005500 | NA | NA | A-40 | 16 X 25 X 2"" - (2 ea) | R-22 | DNA | 208/230 | 17.3 | Natural gas and electric | 1 | 72,000 | 59,040 | \Classifications\Building System Class\D30-HVAC Systems\D3050 - Package SYS\Package Unit - PKU | EQ-1005463
42-D1 | 42-D1 Lompoc Division | 42-D1-D3042-220-EFN03 | Exhaust Fan #3 | Loren Cook Company | 138S566141000100040999 | 100ACEB | OM00005501 | NA | ROOF TOP | 4L200 | NA | NA | 1/6 | 115 | 3.6 | Electric | 1 | NA | NA | \Classifications\Building System Class\D30-HVAC Systems\D3040 - Distribution SYS\Supply/Exhaust/Return fans- FAN | EQ-1005464
42-D1 | 42-D1 Lompoc Division | 42-D1-D3042-220-EFN02 | Exhaust Fan #2 | Loren Cook Company | 138S5661410100068500999 | 100ACEB | OM00005502 | NA | ROOF TOP | 4L200 | NA | NA | 1/6 | 115 | 3.6 | Electric | 1 | NA | NA | \Classifications\Building System Class\D30-HVAC Systems\D3040 - Distribution SYS\Supply/Exhaust/Return fans- FAN | EQ-1005465
42-D1 | 42-D1 Lompoc Division | 42-D1-D3042-220-EFN01 | Exhaust Fan #1 | Loren Cook Company | 138S5782220000106031199 | 150ACEB | OM00005503 | NA | NA | 4L270 | NA | NA | 1/4 | 115 | 5 | Electric | 1 | NA | NA | \Classifications\Building System Class\D30-HVAC Systems\D3040 - Distribution SYS\Supply/Exhaust/Return fans- FAN | EQ-1005466
42-D1 | 42-D1 Lompoc Division | 42-D1-D3050-310-HPU02 | Split system heat pump - Condenser B | Sanyo | 0027432 | C2432A | OM00005505 | NA | NA | DNA | DNA | R-22 | DNA | 208/230 | 11.6/12.2 | ELECTRIC | 1 | NA | NA | \Classifications\Building System Class\D30-HVAC Systems\D3050 - Package SYS\Heat Pump,Air Cooled - HPU | EQ-1005468
42-D1 | 42-D1 Lompoc Division | 42-D1-D1013-310-WCL01 | WHEEELCHAIR LIFT WCL01 | PORCHLIFT | J0400WLP36231221LW | PORCHLIFT | OM00026665 | State ID# 7447 | DEPT 1 | NA | NA | NA | DNA | 115 | 8.4 | Electric | 1 | NA | NA | \Classifications\Building System Class\D10-Conveyance Systems\D1010 - Elevator\Wheelchair Lift - WCL | 1014508
42-D1 | 42-D1 Lompoc Division | 42-D1-D5037-710-FAP01 | FIRE ALARM PANEL | HONEYWELL | DNA | NFS-320 | OM00026664 |  | ELEC CLOSET | NA | NA | NA | NA | 115 | DNA | Electric | 1 | NA | NA | \Classifications\Building System Class\D50-Electrical SYS\D5030 - Comm & Security\Fire Alarm Panel - FAP | 1014510
42-D1 | 42-D1 Lompoc Division | 42-D1-D5092-250-EML15 | LIGHTING, EMERGENCY & EXIT (15) | NA | NA | NA | OM00026845 |  | THROUGHOUT BUILDING | NA | NA | NA | NA | DNA | DNA | Electric | DNA | NA | NA | \Classifications\Building System Class\D50-Electrical SYS\D5090 - Elec SYS\Emergency And Exit Lighting - EML | 1015754
42-D1 | 42-D1 Lompoc Division | 42-D1-B2010-100-CTY01 | Building | NA | NA | NA | OM00037903 | [12 empty] | \Classifications\Building System Class\B20-General Building Exterior\B2010 - Exterior Walls\Building - BLD | 1016559
42-D1 | 42-D1 Lompoc Division | 42-D1-B2034-400-DOH01 | Overhead Rollup Door, Electric DOH01 | Porvene Doors | DNA | DNA | OM00002440 |  | Ground Floor | NA | NA | NA | DNA | DNA | DNA | Electric | DNA | NA | NA | \Classifications\Building System Class\B20-General Building Exterior\B2030 - Exterior Doors\Door,Overhead-Shutter,Manual,Elec,Roll-up - DOH | 1019192
42-D1 | 42-D1 Lompoc Division | 42-D1-C1020-110-FRD01 | Overhead Rollup Fire Door (Clerks' Office) FRO01 | Pacific Rolling Doors | 748010 | DNA | OM00002438 |  | Clerks' Window | NA | NA | NA | NA | NA | NA | NA | NA | NA | NA | \Classifications\Building System Class\C10-General Building Interior\C1020 - Fire Doors\Fire Doors - FRD | 1019193
42-D1 | 42-D1 Lompoc Division | 42-D1-C1020-110-FRD02 | Overhead Rollup Fire Door (Clerks' Office) FRO02 | Pacific Rolling Doors | 748009 | DNA | OM00002439 |  | Clerks' Window | NA | NA | NA | NA | NA | NA | NA | NA | NA | NA | \Classifications\Building System Class\C10-General Building Interior\C1020 - Fire Doors\Fire Doors - FRD | 1019194
42-D1 | 42-D1 Lompoc Division | 42-D1-D5010-200-ESD01 | Main Electrical Panel | Square D Company | C626531 | C-T | OM00002437 |  | Main Electrical Room | NA | NA | NA | NA | 120-208 | 800 | Electric | 3 | NA | NA | \Classifications\Building System Class\D50-Electrical SYS\D5010 - Elec Service & Dist\Electical Service and Distribution - ESD | 1019195
42-D1 | 42-D1 Lompoc Division | 42-D1-D3050-310-HPU04 | Split System Heat Pump - Condenser D | Fujitsu | MYN008749 | AOU12RLFW1 | OM00036267 |  | Middle, Roof West | NA | NA | R-410A | DNA | 208/230 | 60 | Electric | DNA | NA | NA | \Classifications\Building System Class\D30-HVAC Systems\D3050 - Package SYS\Heat Pump,Air Cooled - HPU | 1019293
42-E1 | 42-E1 Solvang Superior Court | 42-E1-D4031-100-FEX03 | Fire Extinguisher (3) | AMEREX | NA | NA | OM00028832 |  | ALL | NA | NA | NA | NA | NA | NA | NA | NA | NA | NA | \Classifications\Building System Class\D40-Fire Protection SYS\D4030 - FIRE SPEC\Fire Extinguisher - FEX | EQ-1005435
42-E1 | 42-E1 Solvang Superior Court | 42-E1-D3050-210-PKU01 | 1 1/2 ton package unit | York | NBCM012287 | D2GA018N03206B | OM00016381 | NA | Floor 1 SIDE OF BUILDING | DNA | 20X25X2 | R-22 | DNA | 208/230 | 15.4 | gas | 1 | 40,000 | 32,000 | \Classifications\Building System Class\D30-HVAC Systems\D3050 - Package SYS\Package Unit - PKU | EQ-1005436
42-E1 | 42-E1 Solvang Superior Court | 42-E1-D3031-210-CDR02 | A/C CONDENSER | ARCOAIRE | L971056104 | AG030GB2 | OM00016383 | NA | Floor 1 SIDE OF BUILDING | NA | DNA | R-22 | DNA | 208/230 | 18.9 | Electric | 1 | NA | NA | \Classifications\Building System Class\D30-HVAC Systems\D3030 - Cooling SYS\Condensing Unit, Air Cooled - CDR | EQ-1005437
42-E1 | 42-E1 Solvang Superior Court | 42-E1-D3031-210-CDR03 | Split System A/C CONDENSER | ARCOAIRE | E083015626 | N2A360AKB200 | OM00016384 | NA | Floor 1 SIDE OF BUILDING | NA | DNA | R-22 | DNA | 208/230 | 32.9 | Electric | 1 | NA | NA | \Classifications\Building System Class\D30-HVAC Systems\D3030 - Cooling SYS\Condensing Unit, Air Cooled - CDR | EQ-1005439
42-E1 | 42-E1 Solvang Superior Court | 42-E1-D3050-310-HPU01 | SPLIT SYSTEM HEAT PUMP | MITSUBISHI Electric | 7000145T | MUH12NN | OM00016385 | NA | Floor 1 SIDE OF BUILDING | DNA | WASHABLE | R-22 | DNA | 208/230 | 15 | Electric | 1 | NA | NA | \Classifications\Building System Class\D30-HVAC Systems\D3050 - Package SYS\Heat Pump,Air Cooled - HPU | EQ-1005440
42-E1 | 42-E1 Solvang Superior Court | 42-E1-D3050-310-HPU02 | SPLIT SYSTEM HEAT PUMP | MITSUBISHI Electric | 7000075T | MUH12NN | OM00016386 | NA | Floor 1 SIDE OF BUILDING | DNA | WASHABLE | R-22 | DNA | 208/230 | 15 | Electric | 1 | NA | NA | \Classifications\Building System Class\D30-HVAC Systems\D3050 - Package SYS\Heat Pump,Air Cooled - HPU | EQ-1005441
42-E1 | 42-E1 Solvang Superior Court | 42-E1-D4010-150-CTY01 | FIRE SYSTEM, STAND PIPE | DNA | DNA | DNA | Tag Removed |  | CORNER OF BUILDING | NA | NA | NA | NA | NA | NA | NA | NA | NA | NA | \Classifications\Building System Class\D40-Fire Protection SYS\D4010 - Sprinkler SYS\Fire Systems, stand pipes - FMS | EQ-1005442
42-E1 | 42-E1 Solvang Superior Court | 42-E1-D2023-100-CTY02 | BACKFLOW DEVICE - (MAIN WATER) | Wilkins Zurn | 2120970XLSE | 975XL | OM00016388 |  | CORNER OF BUILDING | NA | NA | NA | NA | NA | NA | NA | NA | NA | NA | \Classifications\Building System Class\D20-Plumbing\D2020 - Domestic Water\Backflow Preventer - BFP | EQ-1005443
42-E1 | 42-E1 Solvang Superior Court | 42-E1-B2010-100-BLD01 | Building Structure | NA | NA | NA | OM00033813 |  | All | NA | NA | NA | NA | NA | NA | NA | NA | NA | NA | \Classifications\Building System Class\B20-General Building Exterior\B2010 - Exterior Walls\Building - BLD | EQ-1007362
42-E1 | 42-E1 Solvang Superior Court | 42-E1-C1020-110-FRD01 | FIRE DOORS SLIDING (Fire Curtin) | COOKSON DOOR COMPANY | WH1-001466 | DNA | OM00028831 |  | LOBBY | NA | NA | NA | NA | NA | NA | Electric | NA | NA | NA | \Classifications\Building System Class\C10-General Building Interior\C1020 - Fire Doors\Fire Doors - FRD | 1014511
42-E1 | 42-E1 Solvang Superior Court | 42-E1-D5092-250-EML10 | LIGHTING, EMERGENCY & EXIT (10) | NA | NA | NA | OM00026773 |  | THROUGHOUT BUILDING | NA | NA | NA | NA | DNA | DNA | Electric | DNA | NA | NA | \Classifications\Building System Class\D50-Electrical SYS\D5090 - Elec SYS\Emergency And Exit Lighting - EML | 1015755
42-E1 | 42-E1 Solvang Superior Court | 42-E1-D3031-210-CDR04 | Condensor A/C (Exterior Eastside) | Trane | 13303JET4F | 2TTB3042A1000CA | OM00036920 | NA | Exterior East Side | NA | NA | R-22 | NA | 208/230 | 21 | Electric | 1 | NA | NA | \Classifications\Building System Class\D30-HVAC Systems\D3030 - Cooling SYS\Condensing Unit (Air and/or Water) - CDR | 1017871
42-E1 | 42-E1 Solvang Superior Court | 42-E1-B2034-400-DOH01 | Overhead Rollup Door (Clerks' Office) DOH01 | Wilson Corpt | 121638 | DNA | OM00002441 |  | Clerks' Window | NA | NA | NA | NA | NA | NA | NA | NA | NA | NA | \Classifications\Building System Class\B20-General Building Exterior\B2030 - Exterior Doors\Door,Overhead-Shutter,Manual,Elec,Roll-up - DOH | 1019191
42-F1 | 42-F1 Santa Maria Courts Bldgs C + D | 42-F1-D2023-100-BFP02 | BACKFLOW PREVENTER (FIRE SYSTEM) | FEBCO | V27344 | 806 Type DCDA 6" | OM00026994 | Facility#: XC-1071 Assembly ID#: A92-1910 | SOUTH PARKING LOT - North Driveway entrance on S Miller St | NA | NA | NA | NA | NA | NA | NA | 0 | NA | NA | \Classifications\Building System Class\D20-Plumbing\D2020 - Domestic Water\Backflow Preventer - BFP | EQ-1005500
42-F1 | 42-F1 Santa Maria Courts Bldgs C + D | 42-F1-D3050-210-PKU01 | Package unit - (judges parking) - northwest | YORK | NABM001443 | D4CG076N08225A | OM00016402 | NA | NORTHWEST CORNER - JUDGES PARK | DNA | 14x24x2 (1); 14x20x2 (3) | R-22 | 1/2 HP | 208/230 | 50 | Electric and natural gas | 3 | 100000 | 82000 | \Classifications\Building System Class\D30-HVAC Systems\D3050 - Package SYS\Package Unit - PKU | EQ-1005509
42-F1 | 42-F1 Santa Maria Courts Bldgs C + D | 42-F1-D3050-122-FAH01 | HEATER FORCED AIR UNIT - Mech. Room by Sheriff's, 1 | PAYNE | 3786C10830 | 394JAW060080 | OM00016423 | NA | CLOSET | DNA | 21X28X1 | DNA | DNA | 208/230 | DNA | gas | DNA | 100,000 | 80,000 | \Classifications\Building System Class\D30-HVAC Systems\D3050 - Package SYS\Forced Air Heater,Oil/Gas fired - FAH | EQ-1005510
42-F1 | 42-F1 Santa Maria Courts Bldgs C + D | 42-F1-D3050-122-FAH02 | Heater Forced Air Unit (AHU RM) | PAYNE | 3786C1C813 | 394JAW060080 | OM00016424 | NA | Next to ABM Shed | DNA | 21X28X1 | DNA | DNA | 208/230 | DNA | gas | DNA | 100,000 | 80,000 | \Classifications\Building System Class\D30-HVAC Systems\D3050 - Package SYS\Forced Air Heater,Oil/Gas fired - FAH | EQ-1005511
42-F1 | 42-F1 Santa Maria Courts Bldgs C + D | 42-F1-D3050-122-FAH03 | HEATER FORCED AIR UNIT - Mech. Room by Sheriff's, 3 | CARRIER | 0996A04339 | 58WAV091-16 | OM00016425 | NA | AHU Rm | DNA | 21X28X1 | DNA | DNA | 208/230 | DNA | gas | DNA | 88,000 | 64,000 | \Classifications\Building System Class\D30-HVAC Systems\D3050 - Package SYS\Forced Air Heater,Oil/Gas fired - FAH | EQ-1005512
42-F1 | 42-F1 Santa Maria Courts Bldgs C + D | 42-F1-D3050-122-FAH04 | Heater Forced Air Unit (Westside-Sheriff's Parking) | YORK | EHBM288159 | P2MPD16N06401A | OM00026195 | NA | WESTSIDE - SHERIFF'S PARKING | DNA | 20x28x1 (1) | DNA | DNA | 208/230 | DNA | Gas | DNA | DNA | DNA | \Classifications\Building System Class\D30-HVAC Systems\D3050 - Package SYS\Forced Air Heater,Oil/Gas fired - FAH | EQ-1005513
42-F1 | 42-F1 Santa Maria Courts Bldgs C + D | 42-F1-D3050-250-ACU04 | Split System Air Conditioning (ACU04) | Carrier | 1187E08226 | 568EJ024 | OM00016404 | NA | WESTSIDE - SHERIFF'S PARKING | NA | DNA | R-22 | DNA | 208/230 | 25 | electric | 1 | NA | NA | \Classifications\Building System Class\D30-HVAC Systems\D3050 - Package SYS\Air Conditioning,Split System - ACU | EQ-1005515
42-F1 | 42-F1 Santa Maria Courts Bldgs C + D | 42-F1-D3050-250-ACU05 | Split System Air Conditioning (ACU05) | YORK | EFBM200200 | H1DA042606A | OM00016420 | NA | WESTSIDE - SHERIFF'S PARKING | NA | DNA | R-407C | DNA | 208/230 | 40 | electric | 1 | NA | NA | \Classifications\Building System Class\D30-HVAC Systems\D3050 - Package SYS\Air Conditioning,Split System - ACU | EQ-1005516
42-F1 | 42-F1 Santa Maria Courts Bldgs C + D | 42-F1-D3050-122-FAH07 | FORCED AIR UNIT - EASTSIDE - CLOSET | LENNOX | 5474C00410 | C2-95V-1 | OM00016455 | NA | WESTSIDE - HALLWAY | A50 | 20 X 25 X 2 | DNA | DNA | 208/230 | DNA | electric | DNA | DNA | DNA | \Classifications\Building System Class\D30-HVAC Systems\D3050 - Package SYS\Forced Air Heater,Oil/Gas fired - FAH | EQ-1005521
42-F1 | 42-F1 Santa Maria Courts Bldgs C + D | 42-F1-D3050-122-FAH08 | HEATER FORCED AIR UNIT - EASTSIDE - CLOSET, 8 | LENNOX | 5874H00070 | G81-220V-3 | OM00016456 | NA | WESTSIDE - HALLWAY | A50 | 20 X 25 X 2 | DNA | DNA | 208/230 | DNA | electric | DNA | DNA | DNA | \Classifications\Building System Class\D30-HVAC Systems\D3050 - Package SYS\Forced Air Heater,Oil/Gas fired - FAH | EQ-1005522
42-F1 | 42-F1 Santa Maria Courts Bldgs C + D | 42-F1-D4031-100-FEX20 | Fire Extinguishers (20) | NA | NA | NA | OM00026630 |  | ALL - 1 (QTY 20) | NA | NA | NA | NA | NA | NA | NA | NA | NA | NA | \Classifications\Building System Class\D40-Fire Protection SYS\D4030 - FIRE SPEC\Fire Extinguisher - FEX | EQ-1005523
42-F1 | 42-F1 Santa Maria Courts Bldgs C + D | 42-F1-D2023-100-BFP04 | BACKFLOW PREVENTER (LANDSCAPING 2") | FEBCO | AC3566 | 825Y Type RP 2" | OM00026625 | Facility#: XC-1071 Assembly ID#: A91-1790 | On S Miller at curbside, Building "D", 2" Landscaping | [10 empty] | \Classifications\Building System Class\D20-Plumbing\D2020 - Domestic Water\Backflow Preventer - BFP | EQ-1005958
42-F1 | 42-F1 Santa Maria Courts Bldgs C + D | 42-F1-D2023-100-BFP05 | BACKFLOW PREVENTER (LANDSCAPING 1.5") | FEBCO | A018172 | 825 Y Type RP 1.5 inch | OM00026621 | Facility#: XC-1071 Assembly ID#: A96-1697 | By Superior Ct , Dept 3 , Buidling C | NA | NA | NA | NA | NA | NA | NA | NA | NA | NA | \Classifications\Building System Class\D20-Plumbing\D2020 - Domestic Water\Backflow Preventer - BFP | EQ-1005959
42-F1 | 42-F1 Santa Maria Courts Bldgs C + D | 42-F1-B2010-100-BLD01 | Building Structure | NA | NA | NA | OM00026629 | NA | All | NA | NA | NA | NA | NA | NA | NA | NA | NA | NA | \Classifications\Building System Class\B20-General Building Exterior\B2010 - Exterior Walls\Building - BLD | EQ-1007363
42-F1 | 42-F1 Santa Maria Courts Bldgs C + D | 42-F1-B3010-100-RUF01 | Roofing Systems | NA | NA | NA | OM00026628 |  | NA | NA | NA | NA | NA | NA | NA | NA | NA | NA | NA | \Classifications\Building System Class\B30-Roofing\B3010 - Roof Types\Roof - RUF | EQ-1007540
42-F1 | 42-F1 Santa Maria Courts Bldgs C + D | 42-F1-D1010-100-ELE01 | Elevator - Passenger Elevator outside ELE01 Conveyance # 067612 | DNA | DNA | DNA | OM00016586 | State ID# 067612 | Floor 1 42-F1=1, SW CORNER OF BUILDING C&D OUTDOORS. (Campus with 5 elevators - 42-F1 = 1, 42-F5=4) | NA | DNA | NA | DNA | DNA | DNA | Electric | DNA | NA | NA | \Classifications\Building System Class\D10-Conveyance Systems\D1010 - Elevator\Elevator,Electric,Pass/Freight - ELE | 1010618
42-F1 | 42-F1 Santa Maria Courts Bldgs C + D | 42-F1-D3050-250-ACU03 | Split System Air Conditioning (ACU03) | Carrier | 1609G50068 | 38ARQ008---501-- | OM00016595 | NA | West Side - Sheriff's Parking | NA | DNA | R-22 | DNA | 208/230 | 60 | Electric | 3 | NA | NA | \Classifications\Building System Class\D30-HVAC Systems\D3050 - Package SYS\Air Conditioning,Split System - ACU | 1011402
42-F1 | 42-F1 Santa Maria Courts Bldgs C + D | 42-F1-D3055-260-WAC01 | Window Air Conditioner 1 | EMERSON | DNA | EMERSON QUIET KOOL | OM00026633 | NA | FLOOR 1, Maint. Office | NA | DNA | R-134a | DNA | 110 | 15 | ELECTRIC | 1 | NA | NA | \Classifications\Building System Class\D30-HVAC Systems\D3050 - Package SYS\Window Air Conditioner- WAC | 1011403
42-F1 | 42-F1 Santa Maria Courts Bldgs C + D | 42-F1-D5092-250-ELT20 | Exterior Lighting (20) | DNA | DNA | DNA | OM00026627 |  | OUTSIDE BUILDING | NA | NA | NA | NA | DNA | DNA | Electric | DNA | NA | NA | \Classifications\Building System Class\D50-Electrical SYS\D5090 - Elec SYS\Exterior Lighting - ELT | 1011404
42-F1 | 42-F1 Santa Maria Courts Bldgs C + D | 42-F1-D5011-240-TRN01 | - Transformer | DNA | DNA | DNA | OM00026626 | DNA | FLOOR 1 West Side | NA | NA | NA | NA | 277/480 | DNA | Electric | 3 | NA | NA | \Classifications\Building System Class\D50-Electrical SYS\D5010 - Elec Service & Dist\Transformer - TRN | 1011405
42-F1 | 42-F1 Santa Maria Courts Bldgs C + D | 42-F1-D3050-250-ACU01 | Air Conditioning Unit 1 | Sanyo | 0088844 | C3632A | OM00016421 | NA | Next to ABM Shed | NA | DNA | R-22 | DNA | 208/230 | DNA | ELECTRIC | DNA | NA | NA | \Classifications\Building System Class\D30-HVAC Systems\D3050 - Package SYS\Air Conditioning,Split System - ACU | 1011406
42-F1 | 42-F1 Santa Maria Courts Bldgs C + D | 42-F1-D3050-250-ACU02 | Air Conditioning Unit 2 | Sanyo | 0063643 | C3632A | OM00016422 | NA | Next to ABM Shed | NA | DNA | R-22 | DNA | 208/230 | 15.4/16 | ELECTRIC | DNA | NA | NA | \Classifications\Building System Class\D30-HVAC Systems\D3050 - Package SYS\Air Conditioning,Split System - ACU | 1011407
42-F1 | 42-F1 Santa Maria Courts Bldgs C + D | 42-F1-D2022-260-HWG01 | Domestic Hot Water Heater 1 | General Electric | GELN0708V11487 | SG40T12AVH00 | OM00028829 | DNA | AHU Room, WEST SIDE OF BUILDING "C" EXTERIOR NEXT TO BAILIFF OFFICE | NA | NA | NA | NA | NA | NA | GAS | NA | 40,000 | DNA | \Classifications\Building System Class\D20-Plumbing\D2020 - Domestic Water\Domestic Water Heater, Gas - HWG | 1011409
42-F1 | 42-F1 Santa Maria Courts Bldgs C + D | 42-F1-D3050-250-ACU06 | Split System Air Conditioning (ACU06) | ICP Commercial Air Corp | L004430224 | CAC120HAA | OM00026189 | NA | Floor 1 Atrium | NA | DNA | R-22 | DNA | 208/240 | 60 | Electric | 3 | NA | NA | \Classifications\Building System Class\D30-HVAC Systems\D3050 - Package SYS\Air Conditioning,Split System - ACU | 1011410
42-F1 | 42-F1 Santa Maria Courts Bldgs C + D | 42-F1-D2022-260-HWG02 | Domestic Hot Water Heater 2 | General Electric | GELN0206V08682 | SG40T12AVH00 | OM00028830 | DNA | Floor 1 AHU Room next to Law Library Entrance, EAST END OF BUILDING "D" | NA | NA | NA | NA | NA | NA | Gas | NA | 40,000 | NA | \Classifications\Building System Class\D20-Plumbing\D2020 - Domestic Water\Domestic Water Heater, Gas - HWG | 1011411
42-F1 | 42-F1 Santa Maria Courts Bldgs C + D | 42-F1-D3050-250-ACU07 | Split System Air Conditioning (ACU07) | York | EFBM204976 | H1DA060S06B | OM00026192 | NA | Miller Street | NA | DNA | R-22 | DNA | 208/230 | 60 | ELECTRIC | 1 | NA | NA | \Classifications\Building System Class\D30-HVAC Systems\D3050 - Package SYS\Air Conditioning,Split System - ACU | 1011412
42-F1 | 42-F1 Santa Maria Courts Bldgs C + D | 42-F1-D3050-250-ACU08 | Split System Air Conditioning (ACU08) | York | EEEM162864 | HIDA018S06A | OM00026191 | NA | Miller Street | NA | DNA | R-22 | DNA | 208/230 | 20 | Electric | 1 | NA | NA | \Classifications\Building System Class\D30-HVAC Systems\D3050 - Package SYS\Air Conditioning,Split System - ACU | 1011413
42-F1 | 42-F1 Santa Maria Courts Bldgs C + D | 42-F1-D3050-250-ACU09 | Split System Air Conditioning (ACU09) | York | EFBM206420 | HIDA030S06A | OM00026190 | NA | Miller Street | NA | DNA | R-22 | DNA | 208/230 | 25 | Electric | 1 | NA | NA | \Classifications\Building System Class\D30-HVAC Systems\D3050 - Package SYS\Air Conditioning,Split System - ACU | 1011414
42-F1 | 42-F1 Santa Maria Courts Bldgs C + D | 42-F1-D3050-122-FAH09 | HEATER FORCED AIR, 9 | York | EBGM262258 | P2MPD20N09601A | OM00001821 | NA | Floor 1 AHU Rm East Side | DNA | 22x28x1 (1) | DNA | DNA | 120/208 | DNA | Electric | 1 | DNA | DNA | \Classifications\Building System Class\D30-HVAC Systems\D3050 - Package SYS\Forced Air Heater,Oil/Gas fired - FAH | 1011415
42-F1 | 42-F1 Santa Maria Courts Bldgs C + D | 42-F1-D3050-122-FAH10 | HEATER FORCED AIR 10 | York | ELBM368785 | PMPD08N03201B | OM00001822 | NA | Floor 1 AHU Rm East Side | DNA | 12X28X1 | DNA | DNA | DNA | DNA | Electric | DNA | DNA | DNA | \Classifications\Building System Class\D30-HVAC Systems\D3050 - Package SYS\Forced Air Heater,Oil/Gas fired - FAH | 1011416
42-F1 | 42-F1 Santa Maria Courts Bldgs C + D | 42-F1-D3050-122-FAH11 | HEATER FORCED AIR 11 | York | EGBM263296 | P2MPD12N04801A | OM00001823 | NA | Floor 1 AHU Rm East Side | DNA | 16X28X1 | DNA | DNA | DNA | DNA | Gas | DNA | DNA | DNA | \Classifications\Building System Class\D30-HVAC Systems\D3050 - Package SYS\Forced Air Heater,Oil/Gas fired - FAH | 1011417
42-F1 | 42-F1 Santa Maria Courts Bldgs C + D | 42-F1-D2040-100-PSU02 | PUMP SUMP PSU02 | DNA | DNA | DNA | OM00033164 |  | CONDUIT VAULT | NA | NA | NA | DNA | 110 | DNA | Electric | 1 | NA | NA | \Classifications\Building System Class\D20-Plumbing\D2040 - Rain Drain\Sump Pump - PSU | 1014512
42-F1 | 42-F1 Santa Maria Courts Bldgs C + D | 42-F1-D3050-250-ACU10 | Split System Air Conditioning (ACU10) | GOODMAN | 1103059496 | GSZ130361BB | OM00016594 |  | Next to ABM Shed | NA | DNA | R-410A | DNA | 208/230 | 35 | Electric | 3 | NA | NA | \Classifications\Building System Class\D30-HVAC Systems\D3050 - Package SYS\Air Conditioning,Split System - ACU | 1014513
42-F1 | 42-F1 Santa Maria Courts Bldgs C + D | 42-F1-D5010-200-ESD01 | Main Electrical Panel | Challenger Electrical Equipment Corp. | DNA | LAYB86055 | OM00026624 |  | OUTSIDE LAW LIBRARY ELECT OFFICE | NA | NA | NA | NA | 120/208 | 600 | Electric | 3 | NA | NA | \Classifications\Building System Class\D50-Electrical SYS\D5010 - Elec Service & Dist\Electical Service and Distribution - ESD | 1014515
42-F1 | 42-F1 Santa Maria Courts Bldgs C + D | 42-F1-D5092-250-EML21 | Emergency Lighting (2) & Exit (19) | NA | NA | NA | OM00033177 |  | INTERIOR | NA | NA | NA | NA | DNA | DNA | Electric | DNA | NA | NA | \Classifications\Building System Class\D50-Electrical SYS\D5090 - Elec SYS\Emergency And Exit Lighting - EML | 1014516
42-F1 | 42-F1 Santa Maria Courts Bldgs C + D | 42-F1-G2050-200-LSC01 | LANDSCAPING | NA | NA | NA | OM00026632 |  | NORTH SIDE CENTRAL ENTRANCE ATRIUM | NA | NA | NA | NA | NA | NA | NA | NA | NA | NA | \Classifications\Building System Class\G20-Other Systems\G2050 - Landscaping\Landscaping - LSC | 1014517
42-F1 | 42-F1 Santa Maria Courts Bldgs C + D | 42-F1-G2049-300-HSC01 | HARDSCAPE | NA | NA | NA | OM00035735 | NA | GROUNDS | NA | NA | NA | NA | NA | NA | NA | NA | NA | NA | \Classifications\Building System Class\G20-Other Systems\G2040 - Site Development\Hardscape - HSC | 1016167
42-F1 | 42-F1 Santa Maria Courts Bldgs C + D | 42-F1-D2023-310-HWP01 | Hot Water Circulating Pump (Mech Rm) HWP01 | Grundfos | DNA | UP1518SF | OM00001670 |  | 1st Floor, Mechanical Room, Across from ABM Maint Shed | NA | NA | NA | DNA | 115 | DNA | Electric | 1 | NA | NA | \Classifications\Building System Class\D20-Plumbing\D2020 - Domestic Water\Domestic Hot Water Circulating Pump - HWP | 1019149
42-F1 | 42-F1 Santa Maria Courts Bldgs C + D | 42-F1-D2023-100-BFP06 | Backflow Preventer, 3/4" BFP06 | Febco | HO1766 | 805Y, 3/4" | OM00026785 | Facility#: XC-1071 Assembly ID#: A92-1908 | North Driveway entrance on S Miller St | NA | NA | NA | NA | NA | NA | NA | NA | NA | NA | \Classifications\Building System Class\D20-Plumbing\D2020 - Domestic Water\Backflow Preventer - BFP | 1019893
42-F3 | 42-F3 Santa Maria Courts, Bldgs. A + B | 42-F3-D4031-100-FEX05 | Fire Extinguisher (05) | NA | NA | NA | OM00037904 |  | 1 (5 UNITS) | NA | NA | NA | NA | NA | NA | NA | NA | NA | NA | \Classifications\Building System Class\D40-Fire Protection SYS\D4030 - FIRE SPEC\Fire Extinguisher - FEX | EQ-1005456
42-F3 | 42-F3 Santa Maria Courts, Bldgs. A + B | 42-F3-B2010-100-BLD01 | Building Structure | NA | NA | NA | OM00026645 |  | All | NA | NA | NA | NA | NA | NA | NA | NA | NA | NA | \Classifications\Building System Class\B20-General Building Exterior\B2010 - Exterior Walls\Building - BLD | EQ-1007365
42-F3 | 42-F3 Santa Maria Courts, Bldgs. A + B | 42-F3-B3010-100-RUF01 | Roofing Systems | NA | NA | NA | OM00026646 |  | NA | NA | NA | NA | NA | NA | NA | NA | NA | NA | NA | \Classifications\Building System Class\B30-Roofing\B3010 - Roof Types\Roof - RUF | EQ-1007542
42-F3 | 42-F3 Santa Maria Courts, Bldgs. A + B | 42-F3-D5092-250-ELT20 | Exterior Lighting ELT20 | DNA | DNA | DNA | OM00026650 |  | 20 UNITS | NA | NA | NA | NA | DNA | DNA | Electric | DNA | NA | NA | \Classifications\Building System Class\D50-Electrical SYS\D5090 - Elec SYS\Exterior Lighting - ELT | 1011420
42-F3 | 42-F3 Santa Maria Courts, Bldgs. A + B | 42-F3-D3050-250-ACU01 | Split System (FAH01 & FAH02) | CARRIER | 3796G00270 | 38AKS009501 | OM00026647 | NA | East Exterior | NA | DNA | R-22 | DNA | 208/230 | 53.4 | Electric | 3 | NA | NA | \Classifications\Building System Class\D30-HVAC Systems\D3050 - Package SYS\Air Conditioning,Split System - ACU | 1011424
42-F3 | 42-F3 Santa Maria Courts, Bldgs. A + B | 42-F3-G2050-200-LSC01 | LANDSCAPING | NA | NA | NA | OM00026651 |  | NA | NA | NA | NA | NA | NA | NA | NA | NA | NA | NA | \Classifications\Building System Class\G20-Other Systems\G2050 - Landscaping\Landscaping - LSC | 1014519
42-F3 | 42-F3 Santa Maria Courts, Bldgs. A + B | 42-F3-D5092-250-EML06 | Emergency Lighting (0) & Exit (6) | NA | NA | NA | OM00030648 |  | THROUGHOUT BUILDING | NA | NA | NA | NA | DNA | DNA | Electric | DNA | NA | NA | \Classifications\Building System Class\D50-Electrical SYS\D5090 - Elec SYS\Emergency And Exit Lighting - EML | 1015756
42-F3 | 42-F3 Santa Maria Courts, Bldgs. A + B | 42-F3-G2049-300-HSC01 | HARDSCAPE | NA | NA | NA | OM00036318 | NA | GROUNDS | NA | NA | NA | NA | NA | NA | NA | NA | NA | NA | \Classifications\Building System Class\G20-Other Systems\G2040 - Site Development\Hardscape - HSC | 1016168
42-F3 | 42-F3 Santa Maria Courts, Bldgs. A + B | 42-F3-D3050-122-FAH04 | Forced Air Heater (Mech Rm East) | Day & Night | A131018022 | N8MSL0902116A1 | OM00036924 | NA | Exterior Mech Room (East) | NA | 20x25x4 (1) | NA | 1/2 | 115 | 10 | Gas |  | DNA | DNA | \Classifications\Building System Class\D30-HVAC Systems\D3050 - Package SYS\Forced Air Heater,Oil/Gas fired - FAH | 1017887
42-F3 | 42-F3 Santa Maria Courts, Bldgs. A + B | 42-F3-D3050-122-FAH03 | Forced Air Heater (Mech Rm East) | Day & Night | A134014967 | N8MSL0902116A1 | OM00036923 |  | Exterior Mech Room (East) | NA | 20x25x4 (1) | NA | 1/2 | 115 | 10 | Gas |  | DNA | DNA | \Classifications\Building System Class\D30-HVAC Systems\D3050 - Package SYS\Forced Air Heater,Oil/Gas fired - FAH | 1017886
42-F4 | 42-F4 Santa Maria Courts, Bldg F | 42-F4-D4031-100-FEX04 | Fire Extinguisher (04) | NA | NA | NA | OM00033173 |  | ALL | NA | NA | NA | NA | NA | NA | NA | NA | NA | NA | \Classifications\Building System Class\D40-Fire Protection SYS\D4030 - FIRE SPEC\Fire Extinguisher - FEX | EQ-1005445
42-F4 | 42-F4 Santa Maria Courts, Bldg F | 42-F4-D3050-250-ACU01 | Air Conditioning, Split System (Eastside Exterior) | Carrier | 2692E01679 | 38TKB060500 | OM00016566 | NA | East Side | NA | DNA | R-22 | DNA | 208/230 | 30 | electric | 3 | NA | NA | \Classifications\Building System Class\D30-HVAC Systems\D3050 - Package SYS\Air Conditioning,Split System - ACU | EQ-1005451
42-F4 | 42-F4 Santa Maria Courts, Bldg F | 42-F4-D3050-250-ACU02 | Air Conditioning, Split System (Eastside Exterior) | Carrier | 2292E14295 | 38TKB048500 | OM00016567 | NA | East Side | NA | DNA | R-22 | DNA | 208/230 | 30 | electric | 3 | NA | NA | \Classifications\Building System Class\D30-HVAC Systems\D3050 - Package SYS\Air Conditioning,Split System - ACU | EQ-1005452
42-F4 | 42-F4 Santa Maria Courts, Bldg F | 42-F4-D3050-250-ACU03 | Air Conditioning, Split System (Eastside Exterior) | Carrier | 1692E36962 | 38TKB048500 | OM00016568 | NA | East Side | NA | DNA | R-22 | DNA | 208/230 | 30 | electric | 3 | NA | NA | \Classifications\Building System Class\D30-HVAC Systems\D3050 - Package SYS\Air Conditioning,Split System - ACU | EQ-1005453
42-F4 | 42-F4 Santa Maria Courts, Bldg F | 42-F4-D3050-250-ACU04 | Air Conditioning, Split System (Eastside Exterior) | ICP-( AG ) | L983047376 | AG048GB2 | OM00016569 | NA | East Side | NA | DNA | R-22 | DNA | 208/230 | 1.9 | electric | 1 | NA | NA | \Classifications\Building System Class\D30-HVAC Systems\D3050 - Package SYS\Air Conditioning,Split System - ACU | EQ-1005454
42-F4 | 42-F4 Santa Maria Courts, Bldg F | 42-F4-D3050-250-ACU05 | Air Conditioning, Split System (Eastside Exterior) | Carrier | 2292E14247 | 38TKB048500 | OM00016570 | NA | East Side | NA | DNA | R-22 | DNA | 208/230 | 30 | electric | 3 | NA | NA | \Classifications\Building System Class\D30-HVAC Systems\D3050 - Package SYS\Air Conditioning,Split System - ACU | EQ-1005455
42-F4 | 42-F4 Santa Maria Courts, Bldg F | 42-F4-D2023-100-BFP01 | BACKFLOW DEVICE IRRIGATION (LS) BFP01 | WILKINS ZURN | 3562466XLSEU | 975XL | OM00036253 | Facility#: XC-1087 Assembly ID#: A12-1932 | Jury Assembly Building F East side | NA | NA | NA | NA | NA | NA | NA | 0 | NA | NA | \Classifications\Building System Class\D20-Plumbing\D2020 - Domestic Water\Backflow Preventer - BFP | EQ-1005502
42-F4 | 42-F4 Santa Maria Courts, Bldg F | 42-F4-B2010-100-BLD01 | Building Structure | NA | NA | NA | OM00033171 |  | ALL | NA | NA | NA | NA | NA | NA | NA | NA | NA | NA | \Classifications\Building System Class\B20-General Building Exterior\B2010 - Exterior Walls\Building - BLD | EQ-1007366
42-F4 | 42-F4 Santa Maria Courts, Bldg F | 42-F4-B3010-100-RUF01 | Roofing Systems | NA | NA | NA | OM00033172 |  | NA | NA | NA | NA | NA | NA | NA | NA | NA | NA | NA | \Classifications\Building System Class\B30-Roofing\B3010 - Roof Types\Roof - RUF | EQ-1007543
42-F4 | 42-F4 Santa Maria Courts, Bldg F | 42-F4-D2023-100-BFP05 | Backflow Device Fire BFP07 | Febco | B8765 | 806 Type YD | OM00033150 | Facility#: XC1059 Assembly ID#: A92-1902 | North End of Building behind Police Dept | NA | NA | NA | NA | NA | NA | NA | NA | NA | NA | \Classifications\Building System Class\D20-Plumbing\D2020 - Domestic Water\Backflow Preventer - BFP | 1009939
42-F4 | 42-F4 Santa Maria Courts, Bldg F | 42-F4-D5092-250-ELT09 | Exterior Lighting ELT09 | DNA | DNA | DNA | OM00033170 |  | EXTERIOR 9 UNITS | NA | NA | NA | NA | 120 | DNA | Electric | 1 | NA |  | \Classifications\Building System Class\D50-Electrical SYS\D5090 - Elec SYS\Exterior Lighting - ELT | 1011421
42-F4 | 42-F4 Santa Maria Courts, Bldg F | 42-F4-D5038-810-ITA01 | Intrusion Alarm | HONEYWELL | DNA | VISTA 32FB | OM00033168 | DNA | FLOOR 1, NE corner of building | NA | NA | NA | NA | 120 | DNA | ELECTRIC | 1 | NA | NA | \Classifications\Building System Class\D50-Electrical SYS\D5030 - Comm & Security\Intrusion Alarm - ITA | 1011426
42-F4 | 42-F4 Santa Maria Courts, Bldg F | 42-F4-D2022-100-HWE01 | DOMESTIC WATER HEATER HWE01 | A.O. SMITH | CB92-0104984-913 | ELJF30 913 | OM00033169 |  | ATTIC | NA | NA | NA | NA | 220/240 | DNA | Electric | 1 | NA | NA | \Classifications\Building System Class\D20-Plumbing\D2020 - Domestic Water\Domestic Water Heater, Electric - HWE | 1014520
42-F4 | 42-F4 Santa Maria Courts, Bldg F | 42-F4-D4010-150-FMS01 | FIRE SYSTEM STAND PIPE (AUTO SPRINKLER SYSTEM) | DNA | DNA | DNA | OM00033147 |  | NW CORNER | NA | NA | NA | NA | NA | NA | NA | NA | NA | NA | \Classifications\Building System Class\D40-Fire Protection SYS\D4010 - Sprinkler SYS\Fire Systems, stand pipes - FMS | 1014521
42-F4 | 42-F4 Santa Maria Courts, Bldg F | 42-F4-D5010-200-ESD02 | ELECTRICAL MAIN SWITCHBOARD | DNA | DNA | RMSP42-45-NW | OM00033146 |  | NE CORNER | NA | NA | NA | NA | DNA | 400 | Electric | 3 | NA | NA | \Classifications\Building System Class\D50-Electrical SYS\D5010 - Elec Service & Dist\Electical Service and Distribution - ESD | 1014523
42-F4 | 42-F4 Santa Maria Courts, Bldg F | 42-F4-D5092-250-EML17 | Emergency Lighting (4) & Exit (13) | NA | NA | NA | OM00033174 |  | THROUGHOUT BUILDING | NA | NA | NA | NA | DNA | DNA | Electric | DNA | NA | NA | \Classifications\Building System Class\D50-Electrical SYS\D5090 - Elec SYS\Emergency And Exit Lighting - EML | 1014525
42-F4 | 42-F4 Santa Maria Courts, Bldg F | 42-F4-G2050-200-LSC01 | LANDSCAPING | NA | NA | NA | OM00033175 |  | EXTERIOR | NA | NA | NA | NA | NA | NA | NA | NA | NA | NA | \Classifications\Building System Class\G20-Other Systems\G2050 - Landscaping\Landscaping - LSC | 1014526
42-F4 | 42-F4 Santa Maria Courts, Bldg F | 42-F4-D5037-710-FAP01 | FIRE ALARM PANEL | HONEYWELL | 17489774 | VISTA - 32FB | OM00001673 |  | In Center of Bldg Access Door on Ceiling | NA | NA | NA | NA | 120 | DNA | Electric | 1 | NA | NA | \Classifications\Building System Class\D50-Electrical SYS\D5030 - Comm & Security\Fire Alarm Panel - FAP | 1015319
42-F4 | 42-F4 Santa Maria Courts, Bldg F | 42-F4-D2023-100-BFP02 | Backflow Device DCDA BFP02 | WILKINS ZURN | V27344 | 350ADA 6" | OM00036234 | Facility#: XC-1087 Assembly ID#: A12-6025 | 312 E Cook St - Between bldgs E and F | [10 empty] | \Classifications\Building System Class\D20-Plumbing\D2020 - Domestic Water\Backflow Preventer - BFP | 1015362
42-F4 | 42-F4 Santa Maria Courts, Bldg F | 42-F4-D2023-100-BFP03 | Backflow Device DC BFP03 | WILKINS ZURN | 3360686XLD | 950XL | OM00036233 | Facility#: XC-1087 Assembly ID#: A12-6026 | 312 Cook St - between Bldgs E and F | [10 empty] | \Classifications\Building System Class\D20-Plumbing\D2020 - Domestic Water\Backflow Preventer - BFP | 1015363
42-F4 | 42-F4 Santa Maria Courts, Bldg F | 42-F4-G2049-300-HSC01 | HARDSCAPE | NA | NA | NA | OM00036319 | NA | GROUNDS | NA | NA | NA | NA | NA | NA | NA | NA | NA | NA | \Classifications\Building System Class\G20-Other Systems\G2040 - Site Development\Hardscape - HSC | 1016169
42-F4 | 42-F4 Santa Maria Courts, Bldg F | 42-F4-D2023-100-BFP06 | Backflow Preventer, (ME) 3/4" BFP06 | Febco | HO1728 | 805Y, 3/4" | OM00026786 | Facility#: XC-1059 Assembly ID#: A92-1901 | N End of Bldg behind Police Dept at SE Corner | NA | NA | NA | NA | NA | NA | NA | NA | NA | NA | \Classifications\Building System Class\D20-Plumbing\D2020 - Domestic Water\Backflow Preventer - BFP | 1019892
42-F5 | 42-F5 Santa Maria Courts, Bldg G | 42-F5-D4031-100-FEX24 | Fire Extinguisher | AMEREX | NA | 5 | OM00033088 |  | ALL | NA | NA | NA | NA | NA | NA | NA | NA | NA | NA | \Classifications\Building System Class\D40-Fire Protection SYS\D4030 - FIRE SPEC\Fire Extinguisher - FEX | EQ-1005469
42-F5 | 42-F5 Santa Maria Courts, Bldg G | 42-F5-D3050-210-PKU01 | package unit #1 | CARRIER | 50DK501091 | 48DJD0008510 | OM00016442 | NA | ROOFTOP | A48 | 4-16X20X2 | R-22 | 1.5 | 460/200-230 | 2.8/5.0-5.6 | GAS | 3 | DNA | DNA | \Classifications\Building System Class\D30-HVAC Systems\D3050 - Package SYS\Package Unit - PKU | EQ-1005470
42-F5 | 42-F5 Santa Maria Courts, Bldg G | 42-F5-D3050-210-PKU02 | package unit #2 | CARRIER | 50DK504683 | 48DJD00891214 | OM00016450 | NA | ROOFTOP | A51 | 4-20X20X2 | R-22 | DNA | 208/230 | 20 | GAS | 3 | DNA | DNA | \Classifications\Building System Class\D30-HVAC Systems\D3050 - Package SYS\Package Unit - PKU | EQ-1005471
42-F5 | 42-F5 Santa Maria Courts, Bldg G | 42-F5-D3050-210-PKU03 | package unit #3 | CARRIER | 3791G28041 | 48DJD012520 | OM00016457 | NA | ROOFTOP | A51 | 4-20X20X2 | R-22 | DNA | 208/230 | 20 | GAS | 3 | 80000 | 69000 | \Classifications\Building System Class\D30-HVAC Systems\D3050 - Package SYS\Package Unit - PKU | EQ-1005472
42-F5 | 42-F5 Santa Maria Courts, Bldg G | 42-F5-D3050-210-PKU04 | package unit #4 | CARRIER | 3691G24480 | 48DJD005510 | OM00016459 | NA | ROOFTOP | A40 | 2-16X25X2 | R-22 | DNA | 208/230 | 20 | GAS | 3 | DNA | DNA | \Classifications\Building System Class\D30-HVAC Systems\D3050 - Package SYS\Package Unit - PKU | EQ-1005473
42-F5 | 42-F5 Santa Maria Courts, Bldg G | 42-F5-D3050-210-PKU05 | package unit #5 | Carrier | 1607G30304 | 48TFL006A511 | OM00016458 | NA | ROOFTOP | A32 (1) | 2-16X25X2 | R-22 | DNA | 208/230 | 16 | GAS | 3 | 60000 | 49000 | \Classifications\Building System Class\D30-HVAC Systems\D3050 - Package SYS\Package Unit - PKU | EQ-1005474
42-F5 | 42-F5 Santa Maria Courts, Bldg G | 42-F5-D3050-210-PKU06 | package unit #6 | Carrier | 2391G93457 | 48DJD006530 | OM00016464 | NA | ROOFTOP | A40 | 2-16X25X2 | R-22 | DNA | 208-230/460 | 20 | GAS | 3 | DNA | DNA | \Classifications\Building System Class\D30-HVAC Systems\D3050 - Package SYS\Package Unit - PKU | EQ-1005475
42-F5 | 42-F5 Santa Maria Courts, Bldg G | 42-F5-D3050-210-PKU07 | package unit # 7 | Carrier | 0391G43760 | 48DJD006520 | OM00016451 | NA | ROOFTOP | A40 (1) | 2-16X25X2 | R-22 | DNA | 208-230/460 | 20 | GAS | 3 | DNA | DNA | \Classifications\Building System Class\D30-HVAC Systems\D3050 - Package SYS\Package Unit - PKU | EQ-1005476
42-F5 | 42-F5 Santa Maria Courts, Bldg G | 42-F5-D3050-210-PKU08 | paPackage Unit # 8 Direct Drive | CARRIER | 2891C88410 | 48NLT024320 | OM00016441 | NA | ROOFTOP | NA | 1-20X25X2 | R-22 | DNA | 208/230 | 20 | GAS | 3 | DNA | DNA | \Classifications\Building System Class\D30-HVAC Systems\D3050 - Package SYS\Package Unit - PKU | EQ-1005477
42-F5 | 42-F5 Santa Maria Courts, Bldg G | 42-F5-D3050-210-PKU09 | package unit # 9 | Carrier | 4190G21225 | 48DJD008510 | OM00016448 | NA | ROOFTOP | A48 | 4-16X20X2 | R-22 | DNA | 208-230/460 | 20 | GAS | 3 | DNA | DNA | \Classifications\Building System Class\D30-HVAC Systems\D3050 - Package SYS\Package Unit - PKU | EQ-1005478
42-F5 | 42-F5 Santa Maria Courts, Bldg G | 42-F5-D3050-210-PKU10 | package unit # 10 | Carrier | 3591G22898 | 48DJD009520 | OM00016449 | NA | ROOFTOP | A48 | 4-16X20X2 | R-22 | 1.5 | 208-230/460 | 20 | GAS | 3 | DNA | DNA | \Classifications\Building System Class\D30-HVAC Systems\D3050 - Package SYS\Package Unit - PKU | EQ-1005479
42-F5 | 42-F5 Santa Maria Courts, Bldg G | 42-F5-D3050-210-PKU12 | package unit # 12 | CARRIER | 48NLT024320 | 48NLT0243BE | OM00016463 | NA | ROOFTOP | NA | 1-20X25X2 | R-22 | DNA | 208/230 | 20 | GAS | 3 | DNA | DNA | \Classifications\Building System Class\D30-HVAC Systems\D3050 - Package SYS\Package Unit - PKU | EQ-1005481
42-F5 | 42-F5 Santa Maria Courts, Bldg G | 42-F5-D3050-210-PKU13 | package unit # 13 | Carrier | 48NLT024__3__20 | 48NLT024320 | OM00016452 | NA | ROOFTOP | A40 | 1-20X25X2 | R-22 | DNA | 208/230 | 20 | GAS | 3 | DNA | DNA | \Classifications\Building System Class\D30-HVAC Systems\D3050 - Package SYS\Package Unit - PKU | EQ-1005482
42-F5 | 42-F5 Santa Maria Courts, Bldg G | 42-F5-D3042-220-EFN02 | EF-02 | COOK COMPANY | 138S305735001291 | 90W15DH | OM00016461 |  | ROOFTOP | 4L270 | NA | NA | 1/10 | 115 | 5 | electric | 1 | NA | NA | \Classifications\Building System Class\D30-HVAC Systems\D3040 - Distribution SYS\Supply/Exhaust/Return fans- FAN | EQ-1005484
42-F5 | 42-F5 Santa Maria Courts, Bldg G | 42-F5-D3042-220-EFN03 | Exhaust Fan | Loren Cook Company | 1075-1/6-1075/0000 | 120W10D | OM00016432 |  | ROOFTOP | 4L270 | NA | NA | 1/6 | 110 | 5 | electric | 1 | NA | NA | \Classifications\Building System Class\D30-HVAC Systems\D3040 - Distribution SYS\Supply/Exhaust/Return fans- FAN | EQ-1005485
42-F5 | 42-F5 Santa Maria Courts, Bldg G | 42-F5-D3042-220-EFN04 | Exhaust Fan #4 (Direct Drive Unit (No Belts)) | Loren Cook Company | DNA | DNA | OM00016431 |  | ROOFTOP | 4L270 | NA | NA | NA | 110 | 5 | electric | 1 | NA | NA | \Classifications\Building System Class\D30-HVAC Systems\D3040 - Distribution SYS\Supply/Exhaust/Return fans- FAN | EQ-1005486
42-F5 | 42-F5 Santa Maria Courts, Bldg G | 42-F5-D3042-220-EFN07 | Exhaust Fan # 12 | Loren Cook Company | 138S311245000292 | 180ACEB | OM00016430 |  | ROOFTOP | 4L270 | NA | NA | Floor 1 | 110 | 5 | electric | Floor 1 | NA | NA | \Classifications\Building System Class\D30-HVAC Systems\D3040 - Distribution SYS\Supply/Exhaust/Return fans- FAN | EQ-1005489
42-F5 | 42-F5 Santa Maria Courts, Bldg G | 42-F5-D3042-220-EFN13 | Exhaust Fan # 13 | Loren Cook Company | 138S311245000292 | 180ACEB | OM00016460 |  | ROOFTOP | 4L270 | NA | NA | 1/2 | 115-208/230 | 9/4.0-4.5 | electric | DNA | NA | NA | \Classifications\Building System Class\D30-HVAC Systems\D3040 - Distribution SYS\Supply/Exhaust/Return fans- FAN | EQ-1005490
42-F5 | 42-F5 Santa Maria Courts, Bldg G | 42-F5-D3042-220-EFN14 | Exhaust Fan #4 (Direct Drive Unit) (Rooftop) | Loren Cook Company | 138530573500-1292 | 90W15DH | OM00016462 |  | ROOFTOP | 4L270 | NA | NA | 1/8 | 115 | 1.7 | electric | 1 | NA | NA | \Classifications\Building System Class\D30-HVAC Systems\D3040 - Distribution SYS\Supply/Exhaust/Return fans- FAN | EQ-1005491
42-F5 | 42-F5 Santa Maria Courts, Bldg G | 42-F5-D1010-100-ELE01 | ELEVATOR, Passenger Elevator # 1 | OTIS | DNA | DNA | OM00016434 | State ID# 100161¦ #1/LOB | Public - (Campus with 5 elevators - 42-F1 = 1, 42-F5=4) | NA | NA | NA | 30 | 200 | 85 | electric | 3 | NA | NA | \Classifications\Building System Class\D10-Conveyance Systems\D1010 - Elevator\Elevator,Electric,Pass/Freight - ELE | EQ-1005494
42-F5 | 42-F5 Santa Maria Courts, Bldg G | 42-F5-D1010-100-ELE02 | ELEVATOR (Jail) # 2 | OTIS | DNA | DNA | OM00016435 | State ID# 100162¦ #2JAIL | PRISONER - (Campus with 5 elevators - 42-F1 = 1, 42-F5=4) | NA | NA | NA | 30 | 200 | 85 | electric | 3 | NA | NA | \Classifications\Building System Class\D10-Conveyance Systems\D1010 - Elevator\Elevator,Electric,Pass/Freight - ELE | EQ-1005495
42-F5 | 42-F5 Santa Maria Courts, Bldg G | 42-F5-D1010-100-ELE03 | ELEVATOR (Judges) # 3 | OTIS | DNA | DNA | OM00016436 | State ID# 100163¦ 3,JUDG | JUDGES - (Campus with 5 elevators - 42-F1 = 1, 42-F5=4) | NA | NA | NA | 30 | 200 | 85 | electric | 3 | NA | NA | \Classifications\Building System Class\D10-Conveyance Systems\D1010 - Elevator\Elevator,Electric,Pass/Freight - ELE | EQ-1005496
42-F5 | 42-F5 Santa Maria Courts, Bldg G | 42-F5-D1010-100-ELE04 | ELEVATOR (Jail) # 4 | OTIS | DNA | DNA | OM00016585 | State ID# 099876¦ #4 | Sally Port Driveway | NA | NA | NA | DNA | 208/230 | 30 | electric | 3 | NA | NA | \Classifications\Building System Class\D10-Conveyance Systems\D1010 - Elevator\Elevator,Electric,Pass/Freight - ELE | EQ-1005497
42-F5 | 42-F5 Santa Maria Courts, Bldg G | 42-F5-D5037-710-FAP01 | FIRE ALARM PANEL | SIMPLEX | DNA | 4002 | OM00016433 | DNA | BASEMENT B9 | NA | NA | NA | NA | 110 | DNA | electric | 1 | NA | NA | \Classifications\Building System Class\D50-Electrical SYS\D5030 - Comm & Security\Fire Alarm Panel - FAP | EQ-1005498
42-F5 | 42-F5 Santa Maria Courts, Bldg G | 42-F5-D5010-200-ESD01 | MAIN BREAKER PANEL 1 of 3 | SQUARE-D | 2614143-AO | DNA | OM00016438 |  | BASEMENT | NA | NA | NA | NA | 208-120 | 1600 | electric | 3 | NA | NA | \Classifications\Building System Class\D50-Electrical SYS\D5010 - Elec Service & Dist\Electical Service and Distribution - ESD | EQ-1005499
42-F5 | 42-F5 Santa Maria Courts, Bldg G | 42-F5-D3050-310-HPU01 | HEAT PUMP 01 | Carrier | 4090E0-0100 | 38YH024300 | OM00016573 | NA | SOUTHSIDE PARKING AREA | DNA | DNA | R-22 | DNA | 208/230 | 13.7/6.1 | electric | 1 | DNA | DNA | \Classifications\Building System Class\D30-HVAC Systems\D3050 - Package SYS\Heat Pump,Air Cooled - HPU | EQ-1005505
42-F5 | 42-F5 Santa Maria Courts, Bldg G | 42-F5-D3050-310-HPU02 | HEAT PUMP 02 | ICP | L024279971 | CHE048HAB | OM00016572 | NA | SOUTHSIDE PARKING | DNA | DNA | R-22 | DNA | 208/230 | 1.5 | electric | 3 | DNA | DNA | \Classifications\Building System Class\D30-HVAC Systems\D3050 - Package SYS\Heat Pump,Air Cooled - HPU | EQ-1005506
42-F5 | 42-F5 Santa Maria Courts, Bldg G | 42-F5-B2010-100-BLD01 | Building Structure | NA | NA | NA | OM00027002 | NA | All | NA | NA | NA | NA | NA | NA | NA | NA | NA | NA | \Classifications\Building System Class\B20-General Building Exterior\B2010 - Exterior Walls\Building - BLD | EQ-1007367
42-F5 | 42-F5 Santa Maria Courts, Bldg G | 42-F5-B3010-100-RUF01 | Roofing Systems | NA | NA | NA | OM00033086 |  | Roof | NA | NA | NA | NA | NA | NA | NA | NA | NA | NA | \Classifications\Building System Class\B30-Roofing\B3010 - Roof Types\Roof - RUF | EQ-1007544
42-F5 | 42-F5 Santa Maria Courts, Bldg G | 42-F5-D4094-450-SFM01 | Halon System | CERBERUS PYROTRONICS | DNA | H30-25 | OM00027000 | DNA | Utility Closet next to Evidence Room, 2nd floor | NA | NA | NA | NA | 120 | DNA | NA | 1 | NA | NA | \Classifications\Building System Class\D40-Fire Protection SYS\D4090 - Other Fire Protection Systems\Fire Suppression, Gaseous - SFM | 1011408
42-F5 | 42-F5 Santa Maria Courts, Bldg G | 42-F5-D5092-250-ELT15 | Exterior Lighting 15 | DNA | DNA | DNA | OM00033091 |  | Outside | NA | NA | NA | NA | 120 | DNA | Electric | 1 | NA | NA | \Classifications\Building System Class\D50-Electrical SYS\D5090 - Elec SYS\Exterior Lighting - ELT | 1011422
42-F5 | 42-F5 Santa Maria Courts, Bldg G | 42-F5-D5092-210-GEN01 | Emergency Generator | CATERPILLAR | CAT00000HGBE00361 | D30-10 | OM00026993 | DNA | Sally Port | P831424, B1405, 067-6987, 197 | NA | NA | 66 | 120-208-230 | DNA | DIESEL | 3 | NA | NA | \Classifications\Building System Class\D50-Electrical SYS\D5090 - Elec SYS\Emergency Generator - GEN | 1011431
42-F5 | 42-F5 Santa Maria Courts, Bldg G | 42-F5-B2034-400-DOH01 | Door Overhead Electric Roll Up | DNA | DNA | DNA | OM00026656 | NA | Sally Port | CHAIN | NA | NA | 1/2 | 208-230/460 | 1.65-160/.80 | NA | 3 | NA | NA | \Classifications\Building System Class\B20-General Building Exterior\B2030 - Exterior Doors\Door,Overhead-Shutter,Manual,Elec,Roll-up - DOH | 1011432
42-F5 | 42-F5 Santa Maria Courts, Bldg G | 42-F5-D5010-234-ATS01 | Automatic Transfer Switch | GENRAC | 17954 | 91A04026-W | OM00033090 |  | Basement Elec Rm (Holding Area) | NA | NA | NA | NA | 120/208 | 150 | Electric | 3 | NA | NA | \Classifications\Building System Class\D50-Electrical SYS\D5010 - Elec Service & Dist\Automatic Transfer Switch - ATS | 1011433
42-F5 | 42-F5 Santa Maria Courts, Bldg G | 42-F5-D2030-410-PMS01 | PUMP SEWAGE 1 | DNA | DNA | DNA | OM00026653 |  | Elec Rm (Holding Area) - Basement | NA | NA | NA | DNA | 208-230 | DNA | Electric | 3 | NA | NA | \Classifications\Building System Class\D20-Plumbing\D2030 - Sani Waste\Sewage Ejector Pump - PMS | 1011437
42-F5 | 42-F5 Santa Maria Courts, Bldg G | 42-F5-D2030-410-PMS02 | Sump Pump SEWAGE EJECTOR 2 | DNA | DNA | DNA | OM00026654 |  | Elec Rm (Holding Area) Basement | NA | NA | NA | DN | 208-230 | DNA | Electric | 3 | NA |  | \Classifications\Building System Class\D20-Plumbing\D2030 - Sani Waste\Sewage Ejector Pump - PMS | 1011438
42-F5 | 42-F5 Santa Maria Courts, Bldg G | 42-F5-D3042-220-EFN05 | Direct Drive Unit | Loren Cook Company | 138SD34810-00/0002903 | 100-SQN__100SQNL2D | OM00026655 |  | DNA | NA | NA | NA | 0.167 | 115 | DNA | Electric | 1 | NA | NA | \Classifications\Building System Class\D30-HVAC Systems\D3040 - Distribution SYS\Supply/Exhaust/Return fans- FAN | 1014527
42-F5 | 42-F5 Santa Maria Courts, Bldg G | 42-F5-D3042-220-EFN08 | Exhaust Fan # 06 | Loren Cook Company | 138S307369000192 | 180SQIB | OM00026996 |  | ELEC RM HOLDING AREA | 4L-500 | NA | NA | 1.5 | 208/230 | 4.8/2.4 | Electric | 3 | NA | NA | \Classifications\Building System Class\D30-HVAC Systems\D3040 - Distribution SYS\Supply/Exhaust/Return fans- FAN | 1014528
42-F5 | 42-F5 Santa Maria Courts, Bldg G | 42-F5-D3050-250-ACU01 | Heaty Pump | CARRIER | 4998E04451 | 38YCC060520 | OM00033087 |  |  | NA | DNA | R-22 | DNA | 208-230 | 22.9 | Electric | 3 | NA | NA | \Classifications\Building System Class\D30-HVAC Systems\D3050 - Package SYS\Air Conditioning,Split System - ACU | 1014529
42-F5 | 42-F5 Santa Maria Courts, Bldg G | 42-F5-D3050-310-HPU04 | Split System #3 HPU04 | CARRIER | 1510G20081 | 38AUQA08A0A5A0A0A0 | OM00026194 |  | S SIDE PARKING AREA | DNA | DNA | R-410A | DNA | 208-230 | 25 | Electric | 3 | NA | NA | \Classifications\Building System Class\D30-HVAC Systems\D3050 - Package SYS\Heat Pump,Air Cooled - HPU | 1014530
42-F5 | 42-F5 Santa Maria Courts, Bldg G | 42-F5-D3068-100-BAS01 | BUILDING AUTOMATION SYSTEM | NOVAR | DNA | DNA | OM00033167 |  | 2ND FLOOR C-D | NA | NA | NA | NA | 120 | DNA | Electric | 1 | NA | NA | \Classifications\Building System Class\D30-HVAC Systems\D3060 - Control & Inst Air\Building Automation System - BAS | 1014531
42-F5 | 42-F5 Santa Maria Courts, Bldg G | 42-F5-D4010-150-FMS02 | FIRE SYSTEM ALL STAND PIPES FMS02 | Sprinkler | DNA | DNA | OM00026998 |  | Gym Weight Room | NA | NA | NA | NA | NA | NA | NA | NA | NA | NA | \Classifications\Building System Class\D40-Fire Protection SYS\D4010 - Sprinkler SYS\Fire Systems, stand pipes - FMS | 1014532
42-F5 | 42-F5 Santa Maria Courts, Bldg G | 42-F5-D5092-250-EML31 | Emergency Lighting (9) & Exit (22) | NA | NA | NA | OM00033178 |  | 1-2 FLOOR INTERIOR, BASEMENT | NA | NA | NA | NA | DNA | DNA | Electric | DNA | NA | NA | \Classifications\Building System Class\D50-Electrical SYS\D5090 - Elec SYS\Emergency And Exit Lighting - EML | 1014534
42-F5 | 42-F5 Santa Maria Courts, Bldg G | 42-F5-G2050-200-LSC01 | LANDSCAPING | NA | NA | NA | OM00027003 |  | landscaping on grounds | NA | NA | NA | NA | NA | NA | NA | NA | NA | NA | \Classifications\Building System Class\G20-Other Systems\G2050 - Landscaping\Landscaping - LSC | 1014535
42-F5 | 42-F5 Santa Maria Courts, Bldg G | 42-F5-G2049-300-HSC01 | HARDSCAPE | NA | NA | NA | OM00036320 | NA | GROUNDS | NA | NA | NA | NA | NA | NA | NA | NA | NA | NA | \Classifications\Building System Class\G20-Other Systems\G2040 - Site Development\Hardscape - HSC | 1016170
42-F5 | 42-F5 Santa Maria Courts, Bldg G | 42-F5-D2023-310-HWP01 | Hot Water Circulation Pump (Holding S. Mech Rm) | Grundfos | DNA | UP15-42SU | OM00036258 | NA | Basement Holding & Detention South Mech Room | NA | NA | NA | DNA | 115 | .74 (3/4) | ELECTRIC | 1 | NA | NA | \Classifications\Building System Class\D20-Plumbing\D2020 - Domestic Water\Domestic Hot Water Circulating Pump - HWP | 1017326
42-F5 | 42-F5 Santa Maria Courts, Bldg G | 42-F5-D3042-220-EFN09 | Exhaust Fan #7 | Loren Cook Company | 138S308490000192 | 165SQIB | OM00026997 |  | Weight Room | B17 (1) | NA | NA | 3/4 | 115 | 10.6 | Electric | 1 | NA | NA | \Classifications\Building System Class\D30-HVAC Systems\D3040 - Distribution SYS\Supply/Exhaust/Return fans- FAN | 1017577
42-F5 | 42-F5 Santa Maria Courts, Bldg G | 42-F5-D3042-220-EFN17 | Exhaust Fan #4 (Direct Drive Unit) (Center Roof) | Loren Cook Company | 13593984_1403 | 4YC496 | OM00036259 | NA | Center Roof | DNA | NA | NA | DNA | DNA | DNA | Electric |  | NA | NA | \Classifications\Building System Class\D30-HVAC Systems\D3040 - Distribution SYS\Supply/Exhaust/Return fans- FAN | 1017651
42-F5 | 42-F5 Santa Maria Courts, Bldg G | 42-F5-D3050-210-PKU14 | Package Unit (Roof) | ICP | P142344696 | RGS102HDCA0AAAA | OM00036265 |  | North East Rooftop | A48 | 20x20x2 (4) | R-410A | DNA | 208/230 & 208/230 | 42/46 | Gas |  | 125,000 | 103,000 | \Classifications\Building System Class\D30-HVAC Systems\D3050 - Package SYS\Package Unit - PKU | 1018935
42-F5 | 42-F5 Santa Maria Courts, Bldg G | 42-F5-D5010-200-ESD02 | Electrical Switchboard, under 560 Volts - SBR02 | Square D Company | DNA | 2614143AO | OM00001672 |  | Basement, Electrical Room | NA | NA | NA | NA | DNA | DNA | Electric | DNA | NA | NA | \Classifications\Building System Class\D50-Electrical SYS\D5010 - Elec Service & Dist\Electical Service and Distribution - ESD | 1019245
42-F5 | 42-F5 Santa Maria Courts, Bldg G | 42-F5-D5010-200-ESD03 | Electrical Switchboard, under 560 Volts SBR03 | Square D Company | DNA | 2614143AO | OM00001671 |  | Basement, Electrical Room | NA | NA | NA | NA | DNA | DNA | Electric | DNA | NA | NA | \Classifications\Building System Class\D50-Electrical SYS\D5010 - Elec Service & Dist\Electical Service and Distribution - ESD | 1019246
42-F5 | 42-F5 Santa Maria Courts, Bldg G | 42-F5-D3042-220-EFN18 | Exhaust Fan #18 (Direct Drive Unit) (Lower Level) | Cook | 138SF70306-00/0023006 | 120_ACE_120_ACE-B | OM00036263 |  | Roof, Lower Level | 4L220 | NA | NA | 1/4 | 115 | 5 | Electric | 1 | NA | NA | \Classifications\Building System Class\D30-HVAC Systems\D3040 - Distribution SYS\Supply/Exhaust/Return fans- FAN | 1019528
42-F5 | 42-F5 Santa Maria Courts, Bldg G | 42-F5-D3042-220-EFN19 | Exhaust Fan #19 (Direct Drive Unit) (Center Roof) | Cook | 138SF64074-00/0002814 | 150_ACE_150_ACE-B | OM00036261 |  | Roof, Center | 4L260 | NA | NA | 1/3 | 110 | 5 | Electric | 1 | NA | NA | \Classifications\Building System Class\D30-HVAC Systems\D3040 - Distribution SYS\Supply/Exhaust/Return fans- FAN | 1019529
42-F5 | 42-F5 Santa Maria Courts, Bldg G | 42-F5-D3042-220-EFN20 | Exhaust Fan #20 (Direct Drive Unit) (Center Roof) | Cook | 138SF70306-00/0030403 | 130_ACE_130_ACE-B | OM00036262 |  | Roof Lower Roof (North) | 4L220 | NA | NA | 1/4 | 115 | 5 | Electric | 1 | NA | NA | \Classifications\Building System Class\D30-HVAC Systems\D3040 - Distribution SYS\Supply/Exhaust/Return fans- FAN | 1019530
42-F5 | 42-F5 Santa Maria Courts, Bldg G | 42-F5-D3042-220-EFN21 | Exhaust Fan # 21 | Loren Cook Company | 138SFE77187-00/0003106 | 120_ACE_120_ACE-B | OM00036269 |  | Roof, Lower level North | NA | NA | NA | 1/3 | 115 | DNA | Electric | DNA | NA |  | \Classifications\Building System Class\D30-HVAC Systems\D3040 - Distribution SYS\Supply/Exhaust/Return fans- FAN | 1019563
42-F5 | 42-F5 Santa Maria Courts, Bldg G | 42-F5-D2022-260-HWG02 | Tankless Hot Water Heater | Rinnai | HC. BA-012368 | RUR98i | OM00036271 |  | Floor 2 Janitors Closet | NA | NA | NA | NA | DNA | DNA | Gas | DNA | DNA | NA | \Classifications\Building System Class\D20-Plumbing\D2020 - Domestic Water\Domestic Water Heater, Gas - HWG | 1020513
42-F7 | 42-F7 Santa Maria Clerks Building | 42-F7-B2010-100-BLD01 | BUILDING SYSTEM | NA | NA | NA | OM00036241 |  | ENTIRE BUILDING | NA | NA | NA | NA | NA | NA | NA | NA | NA | NA | \Classifications\Building System Class\B20-General Building Exterior\B2010 - Exterior Walls\Building - BLD | 1015608
42-F7 | 42-F7 Santa Maria Clerks Building | 42-F7-B3010-100-RUF01 | ROOF SYSTEM | NA | NA | NA | OM00036242 |  | ENTIRE ROOF | NA | NA | NA | NA | NA | NA | NA | NA | NA | NA | \Classifications\Building System Class\B30-Roofing\B3010 - Roof Types\Roof - RUF | 1015609
42-F7 | 42-F7 Santa Maria Clerks Building | 42-F7-D4031-100-FEX13 | FIRE EXTINGUISHERS (13) | NA | NA | NA | OM00036240 |  | THROUGHOUT THE BUILDING | NA | NA | NA | NA | NA | NA | NA | NA | NA | NA | \Classifications\Building System Class\D40-Fire Protection SYS\D4030 - FIRE SPEC\Fire Extinguisher - FEX | 1015610
42-F7 | 42-F7 Santa Maria Clerks Building | 42-F7-D3031-210-CDR01 | CONDENSER, AIR COOLED | MITSUBISHI ELECTRIC | 92U01752B | PUY-A18NHA3 | OM00036223 |  | WEST ROOF | NA | NA | R-410A | DNA | 208/230 | 13 | Electric | 1 | DNA | DNA | \Classifications\Building System Class\D30-HVAC Systems\D3030 - Cooling SYS\Condensing Unit, Air Cooled - CDR | 1015611
42-F7 | 42-F7 Santa Maria Clerks Building | 42-F7-D3042-220-EFN01 | Exhaust Fan # 2 | GREENHECK | 12406133 1104 | GB-141-4-X | OM00036217 |  | NORTH ROOF | 3L210 (1) | NA | NA | 1/4 | 115 | 4.6 | Electric | 1 | NA | NA | \Classifications\Building System Class\D30-HVAC Systems\D3040 - Distribution SYS\Supply/Exhaust/Return fans- FAN | 1015612
42-F7 | 42-F7 Santa Maria Clerks Building | 42-F7-D3042-220-EFN02 | EXHAUST FAN # 3 | GREENHECK | 12405760 1104 | SWB-207-4-CW-UBX | OM00036221 |  | EAST ROOF | 3L280R (1) | NA | NA | 1/4 | 115 | 5.0 | Electric | 1 | NA | NA | \Classifications\Building System Class\D30-HVAC Systems\D3040 - Distribution SYS\Supply/Exhaust/Return fans- FAN | 1015613
42-F7 | 42-F7 Santa Maria Clerks Building | 42-F7-D3042-220-EFN03 | EXHAUST FAN # 1 | GREENHECK | 12406132 1104 | GB-131-4-X | OM00036229 |  | ROOF | 3L200 (1) | NA | NA | 1/2 | 115 | 4.6 | Electric | 1 | NA | NA | \Classifications\Building System Class\D30-HVAC Systems\D3040 - Distribution SYS\Supply/Exhaust/Return fans- FAN | 1015614
42-F7 | 42-F7 Santa Maria Clerks Building | 42-F7-D5037-710-FAP01 | FIRE ALARM PANEL | HONEYWELL | DI #83270-K302410-M | D183270 | OM00036230 | DNA | EAST CLERK'S ENTRANCE | NA | NA | NA | NA | 110 | DNA | Electric | 1 | NA | NA | \Classifications\Building System Class\D50-Electrical SYS\D5030 - Comm & Security\Fire Alarm Panel - FAP | 1015615
42-F7 | 42-F7 Santa Maria Clerks Building | 42-F7-D3050-210-PKU01 | PACKAGE UNIT # 5 | YORK | N1B1729842 | ZF036N04T2AAA1A | OM00036218 |  | NORTH EAST ROOF | DNA | 15X20X1 (2), 14X25X1 | R-410A | 1.5 | 208-230/460 | 18.9 | Electric and natural gas | 3 | NA | NA | \Classifications\Building System Class\D30-HVAC Systems\D3050 - Package SYS\Package Unit - PKU | 1015616
42-F7 | 42-F7 Santa Maria Clerks Building | 42-F7-D3050-210-PKU02 | PACKAGE UNIT #9 | YORK | N1B1729843 | ZF036N04T2AAA1A | OM00036219 |  | NORTH EAST ROOF | DNA | 15X20X1 (2), 14X25X1 | R-410A | 1.5 | 208-230/460 | 18.9 | Electric and natural gas | 3 | NA | NA | \Classifications\Building System Class\D30-HVAC Systems\D3050 - Package SYS\Package Unit - PKU | 1015617
42-F7 | 42-F7 Santa Maria Clerks Building | 42-F7-D3050-210-PKU03 | PACKAGE UNIT #3 | YORK | N1B1729846 | ZF060D06T2AAA1A | OM00036220 |  | SOUTH EAST ROOF | DNA | 15X20X1 (2), 14X25X1 | R-410A | 2 | 208/230 | 32.5 | Electric and natural gas | 3 | NA | NA | \Classifications\Building System Class\D30-HVAC Systems\D3050 - Package SYS\Package Unit - PKU | 1015618
42-F7 | 42-F7 Santa Maria Clerks Building | 42-F7-D3050-210-PKU04 | PACKAGE UNIT #2 | YORK | N1M0S08140 | ZH078N10N2AAA2A | OM00036222 |  | SOUTH EAST ROOF | A-49 (1) | 16x24x2 (4) | R-410A | 2 | 208-230/460 | DNA | Electric and natural gas | 3 | NA | NA | \Classifications\Building System Class\D30-HVAC Systems\D3050 - Package SYS\Package Unit - PKU | 1015619
42-F7 | 42-F7 Santa Maria Clerks Building | 42-F7-D3050-210-PKU05 | PACKAGE UNIT #1 | YORK | N1F0040582 | D3NZ024N03606NXA | OM00036224 |  | WEST ROOF | NA | DNA | R-410A | DNA | 208/230 | 17.1 | Electric and natural gas | 1 | NA | NA | \Classifications\Building System Class\D30-HVAC Systems\D3050 - Package SYS\Package Unit - PKU | 1015620
42-F7 | 42-F7 Santa Maria Clerks Building | 42-F7-D3050-210-PKU06 | PACKAGE UNIT #4 | YORK | N1B1729845 | ZF048D06T2AAA1A | OM00036225 |  | WEST ROOF | DNA | 15x20x1 (2), 14x25X1 | R-410A | 1 1/2 | 208/230 | 27.5 | Electric and natural gas | 3 | NA | NA | \Classifications\Building System Class\D30-HVAC Systems\D3050 - Package SYS\Package Unit - PKU | 1015621
42-F7 | 42-F7 Santa Maria Clerks Building | 42-F7-D3050-210-PKU07 | PACKAGE UNIT #6 | YORK | N1N0533146 | ZH102N10N2AAA5A | OM00036226 |  | WEST ROOF | A-B4 (1) | 20x24x2 (4) | R-410A | DNA | 208/230 | 44.1 | Electric and natural gas | 3 | NA | NA | \Classifications\Building System Class\D30-HVAC Systems\D3050 - Package SYS\Package Unit - PKU | 1015622
42-F7 | 42-F7 Santa Maria Clerks Building | 42-F7-D3050-210-PKU08 | PACKAGE UNIT # 7 | YORK | N1B1729844 | ZF048D06T2AAA1A | OM00036227 |  | WEST ROOF | A36 (1) | 15x20x1 (2), 14x25x1 | R-410A | 2 | 208-230/460 | DNA | Electric and natural gas | 3 | NA | NA | \Classifications\Building System Class\D30-HVAC Systems\D3050 - Package SYS\Package Unit - PKU | 1015623
42-F7 | 42-F7 Santa Maria Clerks Building | 42-F7-D3050-210-PKU09 | PACKAGE UNIT # 8 | YORK | N1B1729847 | ZF060D06T2AAA1A | OM00026228 |  | WEST ROOF | A36 (1) | 15x20x1 (2), 14x25x1 | R-410A | 2 | 208-230/460 | DNA | Electric and natural gas | 3 | NA | NA | \Classifications\Building System Class\D30-HVAC Systems\D3050 - Package SYS\Package Unit - PKU | 1015624
42-F7 | 42-F7 Santa Maria Clerks Building | 42-F7-D5038-810-ITA01 | INTRUSION ALARM | ALPHA FIRE AND SECURITY | DNA | DNA | OM00036243 |  | EXHIBIT ROOM 138 | NA | NA | NA | NA | DNA | DNA | Electric | DNA | NA | NA | \Classifications\Building System Class\D50-Electrical SYS\D5030 - Comm & Security\Intrusion Alarm - ITA | 1015635
42-F7 | 42-F7 Santa Maria Clerks Building | 42-F7-D4010-150-FMS02 | FIRE SYSTEM, ALL STAND PIPES (FMS02) | SYSTEM SENSOR | N04-3011-001 | WFD30-2 | OM00036239 |  | MECHANICAL ROOM 133 | DNA | 15X20X1 (2), 14X25X1 | NA | 2 | 208/230 | 32.5 | NA | 3 | NA | NA | \Classifications\Building System Class\D40-Fire Protection SYS\D4010 - Sprinkler SYS\Fire Systems, stand pipes - FMS | 1015639
42-F7 | 42-F7 Santa Maria Clerks Building | 42-F7-D5010-200-ESD01 | ELECTRICAL, MAIN ELECTRICAL PANEL (SBR01) | EATON CUTLER-HAMMER | NO-G-175878 & NO-G175879 | POW-R-LINEC | OM00036236 |  | MECHANICAL ROOM 133 | NA | NA | NA | NA | 110 | 1200 | Electric | 3 | NA | NA | \Classifications\Building System Class\D50-Electrical SYS\D5010 - Elec Service & Dist\Electical Service and Distribution - ESD | 1015643
42-F7 | 42-F7 Santa Maria Clerks Building | 42-F7-D5092-250-EML76 | LIGHTING, EMERGENCY (26) & EXIT (50) | NA | NA | NA | OM00036245 |  | BUILDING INTERIOR AND EXTERIOR | NA | NA | NA | NA | DNA | DNA | Electric | DNA | NA | NA | \Classifications\Building System Class\D50-Electrical SYS\D5090 - Elec SYS\Emergency And Exit Lighting - EML | 1015644
42-F7 | 42-F7 Santa Maria Clerks Building | 42-F7-D3068-100-BAS02 | buiLDING AUTOMATION SYSTEM #2 (SERVER ROOM) | NOVAR | DNA | DNA | OM00036246 |  | SERVER ROOM 205 | NA | NA | NA | NA | DNA | DNA | Electric | DNA | NA | NA | \Classifications\Building System Class\D30-HVAC Systems\D3060 - Control & Inst Air\Building Automation System - BAS | 1015645
42-F7 | 42-F7 Santa Maria Clerks Building | 42-F7-D1010-100-ELE01 | LIFT, ELEVATOR #1 | BEL | K302410-M | DI #83270 | OM00036231 | State ID# 143476¦ PASS#6 | MEHANICAL ROOM (134) | NA | NA | NA | 30 | 200 | 90 | Electric | 3 | NA | NA | \Classifications\Building System Class\D10-Conveyance Systems\D1010 - Elevator\Elevator,Electric,Pass/Freight - ELE | 1015692
42-F7 | 42-F7 Santa Maria Clerks Building | 42-F7-G2050-200-LSC01 | LANDSCAPE | NA | NA | NA | OM00037914 | NA | GROUNDS | NA | NA | NA | NA | NA | NA | NA |  | NA | NA | \Classifications\Building System Class\G20-Other Systems\G2050 - Landscaping\Landscaping - LSC | 1017273
42-F7 | 42-F7 Santa Maria Clerks Building | 42-F7-G2049-300-HSC01 | HARDSCAPE | NA | NA | NA | OM00037915 | NA | GROUNDS | NA | NA | NA | NA | NA | NA | NA |  | NA | NA | \Classifications\Building System Class\G20-Other Systems\G2040 - Site Development\Hardscape - HSC | 1017274
42-F7 | 42-F7 Santa Maria Clerks Building | 42-F7-D2022-100-HWE01 | Hot Water Heater (Secure Area Men's Rm) HEW01 | Power Stream Pro | DNA | 45553701 | OM00002425 |  | 1st Floor, Secure Area Men's Restroom | NA | NA | NA | NA | DNA | DNA | Electric | DNA | NA | NA | \Classifications\Building System Class\D20-Plumbing\D2020 - Domestic Water\Domestic Water Heater, Electric - HWE | 1019136
42-F7 | 42-F7 Santa Maria Clerks Building | 42-F7-D2022-100-HWE02 | Hot Water Heater (Family Counseling Men's Restroom) HWE02 | Power Stream Pro | DNA | 45553701 | OM00002426 |  | Family Counseling | NA | NA | NA | NA | DNA | DNA | Electric | DNA | NA | NA | \Classifications\Building System Class\D20-Plumbing\D2020 - Domestic Water\Domestic Water Heater, Electric - HWE | 1019140
42-F7 | 42-F7 Santa Maria Clerks Building | 42-F7-D2022-100-HWE03 | Hot Water Heater (Family Counseling Women's Restroom) HWE03 | Power Stream Pro | DNA | 45553701 | OM00002427 |  | Family Counseling, Women's Restroom | NA | NA | NA | NA | DNA | DNA | Electric | DNA | NA | NA | \Classifications\Building System Class\D20-Plumbing\D2020 - Domestic Water\Domestic Water Heater, Electric - HWE | 1019141
42-F7 | 42-F7 Santa Maria Clerks Building | 42-F7-D2022-100-HWE04 | Hot Water Heater (Outside Men's Restroom) HWE04 | Power Stream Pro | DNA | 45553701 | OM00002428 |  | Outside Men's Restroom Inside Janitors' Closet | NA | NA | NA | NA | DNA | DNA | Electric | DNA | NA | NA | \Classifications\Building System Class\D20-Plumbing\D2020 - Domestic Water\Domestic Water Heater, Electric - HWE | 1019142
42-F7 | 42-F7 Santa Maria Clerks Building | 42-F7-D2022-100-HWE05 | Hot Water Heater (2nd Floor Men's Restroom) 42-F7 | Power Stream Pro | DNA | 45553701 | OM00002429 |  | 2nd Floor, Men's Restroom, by Elevator | NA | NA | NA | NA | DNA | DNA | Electric | DNA | NA | NA | \Classifications\Building System Class\D20-Plumbing\D2020 - Domestic Water\Domestic Water Heater, Electric - HWE | 1019143
42-F7 | 42-F7 Santa Maria Clerks Building | 42-F7-D2022-100-HWE06 | Hot Water Heater (2nd Floor Women's Restroom) HWE06 | Power Stream Pro | DNA | 45553701 | OM00002430 |  | 2nd Floor, Women's Restroom, by Elevator | NA | NA | NA | NA | DNA | DNA | Electric | DNA | NA | NA | \Classifications\Building System Class\D20-Plumbing\D2020 - Domestic Water\Domestic Water Heater, Electric - HWE | 1019144
42-F7 | 42-F7 Santa Maria Clerks Building | 42-F7-D2022-100-HWE07 | Hot Water Heater (Rm 237) | Power Stream Pro | 45553701 | OM00002431 | OM00002431 |  | Lounge Room 237 | NA | NA | NA | NA | DNA | DNA | Electric | DNA | NA | NA | \Classifications\Building System Class\D20-Plumbing\D2020 - Domestic Water\Domestic Water Heater, Electric - HWE | 1019145
42-F7 | 42-F7 Santa Maria Clerks Building | 42-F7-D2022-100-HWE08 | Hot Water Heater (2nd Floor Women's Restroom) | Power Stream Pro | DNA | 45553701 | OM00002432 |  | Floor 2, Women's Restroom | NA | NA | NA | NA | DNA | DNA | Electric | DNA | NA | NA | \Classifications\Building System Class\D20-Plumbing\D2020 - Domestic Water\Domestic Water Heater, Electric - HWE | 1019146
42-F7 | 42-F7 Santa Maria Clerks Building | 42-F7-D2022-100-HWE09 | Hot Water Heater (Rm 127) | Power Stream Pro | DNA | 45553701 | OM00002433 |  | 2nd Floor, Room 127, Under Sink | NA | NA | NA | NA | DNA | DNA | Electric | DNA | NA | NA | \Classifications\Building System Class\D20-Plumbing\D2020 - Domestic Water\Domestic Water Heater, Electric - HWE | 1019147
42-F7 | 42-F7 Santa Maria Clerks Building | 42-F7-D2022-100-HWE10 | Hot Water Heater (Women's Restroom Secured Area) | Power Stream Pro | DNA | 45553701 | OM00002434 |  | Women's Restroom | NA | NA | NA | NA | DNA | DNA | Electric | DNA | NA | NA | \Classifications\Building System Class\D20-Plumbing\D2020 - Domestic Water\Domestic Water Heater, Electric - HWE | 1019148
42-F7 | 42-F7 Santa Maria Clerks Building | 42-F7-D2023-100-BFP05 | Backflow Device RP BFP02 2" | Wilkins | 4059178 | 975XL2 | OM00036266 | Facility#: XC-1087 Assembly ID#: A12-6048 | South Of Bldg. Sidewalk | NA | NA | NA | NA | NA | NA | NA | NA | NA | NA | \Classifications\Building System Class\D20-Plumbing\D2020 - Domestic Water\Backflow Preventer - BFP | 1019274
42-G1 | 42-G1 Santa Barbara Jury Assembly Bldg. | 42-G1-D3031-210-CDR01 | Split System Condensing Unit # 1 | Trane | M173L41AH | TTA150B300BC | OM00002118 | na | Outside on Condensor pad | na | DNA | R-22 | 3/4 | 208-230 | 22 | Electric | 3 | na | na | \Classifications\Building System Class\D30-HVAC Systems\D3030 - Cooling SYS\Condensing Unit, Air Cooled - CDR | EQ-1002540
42-G1 | 42-G1 Santa Barbara Jury Assembly Bldg. | 42-G1-D3031-210-CDR02 | Split System Condensing Unit # 2 | Trane | M113T72BF | TTA042C300AO | OM00002120 | na | Outside on Condensor pad | na | DNA | R-22 | 1/4 | 208-230 | 20 | Electric | 3 | na | na | \Classifications\Building System Class\D30-HVAC Systems\D3030 - Cooling SYS\Condensing Unit, Air Cooled - CDR | EQ-1002541
42-G1 | 42-G1 Santa Barbara Jury Assembly Bldg. | 42-G1-D3031-210-CDR03 | Split System Condensing Unit #3 | Trane | M033TB8FF | TTA060C300A0 | OM00002119 | na | Outside on Condensor pad | na | DNA | R-22 | 1/4 | 200-230 | 23 | Electric | 3 | na | na | \Classifications\Building System Class\D30-HVAC Systems\D3030 - Cooling SYS\Condensing Unit, Air Cooled - CDR | EQ-1002542
42-G1 | 42-G1 Santa Barbara Jury Assembly Bldg. | 42-G1-D3031-210-CDR04 | Condensing Unit #4 | Trane | M173NA4AH | TTA150B300BC | OM00002121 | na | Outside on Condensor pad | na | DNA | R-22 | 3/4 | 208-230 | 22 | Electric | 3 | na | na | \Classifications\Building System Class\D30-HVAC Systems\D3030 - Cooling SYS\Condensing Unit, Air Cooled - CDR | EQ-1002543
42-G1 | 42-G1 Santa Barbara Jury Assembly Bldg. | 42-G1-D3041-210-SFN01 | Exhaust Fan #1 | Breidert Air Products | 116561001.00 | SID-12M21S0#B2065 | OM00033832 | na | Floor 2 | na | na | na | 1/3 | 115 | na | Electric | 1 | na | na | \Classifications\Building System Class\D30-HVAC Systems\D3040 - Distribution SYS\Supply/Exhaust/Return fans- FAN | EQ-1002544
42-G1 | 42-G1 Santa Barbara Jury Assembly Bldg. | 42-G1-D3041-210-SFN02 | Exhaust Fan #2 | Breidert Air Products | 116561004 | SID-12M21S0#B2065 | OM00033834 | na | Floor 2 | na | na | na | 1/3 | 115 | na | Electric | 1 | na | na | \Classifications\Building System Class\D30-HVAC Systems\D3040 - Distribution SYS\Supply/Exhaust/Return fans- FAN | EQ-1002545
42-G1 | 42-G1 Santa Barbara Jury Assembly Bldg. | 42-G1-D3041-210-SFN03 | Exhaust Fan #3 | DNA | 116561003 | DNA | OM00002126 | na | In courtroom above ceiling by double doors | na | na | na | na | DNA | DNA | Electric | DNA | na | na | \Classifications\Building System Class\D30-HVAC Systems\D3040 - Distribution SYS\Supply/Exhaust/Return fans- FAN | EQ-1002546
42-G1 | 42-G1 Santa Barbara Jury Assembly Bldg. | 42-G1-D3041-210-SFN04 | Exhaust Fan #3 | Breidert Air Products | 116561005 | SID-15M3 | OM00002128 | na | In Courtroom, above ceiling, public veiw area | na | na | na | na | DNA | DNA | Electric | DNA | na | na | \Classifications\Building System Class\D30-HVAC Systems\D3040 - Distribution SYS\Supply/Exhaust/Return fans- FAN | EQ-1002547
42-G1 | 42-G1 Santa Barbara Jury Assembly Bldg. | 42-G1-D3041-210-SFN05 | Exhaust Fan #5 | DNA | 116561002 | DNA | OM00033833 | na | Floor 2 | na | na | na | na | DNA | DNA | Electric | DNA | na | na | \Classifications\Building System Class\D30-HVAC Systems\D3040 - Distribution SYS\Supply/Exhaust/Return fans- FAN | EQ-1002548
42-G1 | 42-G1 Santa Barbara Jury Assembly Bldg. | 42-G1-D3050-122-FAH01 | Furnace Unit #1 | Trane | M185RDF1G1 | TDD060C945C3 | OM00002122 | na | 1st floor above ceiling mens Public Restroom | DNA | DNA | DNA | DNA | DNA | DNA | GAS | na | na | na | \Classifications\Building System Class\D30-HVAC Systems\D3050 - Package SYS\Forced Air Heater,Oil/Gas fired - FAH | EQ-1002549
42-G1 | 42-G1 Santa Barbara Jury Assembly Bldg. | 42-G1-D3050-122-FAH02 | Furnace Unit #2 | Trane | M182LD21G | TDD120C960C3 | OM00002127 | na | Outside in hallway by elevator room above ceiling | DNA | 20x24x1 (1) | DNA | DNA | DNA | DNA | GAS | na | na | na | \Classifications\Building System Class\D30-HVAC Systems\D3050 - Package SYS\Forced Air Heater,Oil/Gas fired - FAH | EQ-1002550
42-G1 | 42-G1 Santa Barbara Jury Assembly Bldg. | 42-G1-D3050-122-FAH03 | Furnace Unit #3 | Trane | M182LDRIG | TDD120C960C3 | OM00002123 | na | Jury Assembly Room above ceiling in closet | DNA | DNA | DNA | DNA | DNA | DNA | Gas | na | na | na | \Classifications\Building System Class\D30-HVAC Systems\D3050 - Package SYS\Forced Air Heater,Oil/Gas fired - FAH | EQ-1002551
42-G1 | 42-G1 Santa Barbara Jury Assembly Bldg. | 42-G1-D3050-122-FAH04 | Furnace Unit #4 | Trane | M165JYF1G | TDD120C960C3 | OM00002124 | na | In ceiling above main lobby | DNA | DNA | DNA | DNA | DNA | DNA | Gas | na | na | na | \Classifications\Building System Class\D30-HVAC Systems\D3050 - Package SYS\Forced Air Heater,Oil/Gas fired - FAH | EQ-1002552
42-G1 | 42-G1 Santa Barbara Jury Assembly Bldg. | 42-G1-D3050-122-FAH05 | Furnace Unit #5 | Trane | M182LC61B | TDD120C960C3 | OM00002125 | na | In ceiling above main lobby | DNA | DNA | DNA | DNA | na | DNA | Gas | na | na | na | \Classifications\Building System Class\D30-HVAC Systems\D3050 - Package SYS\Forced Air Heater,Oil/Gas fired - FAH | EQ-1002553
42-G1 | 42-G1 Santa Barbara Jury Assembly Bldg. | 42-G1-D5037-710-FAP01 | Fire control panel | Silent Knight | DNA | 5600 | OM00036322 | na | Mechanical Equipment Room | na | na | na | na | 120 | DNA | Electric | 1 | na | na | \Classifications\Building System Class\D50-Electrical SYS\D5030 - Comm & Security\Fire Alarm Panel - FAP | EQ-1002554
42-G1 | 42-G1 Santa Barbara Jury Assembly Bldg. | 42-G1-D2023-310-HWP01 | Pump Domestic Hot Water Circulating pump | Grundfos Pump | 9720 | UP_15-18_SF | OM00002114 | na | Floor 1 | na | na | na | DNA | 115 | 0.74 | Electric | 1 | na | na | \Classifications\Building System Class\D20-Plumbing\D2020 - Domestic Water\Domestic Hot Water Circulating Pump - HWP | EQ-1002556
42-G1 | 42-G1 Santa Barbara Jury Assembly Bldg. | 42-G1-D1010-100-ELE01 | Hydraulic elevator | DNA | DNA | DNA | OM00002117 | State ID# 107894 | na | na | na | na | 25 | 230/460 | 70.0/35.0 | Electric | 3 | na | na | \Classifications\Building System Class\D10-Conveyance Systems\D1010 - Elevator\Elevator,Electric,Pass/Freight - ELE | EQ-1002557
42-G1 | 42-G1 Santa Barbara Jury Assembly Bldg. | 42-G1-D4031-100-FEX04 | ABC FIRE EXTINGUISHER, 4 | AMEREX | NA | A500 | OM00026660 |  | All | NA | NA | NA | NA | NA | NA | NA | NA | NA | NA | \Classifications\Building System Class\D40-Fire Protection SYS\D4030 - FIRE SPEC\Fire Extinguisher - FEX | EQ-1005582
42-G1 | 42-G1 Santa Barbara Jury Assembly Bldg. | 42-G1-B2010-100-BLD01 | Building Structure | NA | NA | NA | OM00033830 | NA | All | NA | NA | NA | NA | NA | NA | NA | NA | NA | NA | \Classifications\Building System Class\B20-General Building Exterior\B2010 - Exterior Walls\Building - BLD | EQ-1007369
42-G1 | 42-G1 Santa Barbara Jury Assembly Bldg. | 42-G1-B3010-100-RUF01 | Roofing Systems | NA | NA | NA | OM00033831 |  | Roof | NA | NA | NA | NA | NA | NA | NA | NA | NA | NA | \Classifications\Building System Class\B30-Roofing\B3010 - Roof Types\Roof - RUF | EQ-1007546
42-G1 | 42-G1 Santa Barbara Jury Assembly Bldg. | 42-G1-D2023-100-BFP01 | Backflow Device #1 | FEBCO | 9702241427 | 856DCDA | OM00028839 | 9702241427 Fire Line¦Hazzzard ID# 6614 | FRONT OF BUILDING - Paperless testing, tester must upload results to website | NA | NA | NA | NA | NA | NA | NA | NA | NA | NA | \Classifications\Building System Class\D20-Plumbing\D2020 - Domestic Water\Backflow Preventer - BFP | EQ-1007716
42-G1 | 42-G1 Santa Barbara Jury Assembly Bldg. | 42-G1-D2023-100-BFP02 | BACKFLOW DEVICE #2 | FEBCO | A001860 | 825YR | OM00026658 | 001860 Irrigation¦Hazard ID# 6616 | RIGHT - Paperless testing, tester must upload results to website | NA | NA | NA | NA | NA | NA | NA | NA | NA | NA | \Classifications\Building System Class\D20-Plumbing\D2020 - Domestic Water\Backflow Preventer - BFP | EQ-1007717
42-G1 | 42-G1 Santa Barbara Jury Assembly Bldg. | 42-G1-D2023-100-BFP03 | BACKFLOW DEVICE #3 | FEBCO | A002238 | 805YB | OM00026659 | A002238 Fire Line Bypass¦ Hazzard ID# 6615 | FRONT OF BUILDING - Paperless testing, tester must upload results to website | NA | NA | NA | NA | NA | NA | NA | NA | NA | NA | \Classifications\Building System Class\D20-Plumbing\D2020 - Domestic Water\Backflow Preventer - BFP | EQ-1007719
42-G1 | 42-G1 Santa Barbara Jury Assembly Bldg. | 42-G1-G2050-200-LSC01 | LANDSCAPING | NA | NA | NA | OM00016599 |  | GROUNDS | NA | NA | NA | NA | NA | NA | NA | NA | NA | NA | \Classifications\Building System Class\G20-Other Systems\G2050 - Landscaping\Landscaping - LSC | 1015566
42-G1 | 42-G1 Santa Barbara Jury Assembly Bldg. | 42-G1-D5092-250-EML13 | LIGHTING, EMERGENCY & EXIT (13) | NA | NA | NA | OM00026772 |  | THROUGHOUT BUILDING | NA | NA | NA | NA | DNA | DNA | Electric | DNA | NA | NA | \Classifications\Building System Class\D50-Electrical SYS\D5090 - Elec SYS\Emergency And Exit Lighting - EML | 1015758
42-G1 | 42-G1 Santa Barbara Jury Assembly Bldg. | 42-G1-D4010-150-FMS01 | FIRE SYSTEMS, STAND PIPE #1 | DNA | DNA | DNA | OM00035734 |  | NORTH SIDE OF BUILDING (STAND PIPE #1) | NA | NA | NA | NA | NA | NA | NA |  | NA | NA | \Classifications\Building System Class\D40-Fire Protection SYS\D4010 - Sprinkler SYS\Fire Systems, stand pipes - FMS | 1015954
42-G1 | 42-G1 Santa Barbara Jury Assembly Bldg. | 42-G1-D5010-200-ESD01 | MAIN ELECTRICAL PANEL | SQUARE D | D-410053 | CAT344IS | OM00026680 | NA | 1ST FLOOR ELECTRICAL ROOM UNDER STAIRS | NA | NA | NA | NA | 240 | 400 | Electric | 3 | NA | NA | \Classifications\Building System Class\D50-Electrical SYS\D5010 - Elec Service & Dist\Electical Service and Distribution - ESD | 1016941
42-G1 | 42-G1 Santa Barbara Jury Assembly Bldg. | 42-G1-D2022-260-HWG02 | Water Heater (Men's Restroom) | Bradford White | 33967110 | U4-5036FRN | OM00036918 | NA | Men's Restroom Closet | NA | NA | NA | NA | NA | NA | GAS |  | NA | NA | \Classifications\Building System Class\D20-Plumbing\D2020 - Domestic Water\Domestic Water Heater, Gas - HWG | 1017509
42-G1 | 42-G1 Santa Barbara Jury Assembly Bldg. | 42-G1-D3020-100-HET01 | Heater Hot Water Expansion Tank (Men's Restroom) | Proflo | NA | PFXT5 | OM00036919 |  | Men's Restroom Closet | NA | NA | NA | NA | NA | NA | NA | NA | NA | NA | \Classifications\Building System Class\D30-HVAC Systems\D3020 - Heat SYS\Heater Water Expansion Tank - HET | 1017533
42-G1 | 42-G1 Santa Barbara Jury Assembly Bldg. | 42-G1-D3050-122-FAH06 | Furnace Unit, Gas Forced Air Heater (2nd Floor Closet) | Trane | TUD120C960H3 | M123P7W2GI | OM00002115 |  | 2nd Floor Closet | NA | NA | DNA | NA | NA | NA | Gas | NA | NA | NA | \Classifications\Building System Class\D30-HVAC Systems\D3050 - Package SYS\Forced Air Heater,Oil/Gas fired - FAH | 1019237
42-H1 | 42-H1 Santa Maria Juvenile Court (new) | 42-H1-D4031-100-FEX17 | Fire Extinguisher | NA | NA | NA | OM00026789 |  | ALL | NA | NA | NA | NA | NA | NA | NA | NA | NA | NA | \Classifications\Building System Class\D40-Fire Protection SYS\D4030 - FIRE SPEC\Fire Extinguisher - FEX | EQ-1005549
42-H1 | 42-H1 Santa Maria Juvenile Court (new) | 42-H1-D3042-220-EFN01 | EXHAUST FAN 01 | Loren Cook Company | 138S7465810000019130803 | 80ACE-B | OM00026793 |  | ROOF N SIDE | AL180 | NA | NA | 1/6 | 115 | 3.5 | electric | 1 | NA | NA | \Classifications\Building System Class\D30-HVAC Systems\D3040 - Distribution SYS\Supply/Exhaust/Return fans- FAN | EQ-1005550
42-H1 | 42-H1 Santa Maria Juvenile Court (new) | 42-H1-D3042-220-EFN02 | EXHAUST FAN 02 | Loren Cook Company | 138S778048-01/0016207 | 90C15DL | OM00026794 |  | ROOF N SIDE | NA | NA | NA | .125 | 115 | 1.5 | electric | 1 | NA | NA | \Classifications\Building System Class\D30-HVAC Systems\D3040 - Distribution SYS\Supply/Exhaust/Return fans- FAN | EQ-1005551
42-H1 | 42-H1 Santa Maria Juvenile Court (new) | 42-H1-D3042-220-EFN03 | EXHAUST FAN 03 | Loren Cook Company | 138S7465810000019340803 | 80 ACE-B | OM00026795 |  | ROOF N SIDE | 4L180 (1) | NA | NA | 1/6 | 115 | 3.5 | electric | 1 | NA | NA | \Classifications\Building System Class\D30-HVAC Systems\D3040 - Distribution SYS\Supply/Exhaust/Return fans- FAN | EQ-1005552
42-H1 | 42-H1 Santa Maria Juvenile Court (new) | 42-H1-D3042-220-EFN04 | EXHAUST FAN | Loren Cook Company | 138S7446250000034210703 | 120ACE_B | OM00026792 |  | ROOF | 4L220 (1) | NA | NA | 1/6 | 115 | 3.5 | electric | 1 | NA | NA | \Classifications\Building System Class\D30-HVAC Systems\D3040 - Distribution SYS\Supply/Exhaust/Return fans- FAN | EQ-1005553
42-H1 | 42-H1 Santa Maria Juvenile Court (new) | 42-H1-D3042-220-EFN05 | EXHAUST FAN 04 | Loren Cook Company | 138S779989-00/0000706 | 100_ACE_B | OM00026792 |  | ROOF ABOVE DA OFFICE | 4L220 | NA | NA | 1/6 | 115 | 3.5 | electric | 1 | NA | NA | \Classifications\Building System Class\D30-HVAC Systems\D3040 - Distribution SYS\Supply/Exhaust/Return fans- FAN | EQ-1005554
42-H1 | 42-H1 Santa Maria Juvenile Court (new) | 42-H1-D3050-210-PKU01 | PACKAGE UNIT01 | TRANE | 419100025L | YHC048A4EMA1FD10 | OM00026796 | NA | Roof | BX62 | 2-20X25X2 | R-22 | 1/2 HP | 208/230 | 20 | Electric and natural gas | DNA | 80,000 | 64,000 | \Classifications\Building System Class\D30-HVAC Systems\D3050 - Package SYS\Package Unit - PKU | EQ-1005555
42-H1 | 42-H1 Santa Maria Juvenile Court (new) | 42-H1-D3050-210-PKU02 | PACKAGE UNIT02 | TRANE | 2465R902H | YCC018F1L0BH | OM00026800 | NA | ROOF | BX62 | 1-22X22X2 | R-22 | 1/2 HP | 208/230 | 1 | Electric and natural gas | 1 | 40,000 | 32,000 | \Classifications\Building System Class\D30-HVAC Systems\D3050 - Package SYS\Package Unit - PKU | EQ-1005556
42-H1 | 42-H1 Santa Maria Juvenile Court (new) | 42-H1-D3050-210-PKU03 | PACKAGE UNIT03 | TRANE | 2365JHT2H | YCC018F1L0BH | OM00026797 | NA | ROOF N SIDE | BX62 | 1-22X22X2 | R-22 | 1/2 HP | 208/230 | 20 | Electric and natural gas | DNA | 40,000 | 32,000 | \Classifications\Building System Class\D30-HVAC Systems\D3050 - Package SYS\Package Unit - PKU | EQ-1005557
42-H1 | 42-H1 Santa Maria Juvenile Court (new) | 42-H1-D3050-210-PKU04 | PACKAGE UNIT04 | TRANE | 419100063L | YHC072A4EMA1510 | OM00026801 | NA | ROOF | AX32 | 4-16X25X2 | R-22 | 1/2 HP | 460/227 | 18.1 | Electric and natural gas | 3 | 120,000 | 96,000 | \Classifications\Building System Class\D30-HVAC Systems\D3050 - Package SYS\Package Unit - PKU | EQ-1005558
42-H1 | 42-H1 Santa Maria Juvenile Court (new) | 42-H1-D3050-210-PKU05 | PACKAGE UNIT05 | TRANE | 419100262L | YHC048A4EMA1FD10 | OM00026802 | NA | ROOF | NA | 2-20X25X2 | R-22 | 1/2 HP | 460/277 | 12.6 | Electric and natural gas | 3 | 80,000 | 64,000 | \Classifications\Building System Class\D30-HVAC Systems\D3050 - Package SYS\Package Unit - PKU | EQ-1005559
42-H1 | 42-H1 Santa Maria Juvenile Court (new) | 42-H1-D3050-210-PKU06 | PACKAGE UNIT06 | TRANE | 2495L8N2H | FLL0BH | OM00026803 | NA | ROOF | NA | 1-22X22X2 | R-22 | 1/2 HP | 208/230 | 20 | electric | 1 | 40,000 | 32,000 | \Classifications\Building System Class\D30-HVAC Systems\D3050 - Package SYS\Package Unit - PKU | EQ-1005560
42-H1 | 42-H1 Santa Maria Juvenile Court (new) | 42-H1-D3050-210-PKU07 | PACKAGE UNIT07 | TRANE | 351101063D | YCD151C4HABA | OM00026798 | NA | NE corner of roof | BX62 | 2-20X20X2 & 4-20X25X2 | R-22 | 1/2 HP | 208/230 | 30 | Electric and natural gas | DNA | 250,000 | 203,000 | \Classifications\Building System Class\D30-HVAC Systems\D3050 - Package SYS\Package Unit - PKU | EQ-1005561
42-H1 | 42-H1 Santa Maria Juvenile Court (new) | 42-H1-D3050-210-PKU08 | PACKAGE UNIT08 | TRANE | 419100054L | YHC060A4EHA1JD10 | OM00026804 | NA | ROOF | NA | 2-20X30X2 | R-22 | 1/2 HP | 460/277 | 14.1 | Electric and natural gas | 3 | 130,000 | 108,000 | \Classifications\Building System Class\D30-HVAC Systems\D3050 - Package SYS\Package Unit - PKU | EQ-1005562
42-H1 | 42-H1 Santa Maria Juvenile Court (new) | 42-H1-D2023-100-BFP02 | BACKFLOW IRRIGATION | Febco | H09260 | 825 Y 1.5" Type RP | OM00026807 | Facility#: XC-1080 Assembly ID#: A12-5279 | STREET-LEVEL | NA | NA | NA | NA | NA | NA | NA | NA | NA | NA | \Classifications\Building System Class\D20-Plumbing\D2020 - Domestic Water\Backflow Preventer - BFP | EQ-1005564
42-H1 | 42-H1 Santa Maria Juvenile Court (new) | 42-H1-D2023-100-BFP03 | BACKFLOW WATER MAIN | WILKINS | N08570 | 350 DA 6" Type DCDA | OM00026808 | Facility#: XC-1080 Assembly ID#: A12-5282 | STREET-LEVEL | NA | NA | NA | NA | NA | NA | NA | NA | NA | NA | \Classifications\Building System Class\D20-Plumbing\D2020 - Domestic Water\Backflow Preventer - BFP | EQ-1005565
42-H1 | 42-H1 Santa Maria Juvenile Court (new) | 42-H1-B2010-100-BLD01 | BUILDING | NA | NA | NA | OM00026790 |  | ENTIRE BUILDING | NA | NA | NA | NA | NA | NA | NA | NA | NA | NA | \Classifications\Building System Class\B20-General Building Exterior\B2010 - Exterior Walls\Building - BLD | EQ-1007370
42-H1 | 42-H1 Santa Maria Juvenile Court (new) | 42-H1-B3010-100-RUF01 | Roofing Systems | NA | NA | NA | OM00026791 |  | NA | NA | NA | NA | NA | NA | NA | NA | NA | NA | NA | \Classifications\Building System Class\B30-Roofing\B3010 - Roof Types\Roof - RUF | EQ-1007547
42-H1 | 42-H1 Santa Maria Juvenile Court (new) | 42-H1-D5010-200-ESD01 | Main Power Switchboard | SIEMENS | E-474571 | SB3_RevA | OM00026810 | DNA | Southside of Building | NA | NA | NA | NA | 480/277 | 600 | ELECTRIC | 3 | NA | NA | \Classifications\Building System Class\D50-Electrical SYS\D5010 - Elec Service & Dist\Electical Service and Distribution - ESD | 1011439
42-H1 | 42-H1 Santa Maria Juvenile Court (new) | 42-H1-G2023-150-PEG01 | Gate, Secured Parking | CHAMBERLAIN/ELITE | DNA | SL3000 | OM00026644 | NA | Judges Parking | NA | NA | NA | .5 | 120 | 4 | Electric | 1 | NA | NA | \Classifications\Building System Class\G20-Other Systems\G2020 - Parking Lots\Secured Parking Gate - PEG | 1011441
42-H1 | 42-H1 Santa Maria Juvenile Court (new) | 42-H1-D5092-250-EML14 | LIGHTING, EMERGENCY & EXIT (14) | NA | NA | NA | OM00026812 |  | Floor 1 12 UNITS INTERIOR DOORS | NA | NA | NA | NA | 120 | DNA | Electric | 1 | NA | NA | \Classifications\Building System Class\D50-Electrical SYS\D5090 - Elec SYS\Emergency And Exit Lighting - EML | 1011442
42-H1 | 42-H1 Santa Maria Juvenile Court (new) | 42-H1-D4010-150-FMS01 | - Wet Pipe | DNA | DNA | DNA | OM00026805 | DNA | Mechanical Room, Southside of Building, roof access | NA | NA | NA | NA | NA | NA | NA | NA | NA | NA | \Classifications\Building System Class\D40-Fire Protection SYS\D4010 - Sprinkler SYS\Fire Systems, stand pipes - FMS | 1011444
42-H1 | 42-H1 Santa Maria Juvenile Court (new) | 42-H1-D2023-100-BFP04 | BACKFLOW PREVENTER (FIRE BYPASS) | Wilkins | 2523983 | 950XL 3/4" | OM00026809 | Facility#: XC-1080 Assembly ID#: A07-5281 | EXTERIOR ON MAIN FIRE BFP Purveyor Location = Southside of building | NA | NA | NA | NA | NA | NA | NA | NA | NA | NA | \Classifications\Building System Class\D20-Plumbing\D2020 - Domestic Water\Backflow Preventer - BFP | 1011646
42-H1 | 42-H1 Santa Maria Juvenile Court (new) | 42-H1-G2050-200-LSC01 | LANDSCAPING | NA | NA | NA | OM00026652 |  | OUTSIDE | NA | NA | NA | NA | NA | NA | NA | NA | NA | NA | \Classifications\Building System Class\G20-Other Systems\G2050 - Landscaping\Landscaping - LSC | 1014541
42-H1 | 42-H1 Santa Maria Juvenile Court (new) | 42-H1-D2023-100-BFP05 | Backflow Preventer, Fire (Street Level) | Wilkins | 3949682 | 975XL2 | OM00036247 | Facility#: XC-1080 Assembly ID#: A12-5280 | Grounds Street Level | NA | NA | NA | NA | NA | NA | NA |  | NA | NA | \Classifications\Building System Class\D20-Plumbing\D2020 - Domestic Water\Backflow Preventer - BFP | 1018041
42-H1 | 42-H1 Santa Maria Juvenile Court (new) | 42-H1-D2022-100-HWE01 | Hot Water Heater, Electric (Judges' Chambers) | Control Energy Corp | 22204703 | 45793219 | OM00002465 |  | Judges' Chambers | NA | NA | NA | NA | DNA | DNA | Electric | DNA | NA | NA | \Classifications\Building System Class\D20-Plumbing\D2020 - Domestic Water\Domestic Water Heater, Electric - HWE | 1019238
42-H1 | 42-H1 Santa Maria Juvenile Court (new) | 42-H1-D2022-100-HWE02 | Hot Water Heater Electric (Clerks' Breakroom) | EEMax | 2059154 | SP4277 | OM00002461 |  | Clerks' Breakroom | NA | NA | NA | NA | 277 | DNA | Electric | DNA | NA | NA | \Classifications\Building System Class\D20-Plumbing\D2020 - Domestic Water\Domestic Water Heater, Electric - HWE | 1019239
42-H1 | 42-H1 Santa Maria Juvenile Court (new) | 42-H1-D2022-100-HWE03 | Hot Water Heater Electric (Clerks' Area) | Control Energy Corp | 22204688 | 45793219 | OM00002462 |  | Clerks' Area, Next to Files | NA | NA | NA | NA | DNA | DNA | Electric | DNA | NA | NA | \Classifications\Building System Class\D20-Plumbing\D2020 - Domestic Water\Domestic Water Heater, Electric - HWE | 1019240
42-H1 | 42-H1 Santa Maria Juvenile Court (new) | 42-H1-D2022-100-HWE04 | Hot Water Heater Electric (Women's Restroom) | Control Energy Corp | 22204705 | 45793219 | OM00002463 |  | Clerks' Area, Womens Restroom | NA | NA | NA | NA | DNA | DNA | Electric | DNA | NA | NA | \Classifications\Building System Class\D20-Plumbing\D2020 - Domestic Water\Domestic Water Heater, Electric - HWE | 1019241
42-H1 | 42-H1 Santa Maria Juvenile Court (new) | 42-H1-D2022-100-HWE05 | Hot Water Heater Electric (Men's Restroom) | Control Energy Corp | 22204694 | 45793219 | OM00002464 |  | Clerks' Area, Mens Restroom | NA | NA | NA | NA | DNA | DNA | Electric | DNA | NA | NA | \Classifications\Building System Class\D20-Plumbing\D2020 - Domestic Water\Domestic Water Heater, Electric - HWE | 1019242
42-H1 | 42-H1 Santa Maria Juvenile Court (new) | 42-H1-D2022-100-HWE06 | Hot Water Heater Electric (Men's Restroom) | Control Energy Corp | 15203053 | 45793207 | OM00002466 |  | Main Lobby, Mens Restroom | NA | NA | NA | NA | DNA | DNA | Electric | DNA | NA | NA | \Classifications\Building System Class\D20-Plumbing\D2020 - Domestic Water\Domestic Water Heater, Electric - HWE | 1019243
42-H1 | 42-H1 Santa Maria Juvenile Court (new) | 42-H1-D2022-100-HWE07 | Hot Water Heater Electric (Women's Restroom) | Control Energy Corp | 15203088 | 45793207 | OM00002467 |  | Main Lobby, Womens Restroom | NA | NA | NA | NA | DNA | DNA | Electric | DNA | NA | NA | \Classifications\Building System Class\D20-Plumbing\D2020 - Domestic Water\Domestic Water Heater, Electric - HWE | 1019244
42-H1 | 42-H1 Santa Maria Juvenile Court (new) | 42-H1-D3050-210-PKU09 | Packing Unit # 9 | York | W1K4086190 | D6NQ030N03625NXA | OM00036264 |  | Roof, Above Children's Waiting Room | DNA | 20X20X1 | R-410A | DNA | 208/230 | 19.3 | Electric and natural gas | 3 | 4500 |  | \Classifications\Building System Class\D30-HVAC Systems\D3050 - Package SYS\Package Unit - PKU | 1019298
43-A1 | 43-A1 Hall of Justice (East) | 43-A1-D2018-100-DKF01 | Water Fountain #1 - DKF01 | HAWS | DNA | 67000161 | OM00018817 |  | Floor 1, Main lobby | NA | DNA | DNA | NA | DNA | NA | DNA | DNA | NA | NA | \Classifications\Building System Class\D20-Plumbing\D2010 - Plumb Fix\Drink Fountain (Refr Indvl Wtrcooler) - DKF | EQ-1004663
43-A1 | 43-A1 Hall of Justice (East) | 43-A1-D2018-100-DKF02 | Water Fountian #2 - DKF02 | HAWS | DNA | 67000161 | OM00018818 |  | Floor 1, South Corridor | NA | DNA | DNA | NA | DNA | NA | DNA | DNA | NA | NA | \Classifications\Building System Class\D20-Plumbing\D2010 - Plumb Fix\Drink Fountain (Refr Indvl Wtrcooler) - DKF | EQ-1004699
43-A1 | 43-A1 Hall of Justice (East) | 43-A1-D2018-100-DKF03 | Water Fountain #3 - DKF03 | HAWS | DNA | 67000161 | OM00018819 |  | Floor 1, South Corridor | NA | DNA | DNA | NA | DNA | NA | DNA | DNA | NA | NA | \Classifications\Building System Class\D20-Plumbing\D2010 - Plumb Fix\Drink Fountain (Refr Indvl Wtrcooler) - DKF | EQ-1004700
43-A1 | 43-A1 Hall of Justice (East) | 43-A1-D2018-100-DKF04 | Water Fountain #4 - DKF04 | HAWS | DNA | 67000161 | OM00018820 |  | Floor 2, Public Lobby | NA | DNA | DNA | NA | DNA | NA | DNA | DNA | NA | NA | \Classifications\Building System Class\D20-Plumbing\D2010 - Plumb Fix\Drink Fountain (Refr Indvl Wtrcooler) - DKF | EQ-1004701
43-A1 | 43-A1 Hall of Justice (East) | 43-A1-D2018-100-DKF05 | Water Fountain #5 - DKF05 | HAWS | DNA | 67000161 | OM00018821 |  | FLoor 2, Staff Hallway | NA | DNA | DNA | NA | DNA | NA | DNA | DNA | NA | NA | \Classifications\Building System Class\D20-Plumbing\D2010 - Plumb Fix\Drink Fountain (Refr Indvl Wtrcooler) - DKF | EQ-1004702
43-A1 | 43-A1 Hall of Justice (East) | 43-A1-D2018-100-DKF06 | Water Fountain #6 - DKF06 | HAWS | DNA | 67000161 | OM00018822 |  | Floor 3, Public Lobby | NA | DNA | DNA | NA | DNA | NA | DNA | DNA | NA | NA | \Classifications\Building System Class\D20-Plumbing\D2010 - Plumb Fix\Drink Fountain (Refr Indvl Wtrcooler) - DKF | EQ-1004703
43-A1 | 43-A1 Hall of Justice (East) | 43-A1-D2018-100-DKF07 | Water Fountian #7 - DKF07 | HAWS | DNA | 67000161 | OM00018823 |  | Floor 3, Staff Hallway | NA | DNA | DNA | NA | DNA | NA | DNA | DNA | NA | NA | \Classifications\Building System Class\D20-Plumbing\D2010 - Plumb Fix\Drink Fountain (Refr Indvl Wtrcooler) - DKF | EQ-1004704
43-A1 | 43-A1 Hall of Justice (East) | 43-A1-D2018-100-DKF08 | Water Fountian #8 - DKF08 | HAWS | DNA | 67000161 | OM00018824 |  | Floor 4, Public Lobby | NA | DNA | DNA | NA | DNA | NA | DNA | DNA | NA | NA | \Classifications\Building System Class\D20-Plumbing\D2010 - Plumb Fix\Drink Fountain (Refr Indvl Wtrcooler) - DKF | EQ-1004705
43-A1 | 43-A1 Hall of Justice (East) | 43-A1-D2018-100-DKF09 | Water Fountain #9 - DKF09 | HAWS | DNA | 67000161 | OM00018825 |  | Floor 4, Staff Hallway | NA | DNA | DNA | NA | DNA | NA | DNA | DNA | NA | NA | \Classifications\Building System Class\D20-Plumbing\D2010 - Plumb Fix\Drink Fountain (Refr Indvl Wtrcooler) - DKF | EQ-1004706
43-A1 | 43-A1 Hall of Justice (East) | 43-A1-D2018-100-DKF10 | Water Fountain #10 - DKF10 | HAWS | DNA | 67000161 | OM00018826 |  | Floor 5, Public Lobby | NA | DNA | DNA | NA | DNA | NA | DNA | DNA | NA | NA | \Classifications\Building System Class\D20-Plumbing\D2010 - Plumb Fix\Drink Fountain (Refr Indvl Wtrcooler) - DKF | EQ-1004707
43-A1 | 43-A1 Hall of Justice (East) | 43-A1-D2018-100-DKF11 | Water Fountain #11 - DKF11 | HAWS | DNA | 67000161 | OM00018827 |  | Floor 5, Staff Hallway | NA | DNA | DNA | NA | DNA | NA | DNA | DNA | NA | NA | \Classifications\Building System Class\D20-Plumbing\D2010 - Plumb Fix\Drink Fountain (Refr Indvl Wtrcooler) - DKF | EQ-1004708
43-A1 | 43-A1 Hall of Justice (East) | 43-A1-D2018-100-DKF12 | Water Fountain #12 - DKF12 | HAWS | DNA | 67000161 | OM00018828 |  | Floor 6, Public Lobby | NA | DNA | DNA | NA | DNA | NA | DNA | DNA | NA | NA | \Classifications\Building System Class\D20-Plumbing\D2010 - Plumb Fix\Drink Fountain (Refr Indvl Wtrcooler) - DKF | EQ-1004709
43-A1 | 43-A1 Hall of Justice (East) | 43-A1-D2018-100-DKF13 | Water Fountain #13 - DKF13 | HAWS | DNA | 67000161 | OM00018829 |  | Floor 6, Staff Hallway | NA | DNA | DNA | NA | DNA | NA | DNA | DNA | NA | NA | \Classifications\Building System Class\D20-Plumbing\D2010 - Plumb Fix\Drink Fountain (Refr Indvl Wtrcooler) - DKF | EQ-1004710
43-A1 | 43-A1 Hall of Justice (East) | 43-A1-D2018-100-DKF14 | Water Fountain #14 - DKF14 | HAWS | DNA | 67000161 | OM00018830 |  | Basement, Public Lobby | NA | DNA | DNA | NA | DNA | NA | DNA | DNA | NA | NA | \Classifications\Building System Class\D20-Plumbing\D2010 - Plumb Fix\Drink Fountain (Refr Indvl Wtrcooler) - DKF | EQ-1004711
43-A1 | 43-A1 Hall of Justice (East) | 43-A1-D2022-260-HWG02 | Water Heater - HWG02 | State | M89817406 | SBF100260NET7ASMEF | OM00018848 | DNA | Floor 7 Boiler Room | NA | NA | NA | NA | DNA | NA | NATURAL GAS | NA | 260000 | DNA | \Classifications\Building System Class\D20-Plumbing\D2020 - Domestic Water\Domestic Water Heater, Gas - HWG | EQ-1004713
43-A1 | 43-A1 Hall of Justice (East) | 43-A1-D3030-110-CTW01 | Cooling Tower #1 - CTW01 | Baltimore Aire Coil Co. | U110177905-01 | PT2-0412A-1H1 | OM00020978 |  | Roof, Cooling Tower | NA | NA | NA | NA | DNA | NA | DNA | DNA | DNA | DNA | \Classifications\Building System Class\D30-HVAC Systems\D3030 - Cooling SYS\Cooling Tower - CTW | EQ-1004716
43-A1 | 43-A1 Hall of Justice (East) | 43-A1-D3030-110-CTW02 | Cooling Tower #2 - CTW02 | Baltimore Aire Coil Co. | U110177904-01 | PT2-0412A-1H1 | OM00020979 |  | Roof, Cooling Tower | NA | NA | NA | NA | DNA | NA | DNA | DNA | DNA | DNA | \Classifications\Building System Class\D30-HVAC Systems\D3030 - Cooling SYS\Cooling Tower - CTW | EQ-1004717
43-A1 | 43-A1 Hall of Justice (East) | 43-A1-D3050-310-HPU05 | Heat Pump,Air Cooled - HPU05 | Bard | 121004-COON | 36WA6-COON | OM00018836 | DNA | Roof - upper - By cooling tower | NA | 14x30x1 | R-22 | 17.5 | 460 | 7 | Electric | 3 | DNA | DNA | \Classifications\Building System Class\D30-HVAC Systems\D3050 - Package SYS\Heat Pump,Air Cooled - HPU | EQ-1004720
43-A1 | 43-A1 Hall of Justice (East) | 43-A1-D3041-110-AHU02 | Air Handler - AHU02 | AXICO | 04-362518-1-1 | FPDA-3-140-6-8-1170-60 | OM00018837 | DNA | Floor 7 Penthouse | NA | 24x24x2 | NA | 60 | 460 | 67.5 | ELECTRICAL | 3 | DNA | DNA | \Classifications\Building System Class\D30-HVAC Systems\D3040 - Distribution SYS\Air Handling Unit - AHU | EQ-1004721
43-A1 | 43-A1 Hall of Justice (East) | 43-A1-D3041-110-AHU03 | Air Handler - AHU03 | AXICO | 04-362518-1-1 | FPDA-3-140-6-8-1170-60 | OM00018838 | DNA | Floor 7 Penthouse | NA | 24x24x2 24X24X22 | NA | 60 | 460 | 67.5 | ELECTRICAL | 3 | DNA | DNA | \Classifications\Building System Class\D30-HVAC Systems\D3040 - Distribution SYS\Air Handling Unit - AHU | EQ-1004722
43-A1 | 43-A1 Hall of Justice (East) | 43-A1-D3042-210-FAN01 | Exhaust Fan - FAN01 | Dayton | DNA | 5N312A | OM00018835 | DNA | Floor 7 Exhaust Fan Room | (8) BX 52 | NA | NA | 7.5 | 230/460 | 19/9.5 | ELECTRICAL | 3 | NA | NA | \Classifications\Building System Class\D30-HVAC Systems\D3040 - Distribution SYS\Fan,Axial - FAN | EQ-1004723
43-A1 | 43-A1 Hall of Justice (East) | 43-A1-D3044-125-PHW02 | Hot Water Pump, Boiler - PHW02 | Paco | FD 89C0076401 A | 11-20121-733201 | OM00018849 |  | Floor 7 Boiler Room | NA | NA | NA | 10 | 230/460 | 27.2/13.6 | ELECTRICAL | 3 HZ60 | NA | NA | \Classifications\Building System Class\D30-HVAC Systems\D3040 - Distribution SYS\Hot Water Pump - PHW | EQ-1004724
43-A1 | 43-A1 Hall of Justice (East) | 43-A1-D3044-125-PHW01 | Hot Water Pump, Boiler - PHW01 | Paco | FD 89C0076401 B | 11-20121-733201 | OM00018850 | DNA | Floor 7 Boiler Room | NA | NA | NA | 10 | 230/460 | 27.2/13.6 | ELECTRICAL | 3 | NA | NA | \Classifications\Building System Class\D30-HVAC Systems\D3040 - Distribution SYS\Hot Water Pump - PHW | EQ-1004725
43-A1 | 43-A1 Hall of Justice (East) | 43-A1-D3031-100-PCH01 | Chilled Water Pump - PCH01 | Bell and Gossett | PH009090A | 3AC 6.5 BF | OM00020981 |  | Floor 7 Chiller Room | NA | NA | NA | 10 | 230/460 | 28.9/19.6 | ELECTRICAL | 3 | NA | NA | \Classifications\Building System Class\D30-HVAC Systems\D3030 - Cooling SYS\Chilled Water Pump - PCH | EQ-1004726
43-A1 | 43-A1 Hall of Justice (East) | 43-A1-D3031-100-PCH02 | Chilled Water Pump - PCH02 | Bell and Gossett | PH009090B | 3AC 6.5 BF | OM00020980 | DNA | Floor 7 Chiller Room | NA | NA | NA | 10 | 230/460 | 39.2/19.6 | ELECTRICAL | 3 | NA | NA | \Classifications\Building System Class\D30-HVAC Systems\D3030 - Cooling SYS\Chilled Water Pump - PCH | EQ-1004727
43-A1 | 43-A1 Hall of Justice (East) | 43-A1-D3031-100-PCH03 | Chilled Water Pump - PCH03 | Bell and Gossett | PH009093A | 4AC 6.75 BF | OM00028625 |  | Floor 7 Chiller Room | NA | NA | NA | 15 | 230/460 | 39.2/19.6 | ELECTRICAL | 3 | NA | NA | \Classifications\Building System Class\D30-HVAC Systems\D3030 - Cooling SYS\Chilled Water Pump - PCH | EQ-1004728
43-A1 | 43-A1 Hall of Justice (East) | 43-A1-D3031-100-PCH04 | Chilled Water Pump - PCH04 | Bell and Gossett | PH009093B | 4AC 6.75 BF | OM00028627 |  | Floor 7 Chiller Room | NA | NA | NA | 15 | 230/460 | 19.6 | ELECTRICAL | 3 | NA | NA | \Classifications\Building System Class\D30-HVAC Systems\D3030 - Cooling SYS\Chilled Water Pump - PCH | EQ-1004729
43-A1 | 43-A1 Hall of Justice (East) | 43-A1-D3090-114-CMP01 | Control Air Compressor - CMP01 | Challenge Air | AS07030086 | ES-100A | OM00032361 |  | Floor 7 Boiler Room | BX62 | NA | R-134a | NA | 208-230/460 | 2.5 | Electric | DNA | NA | NA | \Classifications\Building System Class\D30-HVAC Systems\D3090 - Other HVAC Systems and Equipment\Air Compressor - CMP | EQ-1004730
43-A1 | 43-A1 Hall of Justice (East) | 43-A1-D3090-220-CMD01 | Air Dryer - CMD01 | Sylvan Palatek | HG010A1150610026 | PARG 10 | OM00018854 | DNA | Floor 7 Boiler Room | NA | NA | R-134a | NA | 110 | 2.52 | ELECTRICAL | 3 | NA | NA | \Classifications\Building System Class\D30-HVAC Systems\D3090 - Other HVAC Systems and Equipment\Compressed Air Dryer - CMD | EQ-1004731
43-A1 | 43-A1 Hall of Justice (East) | 43-A1-D2040-100-PSU01 | Pump, Sump or Duplex - PSU01 | Paco | v | DNA | OM00018831 |  | Basement Sewage Pump | NA | NA | NA | 3 | 230/460 | 10.5/5.25 | ELECTRICAL | 3 | NA | NA | \Classifications\Building System Class\D20-Plumbing\D2040 - Rain Drain\Sump Pump - PSU | EQ-1004732
43-A1 | 43-A1 Hall of Justice (East) | 43-A1-D2030-410-PMS03 | Pump Ejector Sewage - PMS03 | Paco | 61031B-1 | V3F OOC66053 | OM00032366 | DNA | Fire Pump Room | NA | NA | NA | 5 | 230/460 | 14/7 | ELECTRICAL | 3 | NA | NA | \Classifications\Building System Class\D20-Plumbing\D2030 - Sani Waste\Sewage Ejector Pump - PMS | EQ-1004734
43-A1 | 43-A1 Hall of Justice (East) | 43-A1-D2030-410-PMS04 | Pump Ejector Sewage - PMS04 | Paco | 61031B-2 | V3F OOC66053 | OM00032367 | DNA | Basement Fire Pump Room | NA | NA | NA | 5 | 230/460 | 14/7 | ELECTRICAL | 3 | NA | NA | \Classifications\Building System Class\D20-Plumbing\D2030 - Sani Waste\Sewage Ejector Pump - PMS | EQ-1004735
43-A1 | 43-A1 Hall of Justice (East) | 43-A1-D4031-100-FEX54 | Fire Extinguisher - FEX54 | NA | NA | 5MB-6H | OM00043645 |  | Multiple | NA | NA | NA | NA | NA | NA | NA | NA | NA | NA | \Classifications\Building System Class\D40-Fire Protection SYS\D4030 - FIRE SPEC\Fire Extinguisher - FEX | EQ-1005019
43-A1 | 43-A1 Hall of Justice (East) | 43-A1-D5092-210-GEN01 | Emergency Standby Generator - GEN01 | Kohler | 855G4 | NT855G4 | OM00019305 | DNA | generator room | NA | NA | NA | 375 | 480 | 400 | Diesel | 3 | NA | NA | \Classifications\Building System Class\D50-Electrical SYS\D5090 - Elec SYS\Emergency Generator - GEN | EQ-1005020
43-A1 | 43-A1 Hall of Justice (East) | 43-A1-D4022-210-FSG01 | Fire Pump | A-C Fire Pump Systems | 01-035146-01-01/QX1119 | 8100 | OM00019311 | DNA | SUB-BASEMENT | NA | NA | NA | 125 | 480 | 148 | ELECTRIC | 3 | NA | NA | \Classifications\Building System Class\D40-Fire Protection SYS\D4020 - Stand Pipe\Pump,Fire,Electric Motor Driven - FSG | EQ-1005021
43-A1 | 43-A1 Hall of Justice (East) | 43-A1-B2010-100-BLD01 | Building Structure BLD01 | NA | NA | NA | OM00043651 | CUPA PT0478813 | NA | NA | NA | NA | NA | NA | NA | NA | NA | NA | NA | \Classifications\Building System Class\B20-General Building Exterior\B2010 - Exterior Walls\Building - BLD | EQ-1007371
43-A1 | 43-A1 Hall of Justice (East) | 43-A1-B3010-100-RUF01 | Roof - RUF01 | NA | NA | NA | OM00043650 |  | NA | NA | NA | NA | NA | NA | NA | NA | NA | NA | NA | \Classifications\Building System Class\B30-Roofing\B3010 - Roof Types\Roof - RUF | EQ-1007548
43-A1 | 43-A1 Hall of Justice (East) | 43-A1-C1020-110-FRD30 | Fire Doors Sliding (Fire Curtain) - FRD30 | Atlas | 440886 | NA | OM00019392 | DNA | Floor 6 Dept 41 Holding Area | NA | NA | NA | NA | DNA |  | Electric | DNA |  |  | \Classifications\Building System Class\C10-General Building Interior\C1020 - Fire Doors\Fire Doors - FRD | 1008860
43-A1 | 43-A1 Hall of Justice (East) | 43-A1-D1010-100-ELE01 | Elevator,Electric,Pass/Freight, - ELE01 Conveyance # 096601 | Dover | 10590010902 | T3 Travelomatic III | OM00018866 | State ID# 096601 | elevator room | NA | NA | NA | 27 | 267 DC | 85 | Electric | 1 | NA | NA | \Classifications\Building System Class\D10-Conveyance Systems\D1010 - Elevator\Elevator,Electric,Pass/Freight - ELE | 1008861
43-A1 | 43-A1 Hall of Justice (East) | 43-A1-D1010-100-ELE02 | Elevator,Electric,Pass/Freight - ELE02 Conveyance # 096602 | Dover | 10590010901 | T3 Travelomatic III | OM00018867 | State ID# 096602 | elevator room | NA | NA | NA | 27 | 267 DC | 85 | Electric | 1 | NA | NA | \Classifications\Building System Class\D10-Conveyance Systems\D1010 - Elevator\Elevator,Electric,Pass/Freight - ELE | 1008862
43-A1 | 43-A1 Hall of Justice (East) | 43-A1-D1010-100-ELE03 | Elevator,Electric,Pass/Freight - ELE03 Conveyance # 096603 | Dover | 10590011001 | T3 Travelomatic III | OM00018868 | State ID# 096603 | elevator room | NA | NA | NA | 27 | 267 DC | 85 | Electric | 1 | NA | NA | \Classifications\Building System Class\D10-Conveyance Systems\D1010 - Elevator\Elevator,Electric,Pass/Freight - ELE | 1008863
43-A1 | 43-A1 Hall of Justice (East) | 43-A1-D1010-100-ELE04 | Elevator,Electric,Pass/Freight - ELE04 Conveyance # 096604 | Dover | BAY 359 10590011005 | TAC-50104 | OM00019394 | State ID# 096604 | elevator room | NA | NA | NA | 27 | 267 DC | 85 | Electric | 1 | NA | NA | \Classifications\Building System Class\D10-Conveyance Systems\D1010 - Elevator\Elevator,Electric,Pass/Freight - ELE | 1008864
43-A1 | 43-A1 Hall of Justice (East) | 43-A1-D1010-100-ELE05 | Elevator,Electric,Pass/Freight - ELE05 Conveyance # 096605 | Dover | CA70-18 10590011002 | Composite | OM00018869 | State ID# 096605 | Penthouse | NA | NA | NA | 27 | 267 DC | 85 | Electric | 1 | NA | NA | \Classifications\Building System Class\D10-Conveyance Systems\D1010 - Elevator\Elevator,Electric,Pass/Freight - ELE | 1008865
43-A1 | 43-A1 Hall of Justice (East) | 43-A1-D1010-100-ELE06 | Elevator,Electric,Pass/Freight - ELE06 Conveyance # 096771 | Dover | CA70-19 | Composite | OM00019393 | State ID# 096771 | Penthouse | NA | NA | NA | 27 | 267 DC | 85 | Electric | 1 | NA | NA | \Classifications\Building System Class\D10-Conveyance Systems\D1010 - Elevator\Elevator,Electric,Pass/Freight - ELE | 1008866
43-A1 | 43-A1 Hall of Justice (East) | 43-A1-D1010-100-ELE07 | Elevator,Electric,Pass/Freight - ELE07 Conveyance # 096600 | Dover | CA70-20 10590011004 | Composite | OM00018871 | State ID# 096600 | Penthouse | NA | NA | NA | 27 | 267 DC | 85 | Electric | 1 | NA | NA | \Classifications\Building System Class\D10-Conveyance Systems\D1010 - Elevator\Elevator,Electric,Pass/Freight - ELE | 1008867
43-A1 | 43-A1 Hall of Justice (East) | 43-A1-D1013-310-WCL01 | Wheelchair Lift - WCL01 - non-op | American Star Chair Corp. | AD590 IL 089 75389LA | DNA | OM00019076 | "none" | DNA | DNA | NA | NA | DNA | DNA | DNA | Electric | 3 | NA | NA | \Classifications\Building System Class\D10-Conveyance Systems\D1010 - Elevator\Wheelchair Lift - WCL | 1008868
43-A1 | 43-A1 Hall of Justice (East) | 43-A1-D2017-100-SHW03 | Eye Washes & Emergency Showers - SHW03 | Haws | DNA | DNA | OM00019062 | DNA | Chiller Room | NA | NA | NA | NA | NA | NA | NA | NA | NA | NA | \Classifications\Building System Class\D20-Plumbing\D2010 - Plumb Fix\Showers - SHW | 1008869
43-A1 | 43-A1 Hall of Justice (East) | 43-A1-D2023-310-HWP01 | Domestic Hot Water Circulating Pump - HWP01 | Paco | 9004 | G4HAE | OM00043563 | DNA | Boiler Room | NA | NA | NA | DNA | NA | NA | NA | NA | NA | NA | \Classifications\Building System Class\D20-Plumbing\D2020 - Domestic Water\Domestic Hot Water Circulating Pump - HWP | 1008870
43-A1 | 43-A1 Hall of Justice (East) | 43-A1-D2023-310-WBS01 | Domestic Water Booster Pump - WBS01 | Paco | OCC11128 | VM 40-2 | OM00020087 | DNA | Fire Pump Room | NA | NA | NA | 5 | 230/460 | 18/9 | Electric | 3 | NA | NA | \Classifications\Building System Class\D20-Plumbing\D2020 - Domestic Water\Domestic Water Booster System - WBS | 1008872
43-A1 | 43-A1 Hall of Justice (East) | 43-A1-D2023-310-WBS02 | Domestic Water Booster Pump - WBS02 | Paco | OCC11129 | VM 80-2 | OM00020088 | DNA | Fire Pump Room | NA | NA | NA | 7.5 | 230/460 | 18/9 | Electric | 3 | NA | NA | \Classifications\Building System Class\D20-Plumbing\D2020 - Domestic Water\Domestic Water Booster System - WBS | 1008873
43-A1 | 43-A1 Hall of Justice (East) | 43-A1-D3020-100-HET01 | Deaerator Tank - HET01 | Extrol | 3385 | 3ASL | OM00032362 |  | Boiler Room | NA | NA | NA | NA | NA | NA | NA | NA | NA | NA | \Classifications\Building System Class\D30-HVAC Systems\D3020 - Heat SYS\Heater Water Expansion Tank - HET | 1008875
43-A1 | 43-A1 Hall of Justice (East) | 43-A1-D3020-100-HET02 | Deaerator Tank - HET02 | Extrol | 31155 | AX-120V-SG | OM00020919 | DNA | Boiler Room | NA | NA | NA | NA | NA | NA | NA | NA | NA | NA | \Classifications\Building System Class\D30-HVAC Systems\D3020 - Heat SYS\Heater Water Expansion Tank - HET | 1008876
43-A1 | 43-A1 Hall of Justice (East) | 43-A1-D3050-310-HPU06 | Heat Pump,Air Cooled - HPU06 | Bard | DNA | DNA | OM00019301 |  | upper roof | DNA | 32x28x1 | R-22 | DNA | DNA | NA | Electric | DNA | DNA | DNA | \Classifications\Building System Class\D30-HVAC Systems\D3050 - Package SYS\Heat Pump,Air Cooled - HPU | 1008881
43-A1 | 43-A1 Hall of Justice (East) | 43-A1-D3050-310-HPU07 | Heat Pump,Air Cooled - HPU07 | Bard | DNA | DNA | OM00019303 | DNA | upper roof | DNA | 32x28x1 | R-22 | DNA | DNA | NA | Electric | DNA | DNA | DNA | \Classifications\Building System Class\D30-HVAC Systems\D3050 - Package SYS\Heat Pump,Air Cooled - HPU | 1008882
43-A1 | 43-A1 Hall of Justice (East) | 43-A1-D3042-220-EFN01 | Exhaust Fan (over 5hp)- EFN01 | Loren Cook Co. | DNA | DNA | OM00019277 | DNA | By cooling tower | NA | NA | NA | DNA | 460 | DNA | Electric | 3 | NA | NA | \Classifications\Building System Class\D30-HVAC Systems\D3040 - Distribution SYS\Supply/Exhaust/Return fans- FAN | 1008883
43-A1 | 43-A1 Hall of Justice (East) | 43-A1-D3050-310-HPU01 | Heat Pump,Air Cooled - HPU01 | Bard | DNA | DNA | OM00019298 | DNA | roof outside 708 | NA | 14x30x1 | R-22 | DNA | 460 | NA | Electric | 3 | DNA | DNA | \Classifications\Building System Class\D30-HVAC Systems\D3050 - Package SYS\Heat Pump,Air Cooled - HPU | 1008884
43-A1 | 43-A1 Hall of Justice (East) | 43-A1-D3050-310-HPU02 | Heat Pump,Air Cooled - HPU02 | Bard | DNA | DNA | OM00019297 | DNA | roof outside 708 | NA | 14x30x1 | R-22 | DNA | 460 | NA | Electric | 3 | DNA | DNA | \Classifications\Building System Class\D30-HVAC Systems\D3050 - Package SYS\Heat Pump,Air Cooled - HPU | 1008885
43-A1 | 43-A1 Hall of Justice (East) | 43-A1-D3050-310-HPU03 | Heat Pump,Air Cooled - HPU03 | Bard | DNA | DNA | OM00019300 |  | upper roof | NA | 32x28x1 | R-22 | DNA | 460 | NA | Electric | 3 | DNA | DNA | \Classifications\Building System Class\D30-HVAC Systems\D3050 - Package SYS\Heat Pump,Air Cooled - HPU | 1008886
43-A1 | 43-A1 Hall of Justice (East) | 43-A1-D2023-100-BFP01 | Backflow Preventer - BFP01 domestic hot water to expansion tank | Febco | 801287 | 825Y | OM00019276 |  | Boiler Room | NA | NA | NA | NA | NA | NA | NA | NA | NA | NA | \Classifications\Building System Class\D20-Plumbing\D2020 - Domestic Water\Backflow Preventer - BFP | 1008889
43-A1 | 43-A1 Hall of Justice (East) | 43-A1-D2023-100-BFP02 | Backflow Preventer - BFP02 | Febco | AA6558 | 825Y | OM00018813 |  | south side of building | NA | NA | NA | NA | NA | NA | NA | NA | NA | NA | \Classifications\Building System Class\D20-Plumbing\D2020 - Domestic Water\Backflow Preventer - BFP | 1008890
43-A1 | 43-A1 Hall of Justice (East) | 43-A1-D2023-100-BFP03 | Backflow Preventer - BFP03 Cooling tower make-up water | Febco | A00049 | 880U | OM00019278 |  | roof by cooling tower | NA | NA | NA | NA | NA | NA | NA | NA | NA | NA | \Classifications\Building System Class\D20-Plumbing\D2020 - Domestic Water\Backflow Preventer - BFP | 1008891
43-A1 | 43-A1 Hall of Justice (East) | 43-A1-D4010-150-FMS01 | System Extinguishing,Wet Pipe - FMS01 | DNA | NA | NA | OM00019312 | DNA | Fire Pump Room | NA | NA | NA | NA | NA | NA | NA | NA | NA | NA | \Classifications\Building System Class\D40-Fire Protection SYS\D4010 - Sprinkler SYS\Fire Systems, stand pipes - FMS | 1008892
43-A1 | 43-A1 Hall of Justice (East) | 43-A1-D5010-200-ESD01 | Main Electrical Panel - SBR01 | General Electric | DNA | DNA | OM00019307 |  | main electrical room | NA | NA | NA | NA | 480/277 | 65,000 | Electric | 3 | NA | NA | \Classifications\Building System Class\D50-Electrical SYS\D5010 - Elec Service & Dist\Electical Service and Distribution - ESD | 1008893
43-A1 | 43-A1 Hall of Justice (East) | 43-A1-D5010-234-ATS01 | Automatic Transfer Switch - ATS01 | Asco Automatic Switch Co. | 990174 | E940360097XC | OM00019304 |  | generator room | NA | NA | NA | NA | 480/277 | 600 | Electric | DNA | NA | NA | \Classifications\Building System Class\D50-Electrical SYS\D5010 - Elec Service & Dist\Automatic Transfer Switch - ATS | 1008894
43-A1 | 43-A1 Hall of Justice (East) | 43-A1-D5011-240-TRN01 | Transformer - TRN01 | MGM Transformer | 90-3-36072 | AC378-X0110 | OM00019308 |  | main electrical room | NA | NA | NA | NA | 12,470-480/277 | DNA | Electric | 3 | NA | NA | \Classifications\Building System Class\D50-Electrical SYS\D5010 - Elec Service & Dist\Transformer - TRN | 1008896
43-A1 | 43-A1 Hall of Justice (East) | 43-A1-D3060-100-RDS01 | Refrigerant Leak Detection System - RDS01 | Bacharach | MV1013 | 3015-4200 | OM00032360 | DNA | hall outside Chiller Room | NA | NA | NA | NA | 100-240 | DNA | Electric | 1 | NA | NA | \Classifications\Building System Class\D30-HVAC Systems\D3060 - Control & Inst Air\Refrigerant Leak Detection System - RDS | 1008897
43-A1 | 43-A1 Hall of Justice (East) | 43-A1-D5037-710-FAP01 | Fire Alarm Panel - FAP01 | Radionics | DNA | Radionics 7212 | OM00019313 | DNA | security work station | NA | NA | NA | NA | DNA | DNA | Electric | 1 | NA | NA | \Classifications\Building System Class\D50-Electrical SYS\D5030 - Comm & Security\Fire Alarm Panel - FAP | 1008898
43-A1 | 43-A1 Hall of Justice (East) | 43-A1-G2023-150-PEG01 | Secured Parking Gate - PEG01 | DKS Door King | 2938 | 9150-080 | OM00019314 | DNA | East parking lot | DNA | NA | NA | DNA | DNA | DNA | Electric | DNA | NA | NA | \Classifications\Building System Class\G20-Other Systems\G2020 - Parking Lots\Secured Parking Gate - PEG | 1008899
43-A1 | 43-A1 Hall of Justice (East) | 43-A1-G3010-210-PWT01 | Potable Water Storage Tank- PWT01 | Reco | T-15999 | DNA | OM00020928 | DNA | Fire Pump Room | NA | NA | NA | NA | NA | NA | NA | NA | NA | NA | \Classifications\Building System Class\G30-Site Mechanical Utilities\G3010 - Water Supply\Potable Water Storage Tank - PWT | 1008900
43-A1 | 43-A1 Hall of Justice (East) | 43-A1-G3063-100-DAT01 | Fuel Storage Day Tank - DAT01 | Pryco | 9912190 | PY-275-UL | OM00019306 | DNA | generator room | NA | NA | NA | NA | NA | NA | Diesel | NA | NA | NA | \Classifications\Building System Class\G30-Site Mechanical Utilities\G3060 - Fuel Distribution\Tank, Fuel Storage Day - DAT | 1008901
43-A1 | 43-A1 Hall of Justice (East) | 43-A1-D3012-120-GMR01 | Gas Meter Readings - GMR01 | Mercury | DNA | DNA | OM00043557 | DNA | By parking gate SE corner | NA | NA | NA | NA | NA | NA | Gas | NA | NA | NA | \Classifications\Building System Class\D30-HVAC Systems\D3010 - Energy Supply\Gas Meter Readings - GMR | 1008903
43-A1 | 43-A1 Hall of Justice (East) | 43-A1-D2020-130-WMR01 | Water Meter Readings - WMR01 | DNA | DNA | DNA | OM00043652 | DNA | North Sidewalk | NA | NA | NA | NA | NA | NA | NA | NA | NA | NA | \Classifications\Building System Class\D20-Plumbing\D2020 - Domestic Water\Water Meter Readings - WMR | 1008904
43-A1 | 43-A1 Hall of Justice (East) | 43-A1-G2050-200-LSC01 | Landscaping - LSC01 | DNA | DNA | DNA | OM00043648 | DNA | DNA | NA | NA | NA | DNA | DNA | DNA | Electric | DNA | NA | NA | \Classifications\Building System Class\G20-Other Systems\G2050 - Landscaping\Landscaping - LSC | 1008906
43-A1 | 43-A1 Hall of Justice (East) | 43-A1-D5092-250-ELT09 | Exterior Lighting - ELT09 | DNA | DNA | DNA | OM00043647 | DNA | building perimeter | NA | NA | NA | NA | DNA | DNA | Electric | DNA | NA | NA | \Classifications\Building System Class\D50-Electrical SYS\D5090 - Elec SYS\Exterior Lighting - ELT | 1008907
43-A1 | 43-A1 Hall of Justice (East) | 43-A1-G2049-300-HSC02 | Hardscape - HSC02 | DNA | DNA | DNA | OM00043649 | DNA | south side of building | NA | NA | NA | NA | NA | NA | NA | NA | NA | NA | \Classifications\Building System Class\G20-Other Systems\G2040 - Site Development\Hardscape - HSC | 1008908
43-A1 | 43-A1 Hall of Justice (East) | 43-A1-D2017-100-SHW02 | Eye Washes & Emergency Showers - SHW02 | Haws | DNA | DNA | OM00019061 | DNA | Roof, By cooling tower | NA | NA | NA | NA | NA | NA | NA | NA | NA | NA | \Classifications\Building System Class\D20-Plumbing\D2010 - Plumb Fix\Showers - SHW | 1010264
43-A1 | 43-A1 Hall of Justice (East) | 43-A1-D2017-100-SHW01 | Eye Washes & Emergency Showers - SHW01 | Haws | DNA | DNA | OM00019275 | DNA | Penthouse mechanical room | NA | NA | NA | NA | NA | NA | NA | NA | NA | NA | \Classifications\Building System Class\D20-Plumbing\D2010 - Plumb Fix\Showers - SHW | 1010265
43-A1 | 43-A1 Hall of Justice (East) | 43-A1-D2040-100-PSU02 | Pump, Sump or Duplex - PSU02 | Paco | DNA | DNA | OM00018832 | DNA | Basement Storm Pump | NA | NA | NA | 3 | 230 | 9/4.5 | ELECTRICAL | 3 | NA | NA | \Classifications\Building System Class\D20-Plumbing\D2040 - Rain Drain\Sump Pump - PSU | 1010296
43-A1 | 43-A1 Hall of Justice (East) | 43-A1-D1013-310-WCL02 | Wheelchair Lift - WCL02 -non-op | American Star Chair Corp. | A0590 IL 089 75388LA | DNA | OM00020114 | "none" | courtroom | DNA | NA | NA | DNA | DNA | DNA | Electric | DNA | NA | NA | \Classifications\Building System Class\D10-Conveyance Systems\D1010 - Elevator\Wheelchair Lift - WCL | 1010301
43-A1 | 43-A1 Hall of Justice (East) | 43-A1-D1013-310-WCL03 | Wheelchair Lift - WCL03-non-op | American Star Chair Corp. | A0490 IL 089 75383LA | DNA | OM00020115 | "none" | courtroom | DNA | NA | NA | DNA | DNA | DNA | Electric | DNA | NA | NA | \Classifications\Building System Class\D10-Conveyance Systems\D1010 - Elevator\Wheelchair Lift - WCL | 1010302
43-A1 | 43-A1 Hall of Justice (East) | 43-A1-D1013-310-WCL04 | Wheelchair Lift - WCL04-non-op | American Star Chair Corp. | A0490 IL 089 75379LA | DNA | OM00020116 | "none" | courtroom | DNA | NA | NA | DNA | DNA | DNA | Electric | DNA | NA | NA | \Classifications\Building System Class\D10-Conveyance Systems\D1010 - Elevator\Wheelchair Lift - WCL | 1010303
43-A1 | 43-A1 Hall of Justice (East) | 43-A1-D1013-310-WCL05 | Wheelchair Lift - WCL05-non-op | American Star Chair Corp. | A0790 IL 089 75419LA | DNA | OM00020117 | "none" | courtroom | DNA | NA | NA | DNA | DNA | DNA | Electric | DNA | NA | NA | \Classifications\Building System Class\D10-Conveyance Systems\D1010 - Elevator\Wheelchair Lift - WCL | 1010304
43-A1 | 43-A1 Hall of Justice (East) | 43-A1-D1013-310-WCL06 | Wheelchair Lift - WCL06-non-op | American Star Chair Corp. | A0790 IL 089 75422LA | DNA | OM00020118 | "none" | courtroom | DNA | NA | NA | DNA | DNA | DNA | Electric | DNA | NA | NA | \Classifications\Building System Class\D10-Conveyance Systems\D1010 - Elevator\Wheelchair Lift - WCL | 1010305
43-A1 | 43-A1 Hall of Justice (East) | 43-A1-D1013-310-WCL07 | Wheelchair Lift - WCL07-non-op | American Star Chair Corp. | A0490 IL 089 75386LA | DNA | OM00004880 | "none" | courtroom | DNA | NA | NA | DNA | DNA | DNA | Electric | DNA | NA | NA | \Classifications\Building System Class\D10-Conveyance Systems\D1010 - Elevator\Wheelchair Lift - WCL | 1010306
43-A1 | 43-A1 Hall of Justice (East) | 43-A1-D1013-310-WCL08 | Wheelchair Lift - WCL08-non-op | American Star Chair Corp. | DNA | DNA | OM00004881 | "none" | courtroom | DNA | NA | NA | DNA | DNA | DNA | Electric | DNA | NA | NA | \Classifications\Building System Class\D10-Conveyance Systems\D1010 - Elevator\Wheelchair Lift - WCL | 1010307
43-A1 | 43-A1 Hall of Justice (East) | 43-A1-D1013-310-WCL09 | Wheelchair Lift - WCL09-non-op | American Star Chair Corp. | A0490 IL 089 75377LA | DNA | OM00004882 | "none" | courtroom | DNA | NA | NA | DNA | DNA | DNA | Electric | DNA | NA | NA | \Classifications\Building System Class\D10-Conveyance Systems\D1010 - Elevator\Wheelchair Lift - WCL | 1010308
43-A1 | 43-A1 Hall of Justice (East) | 43-A1-D1013-310-WCL10 | Wheelchair Lift - WCL10-non-op | American Star Chair Corp. | A0790 IL 089 75421LA | DNA | OM00004883 | "none" | courtroom | DNA | NA | NA | DNA | DNA | DNA | Electric | DNA | NA | NA | \Classifications\Building System Class\D10-Conveyance Systems\D1010 - Elevator\Wheelchair Lift - WCL | 1010309
43-A1 | 43-A1 Hall of Justice (East) | 43-A1-D1013-310-WCL11 | Wheelchair Lift - WCL11-non-op | American Star Chair Corp. | A0790 IL 089 75420LA | DNA | OM00004884 | "none" | courtroom | DNA | NA | NA | DNA | DNA | DNA | Electric | DNA | NA | NA | \Classifications\Building System Class\D10-Conveyance Systems\D1010 - Elevator\Wheelchair Lift - WCL | 1010310
43-A1 | 43-A1 Hall of Justice (East) | 43-A1-D1013-310-WCL12 | Wheelchair Lift - WCL12-non-op | American Star Chair Corp. | A0490 IL 089 75378LA | DNA | OM00020113 | "none" | courtroom | DNA | NA | NA | DNA | DNA | DNA | Electric | DNA | NA | NA | \Classifications\Building System Class\D10-Conveyance Systems\D1010 - Elevator\Wheelchair Lift - WCL | 1010311
43-A1 | 43-A1 Hall of Justice (East) | 43-A1-D1013-310-WCL13 | Wheelchair Lift - WCL13-non-op | American Star Chair Corp. | A0490 IL 089 75380LA | DNA | OM00004874 | "none" | courtroom | DNA | NA | NA | DNA | DNA | DNA | Electric | DNA | NA | NA | \Classifications\Building System Class\D10-Conveyance Systems\D1010 - Elevator\Wheelchair Lift - WCL | 1010312
43-A1 | 43-A1 Hall of Justice (East) | 43-A1-D1013-310-WCL14 | Wheelchair Lift - WCL14-non-op | American Star Chair Corp. | A0490 IL 089 75376LA | DNA | OM00004875 | "none" | courtroom | DNA | NA | NA | DNA | DNA | DNA | Electric | DNA | NA | NA | \Classifications\Building System Class\D10-Conveyance Systems\D1010 - Elevator\Wheelchair Lift - WCL | 1010313
43-A1 | 43-A1 Hall of Justice (East) | 43-A1-D1013-310-WCL15 | Wheelchair Lift - WCL15-non-op | American Star Chair Corp. | A0590 IL 089 75390LA | DNA | OM00004876 | "none" | courtroom | DNA | NA | NA | DNA | DNA | DNA | Electric | DNA | NA | NA | \Classifications\Building System Class\D10-Conveyance Systems\D1010 - Elevator\Wheelchair Lift - WCL | 1010314
43-A1 | 43-A1 Hall of Justice (East) | 43-A1-D1013-310-WCL16 | Wheelchair Lift - WCL16-non-op | American Star Chair Corp. | A0590 IL 089 75391LA | DNA | OM00004877 | "none" | courtroom | DNA | NA | NA | DNA | DNA | DNA | Electric | DNA | NA | NA | \Classifications\Building System Class\D10-Conveyance Systems\D1010 - Elevator\Wheelchair Lift - WCL | 1010315
43-A1 | 43-A1 Hall of Justice (East) | 43-A1-D1013-310-WCL17 | Wheelchair Lift - WCL17-non-op | American Star Chair Corp. | A0490 IL 089 75382LA | DNA | OM00004878 | "none" | courtroom | DNA | NA | NA | DNA | DNA | DNA | Electric | DNA | NA | NA | \Classifications\Building System Class\D10-Conveyance Systems\D1010 - Elevator\Wheelchair Lift - WCL | 1010316
43-A1 | 43-A1 Hall of Justice (East) | 43-A1-D1013-310-WCL18 | Wheelchair Lift - WCL18-non-op | American Star Chair Corp. | A0490 IL 089 75381LA | DNA | OM00004879 | "none" | FLoor 3, courtroom | DNA | NA | NA | DNA | DNA | DNA | Electric | DNA | NA | NA | \Classifications\Building System Class\D10-Conveyance Systems\D1010 - Elevator\Wheelchair Lift - WCL | 1010317
43-A1 | 43-A1 Hall of Justice (East) | 43-A1-D3031-130-CLR03 | Chiller,Water Cooled - CLR03 Replaces retired asset 43-A1-D3035-130-CLR01 | MULTISTACK | DNA | MS80T 1 H2W3-R134A | OM00028629 | DNA | Floor 7 Chiller Room |  |  | R-134a | NA | 460 | 96 | ELECTRIC | 3 |  |  | \Classifications\Building System Class\D30-HVAC Systems\D3030 - Cooling SYS\Chiller, Water Cooled - CLR | 1011556
43-A1 | 43-A1 Hall of Justice (East) | 43-A1-D3031-130-CLR04 | Chiller,Water Cooled - CLR04 | MULTISTACK | DNA | MS80T 1 H2W3-R134A | OM00028630 | DNA | Floor 7 Chiller Room |  |  | R-134a | NA | 460 | 96 | ELECTRIC | 3 |  |  | \Classifications\Building System Class\D30-HVAC Systems\D3030 - Cooling SYS\Chiller, Water Cooled - CLR | 1011557
43-A1 | 43-A1 Hall of Justice (East) | 43-A1-D3020-100-HET03 | Deaerator Tank - DTK03 | Extrol | 89-17992 | AX-40 SG | OM00020929 |  | By door to roof | NA | NA | NA | NA | NA | NA | NA | NA | NA | NA | \Classifications\Building System Class\D30-HVAC Systems\D3020 - Heat SYS\Heater Water Expansion Tank - HET | 1013591
43-A1 | 43-A1 Hall of Justice (East) | 43-A1-D3044-125-PHW03 | Hot Water Pump, Boiler - PHW03 | Bell & Gossett | PH009094 A | 3X7 5.125 BF | OM00028635 | HWP-1 | Boiler Room | NA | NA | NA | 1.5 | 230/460 | 4.4/2.2 | electric | 3 | NA | NA | \Classifications\Building System Class\D30-HVAC Systems\D3040 - Distribution SYS\Hot Water Pump - PHW | 1013592
43-A1 | 43-A1 Hall of Justice (East) | 43-A1-D3044-125-PHW04 | Hot Water Pump, Boiler - PHW04 | Bell & Gossett | PH009094 B | 3X7 5.125 BF | OM00028631 | HWP-2 | Boiler Room | NA | NA | NA | 1.5 | 230/460 | 4.4/2.2 | electric | 3 | NA | NA | \Classifications\Building System Class\D30-HVAC Systems\D3040 - Distribution SYS\Hot Water Pump - PHW | 1013593
43-A1 | 43-A1 Hall of Justice (East) | 43-A1-D3021-130-BLR03 | Boiler,Hot Water,Oil/Gas/Comb. - BLR03 | Patterson-Kelley | FY36-10-34889 | N1500 MFD | OM00032368 |  | Boiler Room | NA | NA | NA | NA | 240 | 12 | Natural gas | 1 | 1500000 | 1275000 | \Classifications\Building System Class\D30-HVAC Systems\D3020 - Heat SYS\Boiler,Hot Water,Oil/Gas/Comb. - BLR | 1013594
43-A1 | 43-A1 Hall of Justice (East) | 43-A1-D3021-130-BLR04 | Boiler,Hot Water,Oil/Gas/Comb. - BLR04 | Patterson-Kelley | FY39-10-34939 | N1500 MFD | OM00032369 |  | Boiler Room | NA | NA | NA | NA | 240 | 12 | Natural Gas | 1 | 1500000 | 1275000 | \Classifications\Building System Class\D30-HVAC Systems\D3020 - Heat SYS\Boiler,Hot Water,Oil/Gas/Comb. - BLR | 1013595
43-A1 | 43-A1 Hall of Justice (East) | 43-A1-D3030-310-CTF01 | Cooling Tower Sand Filter - CTF01 | Lakos | 92688-001 | TCI-0100-CMBV | OM00028646 |  | By cooling tower | NA | NA | NA | 5 | 208-230/460 | 14.5-13.1/6.55 | electric | 3 | NA | NA | \Classifications\Building System Class\D30-HVAC Systems\D3030 - Cooling SYS\Cooling Tower Filter - CTF | 1013596
43-A1 | 43-A1 Hall of Justice (East) | 43-A1-D3042-220-EFN05 | Exhaust Fan (over 5hp)- EFN05 | Trane | L89J03157 | 24B-9-1HC | OM00032364 |  | Outside exhaust fan room | NA | NA | NA | 1.5 | 208-230/460 | 4.6-4.2/2.1 | electric | 3 | NA | NA | \Classifications\Building System Class\D30-HVAC Systems\D3040 - Distribution SYS\Supply/Exhaust/Return fans- FAN | 1013597
43-A1 | 43-A1 Hall of Justice (East) | 43-A1-D4022-210-JPM01 | Jockey Pump - JPM01 | Grundfos | F190 | 556861-373 | OM00032365 |  | Fire Pump Room | NA | NA | NA | 2 | 230/460 | 5.6/2.8 | electric | DNA | NA | NA | \Classifications\Building System Class\D40-Fire Protection SYS\D4020 - Stand Pipe\Jockey Pump - JPM | 1013598
43-A1 | 43-A1 Hall of Justice (East) | 43-A1-D2023-100-BFP04 | Backflow Preventer - BFP04 Domestic Water Supply | Febco | N0610170656 | 880VRP | OM00018999 | Acct#: 8351610000 Meter#: 98821636/9881637 | Outside | NA | NA | NA | NA | NA | NA | NA | NA | NA | NA | \Classifications\Building System Class\D20-Plumbing\D2020 - Domestic Water\Backflow Preventer - BFP | 1016852
43-A1 | 43-A1 Hall of Justice (East) | 43-A1-D2023-100-BFP05 | Backflow Preventer - BFP05 Domestic Water Supply | Febco | N0611210143 | 880VRP | OM00019000 | Acct#: 8351610000 Meter#: 98821636/9881637 | Outside | NA | NA | NA | NA | NA | NA | NA | NA | NA | NA | \Classifications\Building System Class\D20-Plumbing\D2020 - Domestic Water\Backflow Preventer - BFP | 1016853
43-A1 | 43-A1 Hall of Justice (East) | 43-A1-C1020-110-FRD01 | Fire Doors Sliding (Fire Curtain) - FRD01 | Atlas | DNA | DNA | OM00019401 |  | Basement Generator Room | NA | NA | NA | NA | NA | DNA | Electric |  |  |  | \Classifications\Building System Class\C10-General Building Interior\C1020 - Fire Doors\Fire Doors - FRD | 1017892
43-A1 | 43-A1 Hall of Justice (East) | 43-A1-C1020-110-FRD02 | Fire Doors Sliding (Fire Curtain) - FRD02 | Atlas | DNA | DNA | OM00019400 |  | Basement Generator Room | NA | NA | NA | NA | 120 | DNA | Electric | 1 |  |  | \Classifications\Building System Class\C10-General Building Interior\C1020 - Fire Doors\Fire Doors - FRD | 1017893
43-A1 | 43-A1 Hall of Justice (East) | 43-A1-C1020-110-FRD03 | Fire Doors Sliding (Fire Curtain) - FRD03 | Atlas | 440899 | DNA | OM00019402 |  | Basement WS#2 Dept 23 | NA | NA | NA | NA | 120 | DNA | Electric | 1 |  |  | \Classifications\Building System Class\C10-General Building Interior\C1020 - Fire Doors\Fire Doors - FRD | 1017894
43-A1 | 43-A1 Hall of Justice (East) | 43-A1-C1020-110-FRD04 | Fire Doors Sliding (Fire Curtain) - FRD04 | Atlas | 440900 | DNA | OM00019403 |  | Basement WS#3 Dept 24 | NA | NA | NA | NA | 120 | DNA | Electric | 1 |  |  | \Classifications\Building System Class\C10-General Building Interior\C1020 - Fire Doors\Fire Doors - FRD | 1017895
43-A1 | 43-A1 Hall of Justice (East) | 43-A1-C1020-110-FRD05 | Fire Doors Sliding (Fire Curtain) - FRD05 | Atlas | 001490 | DNA | OM00019404 |  | Floor 1 Lobby Stairwell | NA | NA | NA | NA | 120 | DNA |  | 1 |  |  | \Classifications\Building System Class\C10-General Building Interior\C1020 - Fire Doors\Fire Doors - FRD | 1017896
43-A1 | 43-A1 Hall of Justice (East) | 43-A1-C1020-110-FRD06 | Fire Doors Sliding (Fire Curtain) - FRD06 | Atlas | DNA | DNA | OM00019405 |  | Floor 1 Lobby Clerks Area | NA | NA | NA | NA | 120 | DNA | Electric | 1 |  |  | \Classifications\Building System Class\C10-General Building Interior\C1020 - Fire Doors\Fire Doors - FRD | 1017897
43-A1 | 43-A1 Hall of Justice (East) | 43-A1-C1020-110-FRD07 | Fire Doors Sliding (Fire Curtain) - FRD07 | Atlas | DNA | DNA | OM00019406 |  | Floor 1 Lobby Clerks Area | NA | NA | NA | NA | 120 | DNA | Electric | 1 |  |  | \Classifications\Building System Class\C10-General Building Interior\C1020 - Fire Doors\Fire Doors - FRD | 1017898
43-A1 | 43-A1 Hall of Justice (East) | 43-A1-C1020-110-FRD08 | Fire Doors Sliding (Fire Curtain) - FRD08 | Atlas | 440808 | DNA | OM00019407 |  | Floor 1 Lobby Clerks Area | NA | NA | NA | NA | 120 | DNA | Electric | 1 |  |  | \Classifications\Building System Class\C10-General Building Interior\C1020 - Fire Doors\Fire Doors - FRD | 1017899
43-A1 | 43-A1 Hall of Justice (East) | 43-A1-C1020-110-FRD09 | Fire Doors Sliding (Fire Curtain) - FRD09 | Atlas | DNA | DNA | OM00019408 |  | Floor 1 Lobby Clerks Area | NA | NA | NA | NA | 120 | DNA | Electric | 1 |  |  | \Classifications\Building System Class\C10-General Building Interior\C1020 - Fire Doors\Fire Doors - FRD | 1017900
43-A1 | 43-A1 Hall of Justice (East) | 43-A1-C1020-110-FRD12 | Fire Doors Sliding (Fire Curtain) - FRD12 | Atlas | 437589 | DNA | OM00019411 |  | Floor 2 Lobby Jury Check-In | NA | NA | NA | NA | NA | DNA | Electric |  |  |  | \Classifications\Building System Class\C10-General Building Interior\C1020 - Fire Doors\Fire Doors - FRD | 1017903
43-A1 | 43-A1 Hall of Justice (East) | 43-A1-C1020-110-FRD10 | Fire Doors Sliding (Fire Curtain) - FRD10 | Atlas | 237590 | DNA | OM00019409 |  | Floor 2 Lobby Interpreters Area | NA | NA | NA | NA | 120 | DNA | Electric | 1 |  |  | \Classifications\Building System Class\C10-General Building Interior\C1020 - Fire Doors\Fire Doors - FRD | 1017901
43-A1 | 43-A1 Hall of Justice (East) | 43-A1-C1020-110-FRD11 | Fire Doors Sliding (Fire Curtain) - FRD11 | Atlas | 440811 | DNA | OM00019410 |  | Floor 2 Lobby Interpreters Area | NA | NA | NA | NA | NA | DNA | Electric |  |  |  | \Classifications\Building System Class\C10-General Building Interior\C1020 - Fire Doors\Fire Doors - FRD | 1017902
43-A1 | 43-A1 Hall of Justice (East) | 43-A1-C1020-110-FRD13 | Fire Doors Sliding (Fire Curtain) - FRD13 | Atlas | 440910 | DNA | OM00019412 |  | Floor 2 Lobby Jury Check-In | NA | NA | NA | NA | NA | DNA | Electric |  |  |  | \Classifications\Building System Class\C10-General Building Interior\C1020 - Fire Doors\Fire Doors - FRD | 1017904
43-A1 | 43-A1 Hall of Justice (East) | 43-A1-C1020-110-FRD15 | Fire Doors Sliding (Fire Curtain) - FRD15 | Atlas | 440897 | DNA | OM00019414 |  | Floor 2 Dept 26 Holding Area | NA | NA | NA | NA | NA | DNA | Electric |  |  |  | \Classifications\Building System Class\C10-General Building Interior\C1020 - Fire Doors\Fire Doors - FRD | 1017906
43-A1 | 43-A1 Hall of Justice (East) | 43-A1-C1020-110-FRD16 | Fire Doors Sliding (Fire Curtain) - FRD16 | Atlas | DNA | DNA | OM00019415 |  | Floor 3 Dept 27 Holding Area | NA | NA | NA | NA | NA | DNA | Electric |  |  |  | \Classifications\Building System Class\C10-General Building Interior\C1020 - Fire Doors\Fire Doors - FRD | 1017907
43-A1 | 43-A1 Hall of Justice (East) | 43-A1-C1020-110-FRD14 | Fire Doors Sliding (Fire Curtain) - FRD14 | Atlas | 440810 | DNA | OM00019413 |  | Floor 2 Lobby Jury Check-In | NA | NA | NA | NA | NA | DNA | Electric |  |  |  | \Classifications\Building System Class\C10-General Building Interior\C1020 - Fire Doors\Fire Doors - FRD | 1017905
43-A1 | 43-A1 Hall of Justice (East) | 43-A1-C1020-110-FRD17 | Fire Doors Sliding (Fire Curtain) - FRD17 | Atlas | 40892 | DNA | OM00019416 |  | Floor 3 Dept 28 Holding Area | NA | NA | NA | NA | NA | DNA | Electric |  |  |  | \Classifications\Building System Class\C10-General Building Interior\C1020 - Fire Doors\Fire Doors - FRD | 1017908
43-A1 | 43-A1 Hall of Justice (East) | 43-A1-C1020-110-FRD19 | Fire Doors Sliding (Fire Curtain) - FRD19 | Atlas | 440901 | DNA | OM00019466 |  |  | NA | NA | NA | NA | NA | DNA | Electric |  |  |  | \Classifications\Building System Class\C10-General Building Interior\C1020 - Fire Doors\Fire Doors - FRD | 1017910
43-A1 | 43-A1 Hall of Justice (East) | 43-A1-C1020-110-FRD20 | Fire Doors Sliding (Fire Curtain) - FRD20 | Atlas | 440889 | DNA | OM00019467 |  | Floor 4 Dept 31 Holding Area | NA | NA | NA | NA | NA | DNA | Electric |  |  |  | \Classifications\Building System Class\C10-General Building Interior\C1020 - Fire Doors\Fire Doors - FRD | 1017911
43-A1 | 43-A1 Hall of Justice (East) | 43-A1-C1020-110-FRD22 | Fire Doors Sliding (Fire Curtain) - FRD22 | Atlas | 440890 | DNA | OM00019469 |  | Floor 4 Dept 33 Holding Area | NA | NA | NA | NA | NA | DNA | Electric |  |  |  | \Classifications\Building System Class\C10-General Building Interior\C1020 - Fire Doors\Fire Doors - FRD | 1017913
43-A1 | 43-A1 Hall of Justice (East) | 43-A1-C1020-110-FRD18 | Fire Doors Sliding (Fire Curtain) - FRD18 | Atlas | 440893 | DNA | OM00019465 |  |  | NA | NA | NA | NA | NA | DNA | Electric |  |  |  | \Classifications\Building System Class\C10-General Building Interior\C1020 - Fire Doors\Fire Doors - FRD | 1017909
43-A1 | 43-A1 Hall of Justice (East) | 43-A1-C1020-110-FRD21 | Fire Doors Sliding (Fire Curtain) - FRD21 | Atlas | 440887 | DNA | OM00019468 |  | Floor 4 Dept 21 Holding Area | NA | NA | NA | NA | NA | DNA | Electric |  |  |  | \Classifications\Building System Class\C10-General Building Interior\C1020 - Fire Doors\Fire Doors - FRD | 1017912
43-A1 | 43-A1 Hall of Justice (East) | 43-A1-C1020-110-FRD23 | Fire Doors Sliding (Fire Curtain) - FRD23 | Atlas | 440888 | NA | OM00019470 |  | Floor 5 Dept 34 Holding Area | NA | NA | NA | NA | DNA | DNA | Electric | DNA | NA | NA | \Classifications\Building System Class\C10-General Building Interior\C1020 - Fire Doors\Fire Doors - FRD | 1017914
43-A1 | 43-A1 Hall of Justice (East) | 43-A1-C1020-110-FRD24 | Fire Doors Sliding (Fire Curtain) - FRD24 | Atlas | 440894 | NA | OM00019471 |  | Floor 5 Dept 35 Holding Area | NA | NA | NA | NA | NA | DNA | Electric |  |  |  | \Classifications\Building System Class\C10-General Building Interior\C1020 - Fire Doors\Fire Doors - FRD | 1017915
43-A1 | 43-A1 Hall of Justice (East) | 43-A1-C1020-110-FRD25 | Fire Doors Sliding (Fire Curtain) - FRD25 | Atlas | 440909 | DNA | OM00019472 |  | Floor 5 Dept 36 Holding Area | NA | NA | NA | NA | DNA | DNA | DNA | DNA | NA | NA | \Classifications\Building System Class\C10-General Building Interior\C1020 - Fire Doors\Fire Doors - FRD | 1017916
43-A1 | 43-A1 Hall of Justice (East) | 43-A1-C1020-110-FRD26 | Fire Doors Sliding (Fire Curtain) - FRD26 | Atlas | DNA | DNA | OM00019473 |  | Floor 5 Dept 37 Holding Area | NA | NA | NA | NA | NA | DNA | Electric | DNA | NA | NA | \Classifications\Building System Class\C10-General Building Interior\C1020 - Fire Doors\Fire Doors - FRD | 1017917
43-A1 | 43-A1 Hall of Justice (East) | 43-A1-C1020-110-FRD27 | Fire Doors Sliding (Fire Curtain) - FRD27 | Atlas | 440898 | DNA | OM00019474 |  | Floor 6 Dept 38 Holding Area | NA | NA | NA | NA | DNA | DNA | Electric | DNA | NA | NA | \Classifications\Building System Class\C10-General Building Interior\C1020 - Fire Doors\Fire Doors - FRD | 1017918
43-A1 | 43-A1 Hall of Justice (East) | 43-A1-C1020-110-FRD28 | Fire Doors Sliding (Fire Curtain) - FRD28 | Atlas | 440902 | DNA | OM00019475 |  | Floor 6 Dept 39 Holding Area | NA | NA | NA | NA | DNA | DNA | Electric | DNA | NA | NA | \Classifications\Building System Class\C10-General Building Interior\C1020 - Fire Doors\Fire Doors - FRD | 1017919
43-A1 | 43-A1 Hall of Justice (East) | 43-A1-C1020-110-FRD29 | Fire Doors Sliding (Fire Curtain) - FRD29 | Atlas | 440908 | DNA | OM00019476 |  | Floor 6 Dept 40 Holding Area | NA | NA | NA | NA | DNA | DNA | Electric | DNA | NA | NA | \Classifications\Building System Class\C10-General Building Interior\C1020 - Fire Doors\Fire Doors - FRD | 1017920
43-A1 | 43-A1 Hall of Justice (East) | 43-A1-D2022-260-HWG03 | Domestic Water Heater, Gas - HWG03 | Bradford White | LB33924088 | Eco-Magnum/UCG100H2703N | OM00019386 |  | Boiler Room | NA | NA | NA | NA | NA | NA | Gas | NA | 270,000 | DNA | \Classifications\Building System Class\D20-Plumbing\D2020 - Domestic Water\Domestic Water Heater, Gas - HWG | 1019264
43-A1 | 43-A1 Hall of Justice (East) | 43-A1-D3050-310-HPU08 | Heat Pump, Air Cooled - HPU08 | Bard | 121004-COON | 36WA | OM00032363 |  | Roof By Cooling Tower | NA | NA | NA | DNA | DNA | DNA | Electric | DNA | NA | NA | \Classifications\Building System Class\D30-HVAC Systems\D3050 - Package SYS\Heat Pump,Air Cooled - HPU | 1019544
43-A1 | 43-A1 Hall of Justice (East) | 43-A1-D5092-250-EML01 | Lighting, Emergency And Exit - EML01 | NA | NA | NA | OM00043646 |  | Throughout Building | NA | NA | NA | NA | NA | NA | Electric | 3 | NA | NA | \Classifications\Building System Class\D50-Electrical SYS\D5090 - Elec SYS\Emergency And Exit Lighting - EML | 1020287
43-A1 | 43-A1 Hall of Justice (East) | 43-A1-D3031-100-PCH05 | Pump, Chilled Water - PCH05 | PACO | 00C1129 | VM80-Z | OM00042114 |  | Basement Fire Pump Room 058 | NA | NA | NA | 7.5 | 480 | 9 | Electric | 3 | NA | NA | \Classifications\Building System Class\D30-HVAC Systems\D3030 - Cooling SYS\Chilled Water Pump - PCH | 1020304
43-A2 | 43-A2 Hall of Justice (West) | 43-A2-D2018-100-DKF01 | Drinking Fountain DKF01 | Haws | 16580894 | HCBF-7 | OM00018781 |  | File room 2 | NA | NA | R-22 | 1/5 hp | 115 | 3.5 | Electric | 1 | NA | NA | \Classifications\Building System Class\D20-Plumbing\D2010 - Plumb Fix\Drink Fountain (Refr Indvl Wtrcooler) - DKF | EQ-1004664
43-A2 | 43-A2 Hall of Justice (West) | 43-A2-D2018-100-DKF03 | Drinking Fountain DKF03 | Haws | DNA | DNA | OM00018782 |  | Lobby | NA | NA | NA | DNA | DNA | DNA | DNA | DNA | NA | NA | \Classifications\Building System Class\D20-Plumbing\D2010 - Plumb Fix\Drink Fountain (Refr Indvl Wtrcooler) - DKF | EQ-1004736
43-A2 | 43-A2 Hall of Justice (West) | 43-A2-D2040-100-PSU01 | Sump Pump (Basement)- PSU01 | U.S Electrical Motors | DNA | F053/S065100R0F | OM00018791 | DNA | Basement File Room | NA | NA | NA | 1.5 | 230/460 | 5.8 | Electric | 3 | NA | NA | \Classifications\Building System Class\D20-Plumbing\D2040 - Rain Drain\Sump Pump - PSU | EQ-1004738
43-A2 | 43-A2 Hall of Justice (West) | 43-A2-D2030-410-PMS05 | Pump (for basement ) | US Electric | DNA | F053/5065100R050F | OM00018796 |  | Basement, Pump for Basement | NA | NA | NA | 1.5 | 230/460 | 5.8 | Electric | 3 | NA | NA | \Classifications\Building System Class\D20-Plumbing\D2030 - Sani Waste\Sewage Ejector Pump - PMS | EQ-1004739
43-A2 | 43-A2 Hall of Justice (West) | 43-A2-D2022-260-HWG01 | Hot Water Heater - HWG | Bell and Gossett | 189034 | C11 | OM00018793 |  | Roof Boiler Room | NA | NA | NA | 1 | 115/230 | DNA | Electric | DNA | NA | NA | \Classifications\Building System Class\D20-Plumbing\D2020 - Domestic Water\Domestic Water Heater, Gas - HWG | EQ-1004740
43-A2 | 43-A2 Hall of Justice (West) | 43-A2-D3050-250-ACU03 | Air Conditioning,Split System - ACU03 | Sanyo | 107393 | C1812 | OM00018802 | DNA | Outside-West Bldg. | NA | NA | R-22 | DNA | 208/230 | 8.4/9.0 | Electric | 1 | NA | NA | \Classifications\Building System Class\D30-HVAC Systems\D3050 - Package SYS\Air Conditioning,Split System - ACU | EQ-1004745
43-A2 | 43-A2 Hall of Justice (West) | 43-A2-D3050-310-HPU01 | Heat Pump, Air Cooled - HPU01 | Trane | D19196983 | BWE120C400MC | OM00020054 | DNA | Outside-West Bldg. | NA | NA | R-22 | DNA | 208/230 | 25 | Electric | 3 | NA | NA | \Classifications\Building System Class\D30-HVAC Systems\D3050 - Package SYS\Heat Pump,Air Cooled - HPU | EQ-1004747
43-A2 | 43-A2 Hall of Justice (West) | 43-A2-D3042-210-FAN01 | Exhaust Fan #1 - FAN01 | DNA | DNA | DNA | OM00018805 | DNA | Roof | NA | NA | NA | DNA | DNA | DNA | Electric | DNA | NA | NA | \Classifications\Building System Class\D30-HVAC Systems\D3040 - Distribution SYS\Fan,Axial - FAN | EQ-1004748
43-A2 | 43-A2 Hall of Justice (West) | 43-A2-D3042-210-FAN02 | Exhaust Fan #2 - FAN02 | DNA | DNA | DNA | OM00018806 | DNA | Roof | NA | NA | NA | DNA | DNA | DNA | Electric | DNA | NA | NA | \Classifications\Building System Class\D30-HVAC Systems\D3040 - Distribution SYS\Fan,Axial - FAN | EQ-1004749
43-A2 | 43-A2 Hall of Justice (West) | 43-A2-D3042-210-FAN03 | Exhaust Fan #3 - FAN03 | DNA | DNA | DNA | OM00018807 | DNA | Roof | NA | NA | NA | DNA | DNA | DNA | Electric | DNA | NA | NA | \Classifications\Building System Class\D30-HVAC Systems\D3040 - Distribution SYS\Fan,Axial - FAN | EQ-1004750
43-A2 | 43-A2 Hall of Justice (West) | 43-A2-D3042-210-FAN04 | Exhaust Fan #4 - FAN04 | DNA | DNA | DNA | OM00018808 | DNA | Roof | NA | NA | NA | DNA | DNA | DNA | Electric | DNA | NA | NA | \Classifications\Building System Class\D30-HVAC Systems\D3040 - Distribution SYS\Fan,Axial - FAN | EQ-1004751
43-A2 | 43-A2 Hall of Justice (West) | 43-A2-D3042-210-FAN05 | Exhaust Fan #5 - FAN05 | DNA | DNA | DNA | OM00018809 | DNA | Roof | NA | NA | NA | DNA | DNA | DNA | Electric | DNA | NA | NA | \Classifications\Building System Class\D30-HVAC Systems\D3040 - Distribution SYS\Fan,Axial - FAN | EQ-1004752
43-A2 | 43-A2 Hall of Justice (West) | 43-A2-D3042-210-FAN06 | Exhaust Fan #6 - FAN06 | DNA | DNA | DNA | OM00018810 | DNA | Roof | NA | NA | NA | DNA | DNA | DNA | Electric | DNA | NA | NA | \Classifications\Building System Class\D30-HVAC Systems\D3040 - Distribution SYS\Fan,Axial - FAN | EQ-1004753
43-A2 | 43-A2 Hall of Justice (West) | 43-A2-D3042-210-FAN07 | Exhaust Fan #7 - FAN07 | DNA | DNA | DNA | OM00018811 | DNA | Roof | NA | NA | NA | DNA | DNA | DNA | Electric | DNA | NA | NA | \Classifications\Building System Class\D30-HVAC Systems\D3040 - Distribution SYS\Fan,Axial - FAN | EQ-1004754
43-A2 | 43-A2 Hall of Justice (West) | 43-A2-D3042-210-FAN08 | Exhaust Fan #8 - FAN08 | Loren Cook Company | NA | 100W15DH | OM00018812 | DNA | south side of building - roof | NA | NA | NA | DNA | 115 | DNA | Electric | 1 | NA | NA | \Classifications\Building System Class\D30-HVAC Systems\D3040 - Distribution SYS\Fan,Axial - FAN | EQ-1004755
43-A2 | 43-A2 Hall of Justice (West) | 43-A2-D2030-410-PMS01 | Pump Ejector Sewage - PMS01 | Hydromatic Pumps | P261 | 40MP | OM00018787 | DNA | Sewage Pump rm | NA | NA | NA | 2 | 208-230/460 | 7.0/3.5 | Electric | 3 | NA | NA | \Classifications\Building System Class\D20-Plumbing\D2030 - Sani Waste\Sewage Ejector Pump - PMS | EQ-1004758
43-A2 | 43-A2 Hall of Justice (West) | 43-A2-D2030-410-PMS02 | Pump Ejector Sewage - PMS02 | Hydromatic Pumps | P261 | 40MP | OM00018788 | DNA | Basement Sewage Pump rm | NA | NA | NA | 2 | 208-230/460 | 7.0/3.5 | Electric | 3 | NA | NA | \Classifications\Building System Class\D20-Plumbing\D2030 - Sani Waste\Sewage Ejector Pump - PMS | EQ-1004759
43-A2 | 43-A2 Hall of Justice (West) | 43-A2-D2030-410-PMS04 | Pump Ejector Sewage - PMS04 | Hydromatic Pumps | P261 | 40MP | OM00018789 | DNA | Basement Pump 1-A | NA | NA | NA | 2 | 208-230/460 | 7.0/3.5 | Electric | 3 | NA | NA | \Classifications\Building System Class\D20-Plumbing\D2030 - Sani Waste\Sewage Ejector Pump - PMS | EQ-1004761
43-A2 | 43-A2 Hall of Justice (West) | 43-A2-D4031-100-FEX35 | Fire Extinguisher - FEX35 | NA | NA | ABC | OM00020083 |  | Various | NA | NA | NA | NA | NA | NA | NA | NA | NA | NA | \Classifications\Building System Class\D40-Fire Protection SYS\D4030 - FIRE SPEC\Fire Extinguisher - FEX | EQ-1005022
43-A2 | 43-A2 Hall of Justice (West) | 43-A2-B2010-100-BLD01 | Building Structure BLD01 | NA | NA | NA | OM00043574 | CUPA PT0478813 | NA | NA | NA | NA | NA | NA | NA | NA | NA | NA | NA | \Classifications\Building System Class\B20-General Building Exterior\B2010 - Exterior Walls\Building - BLD | EQ-1007372
43-A2 | 43-A2 Hall of Justice (West) | 43-A2-B3010-100-RUF01 | Roof - RUF01 | NA | NA | NA | OM00043573 |  | Roof | NA | NA | NA | NA | NA | NA | NA | NA | NA | NA | \Classifications\Building System Class\B30-Roofing\B3010 - Roof Types\Roof - RUF | EQ-1007549
43-A2 | 43-A2 Hall of Justice (West) | 43-A2-D5010-234-ATS02 | Automatic Transfer Switch - ATS02 | Asco Automatic Switch Co. | 990173 | E940340097XC | OM00018865 |  | generator room | NA | NA | NA | NA | 480/277 | 600 | Electric | DNA | NA | NA | \Classifications\Building System Class\D50-Electrical SYS\D5010 - Elec Service & Dist\Automatic Transfer Switch - ATS | 1008895
43-A2 | 43-A2 Hall of Justice (West) | 43-A2-D1010-100-ELE01 | Elevator,Electric,Pass/Freight - ELE01 | ThyssenKrupp | 13AH00219 | ThyssenKrupp / 5001CB004 . TGL2-3535-HU | OM00043577 | State ID# 050181¦ Passenger #1 | Roof elevator penthouse | NA | NA | NA | 22.7 | 300 | 42 | Electric | 3 | NA | NA | \Classifications\Building System Class\D10-Conveyance Systems\D1010 - Elevator\Elevator,Electric,Pass/Freight - ELE | 1008909
43-A2 | 43-A2 Hall of Justice (West) | 43-A2-D1010-100-ELE02 | Elevator,Electric,Pass/Freight - ELE02 | Montgomery Elevator Company | C24317 | 208E | OM00018873 | State ID# 097041¦ SWLIFT | Roof elevator penthouse | NA | NA | NA | 40 | 240 | 137 | Electric | 1 | NA | NA | \Classifications\Building System Class\D10-Conveyance Systems\D1010 - Elevator\Elevator,Electric,Pass/Freight - ELE | 1008910
43-A2 | 43-A2 Hall of Justice (West) | 43-A2-D1010-100-ELE03 | Elevator,Electric,Pass/Freight - ELE03 | ThyssenKrupp | 13AH00202 | ThyssenKrupp / 5001CB004 . TGL2-3535-HU | OM00043576OM00020082 | State ID# 049547 | file room | NA | NA | NA | 40 | 240 | 137 | Electric | 1 | NA | NA | \Classifications\Building System Class\D10-Conveyance Systems\D1010 - Elevator\Elevator,Electric,Pass/Freight - ELE | 1008911
43-A2 | 43-A2 Hall of Justice (West) | 43-A2-D2017-100-SHW02 | Eye Washes & Emergency Showers - SHW02 | Haws | DNA | DNA | OM00019065 | DNA | Roof chiller room | NA | NA | NA | NA | NA | NA | NA | NA | NA | NA | \Classifications\Building System Class\D20-Plumbing\D2010 - Plumb Fix\Showers - SHW | 1008912
43-A2 | 43-A2 Hall of Justice (West) | 43-A2-D2040-100-PSU02 | Sump Pump - PSU02 | Little Giant Pump Co. | DNA | F053/S065100R0F | OM00020953 | DNA | NW building corner | NA | NA | NA | 1.5 | 230/460 | 5.8 | Electric | 3 | NA | NA | \Classifications\Building System Class\D20-Plumbing\D2040 - Rain Drain\Sump Pump - PSU | 1008914
43-A2 | 43-A2 Hall of Justice (West) | 43-A2-D3041-110-AHU01 | Air Handling Unit - AHU01 | McIntyre | 4424-1 | WTH-1836 | OM00028645 | DNA | fan room | NA | 24x24x2 (9) | NA | 5 | 460 | 27.4 | Electric | 3 | NA | NA | \Classifications\Building System Class\D30-HVAC Systems\D3040 - Distribution SYS\Air Handling Unit - AHU | 1008917
43-A2 | 43-A2 Hall of Justice (West) | 43-A2-D3041-110-AHU02 | Air Handling Unit - AHU02 | McIntyre | 4424-2 | WTH-1836 | OM00028644 | DNA | Floor 2 - Rm 211- fan room | NA | 24x24x2 (9) | NA | 5 | 460 | 27.4 | Electric | 3 | NA | NA | \Classifications\Building System Class\D30-HVAC Systems\D3040 - Distribution SYS\Air Handling Unit - AHU | 1008918
43-A2 | 43-A2 Hall of Justice (West) | 43-A2-D3041-110-AHU03 | Air Handling Unit - AHU03 | McIntyre | 4424-3 | WTH-1836 | OM00028643 | DNA | Floor 3 -311 -fan room | NA | 24x24x2 (9) | NA | 5 | 460 | 27.4 | Electric | 3 | NA | NA | \Classifications\Building System Class\D30-HVAC Systems\D3040 - Distribution SYS\Air Handling Unit - AHU | 1008919
43-A2 | 43-A2 Hall of Justice (West) | 43-A2-D3041-110-AHU04 | Air Handling Unit - AHU04 | McIntyre | 4424-4 | WTH-1836 | OM00028642 | DNA | Floor 4- 411 - fan room | NA | 24x24x2 (9) | NA | 5 | 460 | 27.4 | Electric | 3 | NA | NA | \Classifications\Building System Class\D30-HVAC Systems\D3040 - Distribution SYS\Air Handling Unit - AHU | 1008920
43-A2 | 43-A2 Hall of Justice (West) | 43-A2-D3068-100-BAS01 | Building Automation System - BAS01 | Andover Controls | 360192 | CX9200 | OM00043564 | DNA | Floor 1 Engineers Office | NA | NA | NA | NA | 120 | 5 | Electric | 1 | NA | NA | \Classifications\Building System Class\D30-HVAC Systems\D3060 - Control & Inst Air\Building Automation System - BAS | 1008922
43-A2 | 43-A2 Hall of Justice (West) | 43-A2-D4010-150-FMS01 | System Extinguishing,Wet Pipe - FMS01 | Viking | DNA | DNA | OM00020936 |  | file room | NA | NA | NA | NA | NA | NA | NA | NA | NA | NA | \Classifications\Building System Class\D40-Fire Protection SYS\D4010 - Sprinkler SYS\Fire Systems, stand pipes - FMS | 1008923
43-A2 | 43-A2 Hall of Justice (West) | 43-A2-D4024-100-FHS16 | Other Stand Pipe and Hose Systems-FHS16 | Potter Roemer Inc. | DNA | CU60 | OM00019395 | DNA | Halls, Lobbies, Mech Room | NA | NA | NA | NA | NA | NA | NA | NA | NA | NA | \Classifications\Building System Class\D40-Fire Protection SYS\D4020 - Stand Pipe\Other Stand Pipe Hose Systems - FHS | 1008924
43-A2 | 43-A2 Hall of Justice (West) | 43-A2-D5011-240-TRN01 | Transformer - TRN01 | ITC | B2567 | 35543H3DA | OM00018800 |  | electrical room | NA | NA | NA | NA | 12,000 - 480Y/277 | DNA | Electric | 3 | NA | NA | \Classifications\Building System Class\D50-Electrical SYS\D5010 - Elec Service & Dist\Transformer - TRN | 1008925
43-A2 | 43-A2 Hall of Justice (West) | 43-A2-D3060-100-RDS01 | Refrigerant Leak Detection System - RDS01 | Bacharach | NU1021 | 3015-4200 | OM00020944 | DNA | Roof Chiller Room, 110 | NA | NA | NA | NA | 100-240 | DNA | Electric | 1 | NA | NA | \Classifications\Building System Class\D30-HVAC Systems\D3060 - Control & Inst Air\Refrigerant Leak Detection System - RDS | 1008926
43-A2 | 43-A2 Hall of Justice (West) | 43-A2-D5037-710-FAP01 | Fire Alarm Panel - FAP01 | Simplex | DNA | Simplex 4002 | OM00020942 | DNA | fire room | NA | NA | NA | NA | 110 | 12 | Electric | 1 | NA | NA | \Classifications\Building System Class\D50-Electrical SYS\D5030 - Comm & Security\Fire Alarm Panel - FAP | 1008927
43-A2 | 43-A2 Hall of Justice (West) | 43-A2-D3012-120-GMR01 | Gas Meter - GMR01 | American Meter Company | 3984 3441 | AL-1400 MAOP100PSI | OM00043566 |  | west side building | NA | NA | NA | NA | NA | NA | Gas | NA | NA | NA | \Classifications\Building System Class\D30-HVAC Systems\D3010 - Energy Supply\Gas Meter Readings - GMR | 1008931
43-A2 | 43-A2 Hall of Justice (West) | 43-A2-D2020-130-WMR01 | Water Meter Readings - WMR01 | DNA | DNA | DNA | OM00043575 |  | In North sidewalk | NA | NA | NA | NA | NA | NA | NA | NA | NA | NA | \Classifications\Building System Class\D20-Plumbing\D2020 - Domestic Water\Water Meter Readings - WMR | 1008932
43-A2 | 43-A2 Hall of Justice (West) | 43-A2-G2050-200-LSC01 | Landscaping - LSC01 | John Deere | DNA | DNA | OM00043571 |  | NW building corner | NA | NA | NA | NA | DNA | DNA | Electric | 1 | NA | NA | \Classifications\Building System Class\G20-Other Systems\G2050 - Landscaping\Landscaping - LSC | 1008933
43-A2 | 43-A2 Hall of Justice (West) | 43-A2-D5092-250-ELT07 | Exterior Lighting - ELT07 | DNA | DNA | DNA | OM00043570 | DNA | building perimeter, outside | NA | NA | NA | NA | DNA | DNA | Electric | DNA | NA | NA | \Classifications\Building System Class\D50-Electrical SYS\D5090 - Elec SYS\Exterior Lighting - ELT | 1008934
43-A2 | 43-A2 Hall of Justice (West) | 43-A2-G2049-300-HSC07 | Hardscape - HSC07 | DNA | DNA | DNA | OM00043572 | DNA | building perimeter, outside | NA | NA | NA | NA | NA | NA | NA | NA | NA | NA | \Classifications\Building System Class\G20-Other Systems\G2040 - Site Development\Hardscape - HSC | 1008935
43-A2 | 43-A2 Hall of Justice (West) | 43-A2-D2017-100-SHW01 | Eye Washes & Emergency Showers - SHW01 | Haws | DNA | DNA | OM00019064 | DNA | Roof outside chiller room | NA | NA | NA | NA | NA | NA | NA | NA | NA | NA | \Classifications\Building System Class\D20-Plumbing\D2010 - Plumb Fix\Showers - SHW | 1010263
43-A2 | 43-A2 Hall of Justice (West) | 43-A2-D3021-130-BLR02 | Boiler,Hot Water,Oil/Gas/Comb. 1 | Patterson-Kelley | FY27-09-33695 | M2000-MFD | OM00020947 |  | Roof Boiler Room | NA | NA | NA | DNA | 208 | 12 | Gas | 1 | 2,000,000 | 1,700,000 | \Classifications\Building System Class\D30-HVAC Systems\D3020 - Heat SYS\Boiler,Hot Water,Oil/Gas/Comb. - BLR | 1010300
43-A2 | 43-A2 Hall of Justice (West) | 43-A2-D3044-125-PHW03 | Hot Water Pump - PHW03 | Bell & Gossett | PH009089 | 2.5AB 5.375BF | OM00020987 |  | Chiller Room | NA | NA | NA | 1.5 | 460 | 2.2 | electric | 3 | NA | NA | \Classifications\Building System Class\D30-HVAC Systems\D3040 - Distribution SYS\Hot Water Pump - PHW | 1013600
43-A2 | 43-A2 Hall of Justice (West) | 43-A2-D2090-230-WIP02 | Agua Track Controller - ATC02 | Liquitron | DNA | DC 4000 | OM00032357 |  | Boiler Room | NA | NA | NA | NA | 110 | DNA | electric | 1 | NA | NA | \Classifications\Building System Class\D20-Plumbing\D2090 - Other Plumbing SYS\Water Treatment Inhibitor Pump - WIP | 1013602
43-A2 | 43-A2 Hall of Justice (West) | 43-A2-D3030-110-CTW02 | Cooling Tower | BAC | U110177903-01 | PT2-0412A-1H1 | OM00028638 |  | Cooling Tower | NA | NA | NA | DNA | DNA | DNA | electric | DNA | NA | NA | \Classifications\Building System Class\D30-HVAC Systems\D3030 - Cooling SYS\Cooling Tower - CTW | 1013603
43-A2 | 43-A2 Hall of Justice (West) | 43-A2-D3031-140-CLR02 | Chiller,Air Cooled - CLR02 | Multistack | DNA | MS80T1H2W3-R134A | OM00028637 |  | Chiller Room | NA | NA | R-134a | DNA | 460 | 96 | Electric | 3 | NA | NA | \Classifications\Building System Class\D30-HVAC Systems\D3030 - Cooling SYS\Chiller, Air Cooled - CLR | 1013604
43-A2 | 43-A2 Hall of Justice (West) | 43-A2-D3031-100-PCH03 | Chilled Water Pump - PCH03 | Bell & Gossett | PH009091-A | 3AC 6.75BF | OM00020985 |  | Chiller Room | NA | NA | NA | 5 | 480 | 6.6 | electric | 3 | NA | NA | \Classifications\Building System Class\D30-HVAC Systems\D3030 - Cooling SYS\Chilled Water Pump - PCH | 1013605
43-A2 | 43-A2 Hall of Justice (West) | 43-A2-D3031-100-PCH04 | Chilled Water Pump - PCH04 Cooling Tower | Bell & Gossett | PH009092 | 1531 3BC 8.625BF | OM00028640 |  | Near Cooling Tower | NA | NA | NA | 10 | 480 | 12 | electric | 3 | NA | NA | \Classifications\Building System Class\D30-HVAC Systems\D3030 - Cooling SYS\Chilled Water Pump - PCH | 1013606
43-A2 | 43-A2 Hall of Justice (West) | 43-A2-D3050-250-ACU04 | Air Conditioning,Split System - ACU04 | Mitsubishi Electric | 0001157T | MUY-GA24NA | OM00032358 |  | Outside-West Bldg. | NA | NA | R-410A | DNA | 208/230 | 12.8 | electric | 1 | NA | NA | \Classifications\Building System Class\D30-HVAC Systems\D3050 - Package SYS\Air Conditioning,Split System - ACU | 1013607
43-A2 | 43-A2 Hall of Justice (West) | 43-A2-D2023-100-BFP01 | Backflow Preventer - BFP01 Chiller | Febco | A11290 | 805YDC 3/4" | OM00032354 |  | Boiler room | NA | NA | NA | NA | NA | NA | NA | NA | NA | NA | \Classifications\Building System Class\D20-Plumbing\D2020 - Domestic Water\Backflow Preventer - BFP | 1013608
43-A2 | 43-A2 Hall of Justice (West) | 43-A2-D2030-410-PMS06 | Pump Ejector Sewage - PMS06 | Paco | S9106802-001003 JP | 51-47031-5552 | OM00018816 | DNA | Center basement | NA | NA | NA | 2 | 240 | 6.7 | Electric | 3 | NA | NA | \Classifications\Building System Class\D20-Plumbing\D2030 - Sani Waste\Sewage Ejector Pump - PMS | 1015406
43-A2 | 43-A2 Hall of Justice (West) | 43-A2-D5010-200-ESD01 | Switchgear | ITC |  | FU 50F Type 1 | OM00020941 |  | DNA | NA | NA | NA | NA | 12000 | 600 Supply/600 Section | Electric |  | NA | NA | \Classifications\Building System Class\D50-Electrical SYS\D5010 - Elec Service & Dist\Electical Service and Distribution - ESD | 1016015
43-A2 | 43-A2 Hall of Justice (West) | 43-A2-D2023-100-BFP04 | Backflow Preventer - BFP04 | Watts | 265428 | 009M3 FP 3/4"" | OM00019397 |  | Boiler Room | NA | NA | NA | NA | NA | NA | NA | NA | NA | NA | \Classifications\Building System Class\D20-Plumbing\D2020 - Domestic Water\Backflow Preventer - BFP | 1017631
43-A2 | 43-A2 Hall of Justice (West) | 43-A2-D2023-100-BFP05 | Backflow Preventer - BFP05 | Febco | AJ1299 | 805YB 3/4"" | OM00019398 |  | Boiler Room | NA | NA | NA | NA | NA | NA | NA | NA | NA | NA | \Classifications\Building System Class\D20-Plumbing\D2020 - Domestic Water\Backflow Preventer - BFP | 1017632
43-A2 | 43-A2 Hall of Justice (West) | 43-A2-D3042-220-EFN01 | Exhaust Fan - EFN01 | Wisconsin | NA | Inline | OM00019399 |  | Pump Room Tunnel | A 64 | NA | NA | 1 HP | 208 | DNA | Electric | DNA | NA | NA | \Classifications\Building System Class\D30-HVAC Systems\D3040 - Distribution SYS\Supply/Exhaust/Return fans- FAN | 1017633
43-A2 | 43-A2 Hall of Justice (West) | 43-A2-D5092-250-EML14 | Lighting, Emergency And Exit - EML14 | Lithonia | NA | 155XNW ELM2 LED M12 | OM00019396 |  | Building Interior | NA | NA | NA | NA | NA | NA | Electric | 1 | NA | NA | \Classifications\Building System Class\D50-Electrical SYS\D5090 - Elec SYS\Emergency And Exit Lighting - EML | 1018209
43-A2 | 43-A2 Hall of Justice (West) | 43-A2-D3050-210-PKU01 | Package Unit - PKU01 | BARD | 324JI43142931-02 | W60A2-A10 | OM00018833 |  | Penthouse/Roof | Direct Drive | NA | R-410A | 1/2 | 230 | 3.5 | Electric | 1 | DNA |  | \Classifications\Building System Class\D30-HVAC Systems\D3050 - Package SYS\Package Unit - PKU | 1018497
43-A2 | 43-A2 Hall of Justice (West) | 43-A2-D2022-260-HWG04 | Domestic Water Heater, Gas - HWG04 | Rheem | Q331440628 | Ruud / G50 - 65N | OM00019387 |  | Floor 5, Boiler Room | NA | NA | NA | DNA | DNA | DNA | Gas | DNA | 65000 |  | \Classifications\Building System Class\D20-Plumbing\D2020 - Domestic Water\Domestic Water Heater, Gas - HWG | 1019324
43-A2 | 43-A2 Hall of Justice (West) | 43-A2-D3044-125-PHW04 | Pump, Hot Water - PHW04 | Bell + Gosset | PH007146 | 603X5.254.75B | OM00020949 |  | Roof | NA | NA | NA | DNA | DNA | DNA | Electric | DNA | NA | NA | \Classifications\Building System Class\D30-HVAC Systems\D3040 - Distribution SYS\Hot Water Pump - PHW | 1019545
43-A2 | 43-A2 Hall of Justice (West) | 43-A2-D5037-710-FAP02 | Fire Alarm Panel - FAP02 | Simplex | DNA | 4100ES | OM00043578 |  | Basement Electrical Room | NA | NA | NA | NA | DNA | DNA | Electric | DNA | NA | NA | \Classifications\Building System Class\D50-Electrical SYS\D5030 - Comm & Security\Fire Alarm Panel - FAP | 1019546
43-A2 | 43-A2 Hall of Justice (West) | 43-A2-D5011-240-TRN02 | Electrical, Tranformer - TRN02 | MGM Transfermer Company | DNA | DNA | OM00043579 |  | Basement Electrical Room | NA | NA | NA | NA | 480 | 30kVA | Electric | DNA | NA | NA | \Classifications\Building System Class\D50-Electrical SYS\D5010 - Elec Service & Dist\Transformer - TRN | 1019547
43-A2 | 43-A2 Hall of Justice (West) | 43-A2-D5011-240-TRN03 | Electrical, Tranformer - TRN03 | Cutler hammer | J9610219 | DNA | OM00043580 |  | Basement Electrical Room | NA | NA | NA | NA | 480 | 30kVA | Electric | DNA | NA | NA | \Classifications\Building System Class\D50-Electrical SYS\D5010 - Elec Service & Dist\Transformer - TRN | 1019548
43-A2 | 43-A2 Hall of Justice (West) | 43-A2-D5011-240-TRN04 | Electrical, Tranformer - TRN04 | International Transformer Corp | D9806-1288 | A-0015T82H6ES | OM00043568 |  | Basement Electrical Room | NA | NA | NA | NA | 480 | 10kVA | Electric | DNA | NA | NA | \Classifications\Building System Class\D50-Electrical SYS\D5010 - Elec Service & Dist\Transformer - TRN | 1019549
43-A2 | 43-A2 Hall of Justice (West) | 43-A2-D2040-100-PSU03 | Pump, Sump - PSU03 | DNA | DNA | DNA | OM00020954 |  | Basement Electrical Room | NA | NA | NA | DNA | 120 | DNA | Gas | 1 | 2,000 BTU | NA | \Classifications\Building System Class\D20-Plumbing\D2040 - Rain Drain\Sump Pump - PSU | 1019550
43-A2 | 43-A2 Hall of Justice (West) | 43-A2-D2022-260-HWG05 | Water Heater, Domestic, Gas - HWG04 | DNA | VG0310608828 | 1p281 | OM00043567 |  | Basement File Room | [10 empty] | \Classifications\Building System Class\D20-Plumbing\D2020 - Domestic Water\Domestic Water Heater, Gas - HWG | 1019554
43-A2 | 43-A2 Hall of Justice (West) | 43-A2-D3041-210-SFN01 | 43-A2-D3041-210-SFN01 | Carrier | 2918U30985 | 39LC10AA-CRFCDK112 | OM00019382 |  | Center Basement | BX34 | 16"x25"x2" | NA | 5HP EMT3218T | 480 | 6.6 | Electric | 3 | NA | NA | \Classifications\Building System Class\D30-HVAC Systems\D3040 - Distribution SYS\Supply/Exhaust/Return fans- FAN | 1022643
43-A3 | 43-A3 Juvenile Delinquency Court | 43-A3-B2010-100-BLD01 | Building | NA | NA | NA | DNA |  | NA | NA | NA | NA | NA | NA | NA | NA | NA | NA | NA | \Classifications\Building System Class\B20-General Building Exterior\B2010 - Exterior Walls\Building - BLD | 1019964
43-B1 | 43-B1 Downtown Superior Court | 43-B1-D3021-130-BLR01 | Boiler BLR01 | RBI | 110437058 | FC1500 | OM00005095 |  | Mechanical Room Basement | NA | NA | NA | NA | 120 | 12 | NATURAL GAS | 3 | 1,500,000 | 1,275,000 | \Classifications\Building System Class\D30-HVAC Systems\D3020 - Heat SYS\Boiler,Hot Water,Oil/Gas/Comb. - BLR | EQ-1004665
43-B1 | 43-B1 Downtown Superior Court | 43-B1-D3021-130-BLR03 | Boiler BLR03 | RBI | 90540019 | FC1500 | OM00005096 |  | Mechanical Room | NA | NA | NA | NA | 120 | 12 | NATURAL GAS | 3 | 1,500,000 | 1,275,000 | \Classifications\Building System Class\D30-HVAC Systems\D3020 - Heat SYS\Boiler,Hot Water,Oil/Gas/Comb. - BLR | EQ-1004762
43-B1 | 43-B1 Downtown Superior Court | 43-B1-D3021-130-BLR02 | Boiler BLR02 | RBI | 90540020 | FC1500 | OM00005099 |  | Mechanical Room | NA | NA | NA | NA | 120 | 12 | NATURAL GAS | 3 | 1,500,000 | 1,275,000 | \Classifications\Building System Class\D30-HVAC Systems\D3020 - Heat SYS\Boiler,Hot Water,Oil/Gas/Comb. - BLR | EQ-1004763
43-B1 | 43-B1 Downtown Superior Court | 43-B1-D3044-125-PHW01 | Hot Water Pump PHW01 | Bell and Gossett | NA | 185011 | OM00005092 |  | Basement Mechanical Room | NA | NA | NA | 7.5 | 230/460 | 24/12 | ELECTRICAL | 3 | NA | NA | \Classifications\Building System Class\D30-HVAC Systems\D3040 - Distribution SYS\Hot Water Pump - PHW | EQ-1004764
43-B1 | 43-B1 Downtown Superior Court | 43-B1-D3044-125-PHW03 | Boiler Pump | Century AC Motor | 134075M | 711752624 | OM00005091 |  | Basement Mechanical Room | NA | NA | NA | 3/4 hp | 208/230/115 | 5.2-5.3/10.6 | ELECTRICAL | 1 | NA | NA | \Classifications\Building System Class\D30-HVAC Systems\D3040 - Distribution SYS\Hot Water Pump - PHW | EQ-1004765
43-B1 | 43-B1 Downtown Superior Court | 43-B1-D3050-250-ACU03 | Air Conditioning,Split System - ACU03 | Mitsubishi Electric | 17000399A | P012EK | OM00019480 |  | Lower Roof NW ACB | NA | NA | R-22 | NA | DNA | DNA | ELECTRICAL | DNA | DNA | DNA | \Classifications\Building System Class\D30-HVAC Systems\D3050 - Package SYS\Air Conditioning,Split System - ACU | EQ-1004769
43-B1 | 43-B1 Downtown Superior Court | 43-B1-D3050-250-ACU04 | Air Conditioning,Split System - ACU04 | Carrier | 2601X12267 | 38QR048C611 | OM00019481 |  | Lower Roof SE HP1A | NA | NA | R-22 | NA | DNA | DNA | ELECTRICAL | DNA | DNA | DNA | \Classifications\Building System Class\D30-HVAC Systems\D3050 - Package SYS\Air Conditioning,Split System - ACU | EQ-1004770
43-B1 | 43-B1 Downtown Superior Court | 43-B1-D3041-110-AHU15 | Air Handler Unit AHU15 | York | DHFM-21062B | CSI50SVFC10X10 | OM00005112 |  | 5th Floor Dept. 16 above ceiling tile. | A47 | 20x25x2 (2) | NA | NA | DNA | DNA | Electric | 3 | NA | NA | \Classifications\Building System Class\D30-HVAC Systems\D3040 - Distribution SYS\Air Handling Unit - AHU | EQ-1004785
43-B1 | 43-B1 Downtown Superior Court | 43-B1-D3041-110-AHU16 | Air Handling Unit AHU16 | York | DHFM-21059B | CSI50SVFC10X10 | OM00018745 |  | 5th Floor Dept. 16 above ceiling tile. | A47 | 20x25x2 (2) | NA | NA | DNA | DNA | Electric | DNA | NA | NA | \Classifications\Building System Class\D30-HVAC Systems\D3040 - Distribution SYS\Air Handling Unit - AHU | EQ-1004786
43-B1 | 43-B1 Downtown Superior Court | 43-B1-D3041-110-AHU17 | Air Handler Unit AHU17 | York | DNA | CSI50SVFC10X10 | OM00018746 |  | 5th Floor Dept. 15 above ceiling tile. | A47 | 20x25x2 (2) | DNA | NA | DNA | DNA | Electric | 3 | DNA | DNA | \Classifications\Building System Class\D30-HVAC Systems\D3040 - Distribution SYS\Air Handling Unit - AHU | EQ-1004787
43-B1 | 43-B1 Downtown Superior Court | 43-B1-D3041-110-AHU20 | Air Handler Unit AHU20 | York | DNA | CSI50SVFC10X10 | OM00018749 |  | Above Ceiling tile | A47 | 20x25x2 (2) | DNA | NA | DNA | DNA | Electric | DNA | DNA | DNA | \Classifications\Building System Class\D30-HVAC Systems\D3040 - Distribution SYS\Air Handling Unit - AHU | EQ-1004790
43-B1 | 43-B1 Downtown Superior Court | 43-B1-D3041-110-AHU23 | Air Handler Unit AHU23 | York | DNA | CSI50SVFC10X10 | OM00018752 |  | Above Ceiling tile | A47 | 20x25x2 (2) | DNA | NA | DNA | DNA | Electric | DNA | DNA | DNA | \Classifications\Building System Class\D30-HVAC Systems\D3040 - Distribution SYS\Air Handling Unit - AHU | EQ-1004793
43-B1 | 43-B1 Downtown Superior Court | 43-B1-D3041-110-AHU24 | Air Handler Unit AHU24 | York | DNA | CSI50SVFC10X10 | OM00018759 |  | Above Ceiling tile | A47 | 20x25x2 (2) | DNA | NA | DNA | DNA | ELECTRICAL | DNA | DNA | DNA | \Classifications\Building System Class\D30-HVAC Systems\D3040 - Distribution SYS\Air Handling Unit - AHU | EQ-1004794
43-B1 | 43-B1 Downtown Superior Court | 43-B1-D3041-110-AHU25 | Air Handler Unit AHU25 | York | DNA | CSI50SVFC10X10 | OM00018760 |  | 4th floor, Above Ceiling tile | A47 | 20x25x2 (2) | DNA | NA | DNA | DNA | Electric | DNA | DNA | DNA | \Classifications\Building System Class\D30-HVAC Systems\D3040 - Distribution SYS\Air Handling Unit - AHU | EQ-1004795
43-B1 | 43-B1 Downtown Superior Court | 43-B1-D3041-110-AHU27 | Air Handler Unit AHU27 | York | DNA | CSI50SVFC10X10 | OM00018762 |  | 4th floor, Above Ceiling tile | A47 | 20x25x2 (2) | DNA | NA | DNA | DNA | Electric | DNA | DNA | DNA | \Classifications\Building System Class\D30-HVAC Systems\D3040 - Distribution SYS\Air Handling Unit - AHU | EQ-1004797
43-B1 | 43-B1 Downtown Superior Court | 43-B1-D3041-110-AHU29 | Air Handler Unit AHU29 | York | DNA | CSI50SVFC10X10 | OM00018764 |  | Above Ceiling tile | A47 | 20x25x2 (2) | DNA | NA | DNA | DNA | Electric | DNA | DNA | DNA | \Classifications\Building System Class\D30-HVAC Systems\D3040 - Distribution SYS\Air Handling Unit - AHU | EQ-1004799
43-B1 | 43-B1 Downtown Superior Court | 43-B1-D3041-110-AHU30 | Air Handler Unit AHU30 | York | DNA | CSI50SVFC10X10 | OM00018765 |  | Above Ceiling tile | A47 | 20x25x2 (2) | DNA | NA | DNA | DNA | Electric | DNA | DNA | DNA | \Classifications\Building System Class\D30-HVAC Systems\D3040 - Distribution SYS\Air Handling Unit - AHU | EQ-1004800
43-B1 | 43-B1 Downtown Superior Court | 43-B1-D3041-110-AHU32 | Air Handler Unit AHU32 | York | DNA | CSI50SVFC10X10 | OM00018767 |  | 3rd floor, Above Ceiling tile | A47 | 20x25x2 (2) | DNA | NA | DNA | DNA | Electric | DNA | DNA | DNA | \Classifications\Building System Class\D30-HVAC Systems\D3040 - Distribution SYS\Air Handling Unit - AHU | EQ-1004802
43-B1 | 43-B1 Downtown Superior Court | 43-B1-D3041-110-AHU33 | Air Handler Unit AHU33 | York | DNA | CSI50SVFC10X10 | OM00018768 |  | 3rd floor, Above Ceiling tile | A47 | 20x25x2 (2) | DNA | NA | DNA | DNA | Electric | DNA | DNA | DNA | \Classifications\Building System Class\D30-HVAC Systems\D3040 - Distribution SYS\Air Handling Unit - AHU | EQ-1004803
43-B1 | 43-B1 Downtown Superior Court | 43-B1-D3041-110-AHU35 | Air Handler Unit AHU35 | York | DNA | CSI50SVFC10X10 | OM00018770 |  | 3rd floor, Above Ceiling tile | A47 | 20x25x2 (2) | DNA | NA | DNA | DNA | Electric | DNA | DNA | DNA | \Classifications\Building System Class\D30-HVAC Systems\D3040 - Distribution SYS\Air Handling Unit - AHU | EQ-1004805
43-B1 | 43-B1 Downtown Superior Court | 43-B1-D3041-110-AHU37 | Air Handler Unit AHU37 | York | DNA | CSI50SVFC10X10 | OM00018772 |  | Above Ceiling tile | A47 | 20x25x2 (2) | DNA | NA | DNA | DNA | Electric | DNA | DNA | DNA | \Classifications\Building System Class\D30-HVAC Systems\D3040 - Distribution SYS\Air Handling Unit - AHU | EQ-1004807
43-B1 | 43-B1 Downtown Superior Court | 43-B1-D3041-110-AHU38 | Air Handler Unit AHU38 | York | DNA | CSI50SVFC10X10 | OM00018773 |  | Above Ceiling tile | A47 | 20x25x2 (2) | DNA | NA | DNA | DNA | Electric | DNA | DNA | DNA | \Classifications\Building System Class\D30-HVAC Systems\D3040 - Distribution SYS\Air Handling Unit - AHU | EQ-1004808
43-B1 | 43-B1 Downtown Superior Court | 43-B1-D3041-110-AHU42 | Air Handler Unit AHU42 | York | DNA | CSI50SVFC10X10 | OM00018777 |  | 2nd floor, Above Ceiling tile | A47 | 20x25x2 (2) | DNA | NA | DNA | DNA | Electric | DNA | DNA | DNA | \Classifications\Building System Class\D30-HVAC Systems\D3040 - Distribution SYS\Air Handling Unit - AHU | EQ-1004812
43-B1 | 43-B1 Downtown Superior Court | 43-B1-D3041-110-AHU46 | Air Handler Unit AHU46 | York | DNA | CSI50SVFC10X10 | OM00004908 |  | 2nd floor, Above Ceiling tile | A47 | 20x25x2 (2) | DNA | NA | DNA | DNA | Electric | DNA | DNA | DNA | \Classifications\Building System Class\D30-HVAC Systems\D3040 - Distribution SYS\Air Handling Unit - AHU | EQ-1004816
43-B1 | 43-B1 Downtown Superior Court | 43-B1-D3031-100-PCH04 | Chilled Water Pump PCH04 | Bell and Gossett | 2072256 | 5BC 9.125BF | OM00005089 |  | Mechanical Room | NA | NA | NA | 20 | 230/460 | 48.2/24.1 | ELECTRICAL | 3 | NA | NA | \Classifications\Building System Class\D30-HVAC Systems\D3030 - Cooling SYS\Chilled Water Pump - PCH | EQ-1004817
43-B1 | 43-B1 Downtown Superior Court | 43-B1-D3031-100-PCH03 | Condenser Water Pump PCH03 | Bell and Gossett | 2072268 | 5BC 9.5BF | OM00005093 |  | Basement Mechanical Room | NA | NA | NA | 25 | 230/460 | 58.2/29.1 | ELECTRICAL | 3 | NA | NA | \Classifications\Building System Class\D30-HVAC Systems\D3030 - Cooling SYS\Chilled Water Pump - PCH | EQ-1004818
43-B1 | 43-B1 Downtown Superior Court | 43-B1-D3050-210-PKU01 | PKG Unit AC Right Unit PKU01 | Trane | F411432070 | YCH210B4L0AA | OM00032015 |  | Lower Roof | BX85 | (3) 20x24x2 (3)20x25x2 | R-22 | NA | 480 | 39.6 | Electric and natural gas | DNA | DNA | DNA | \Classifications\Building System Class\D30-HVAC Systems\D3050 - Package SYS\Package Unit - PKU | EQ-1004819
43-B1 | 43-B1 Downtown Superior Court | 43-B1-D3050-210-PKU02 | Package Unit - PKU02 | Trane | F3219255170 | YCH090AGLOAB | OM00032019 |  | Lower Roof | AX-44 | (3) 16 x 25 x 1 | R-22 | NA | 460 | 16 | Electric and natural gas | 3 | DNA | DNA | \Classifications\Building System Class\D30-HVAC Systems\D3050 - Package SYS\Package Unit - PKU | EQ-1004820
43-B1 | 43-B1 Downtown Superior Court | 43-B1-D4031-100-FEX61 | Fire Extinguisher - FEX 61 | Badger Fire Protection | various | 5MB-6H 2007 | OM00019617 |  | Multiple | NA | NA | NA | NA | NA | NA | NA | NA | NA | NA | \Classifications\Building System Class\D40-Fire Protection SYS\D4030 - FIRE SPEC\Fire Extinguisher - FEX | EQ-1005023
43-B1 | 43-B1 Downtown Superior Court | 43-B1-D3044-125-PHW04 | Boiler Pump | Century AC Motor | DNA | 711752624 | OM00005094 |  | Basement Mechanical Room | NA | NA | NA | 3/4 hp | 208/230/115 | 5.2-5.3/10.6 | ELECTRICAL | 1 | NA | NA | \Classifications\Building System Class\D30-HVAC Systems\D3040 - Distribution SYS\Hot Water Pump - PHW | EQ-1005815
43-B1 | 43-B1 Downtown Superior Court | 43-B1-D3050-250-ACU02 | Air Conditioning,Split System - ACU02 | Mitsubishi Electric | 100051813 | DNA | OM00019483 |  | Lower Roof NW ACA | NA | NA | R-22 | DNA | DNA | DNA | ELECTRICAL | DNA | DNA | DNA | \Classifications\Building System Class\D30-HVAC Systems\D3050 - Package SYS\Air Conditioning,Split System - ACU | EQ-1005817
43-B1 | 43-B1 Downtown Superior Court | 43-B1-D3041-110-AHU18 | Air Handling Unit AHU18 | York | DNA | CSI50SVFC10X10 | OM00018747 |  | 5th Floor Dept. 15 above ceiling tile. | A47 | 20x25x2 (2) | NA | DNA | DNA | DNA | Electric | DNA | NA | NA | \Classifications\Building System Class\D30-HVAC Systems\D3040 - Distribution SYS\Air Handling Unit - AHU | EQ-1005837
43-B1 | 43-B1 Downtown Superior Court | 43-B1-D3041-110-AHU19 | Air Handler Unit AHU19 | York | DNA | CSI50SVFC10X10 | OM00018748 |  | 5th Floor, Above Ceiling tile | A47 | 20x25x2 (2) | DNA | DNA | DNA | DNA | Electric | DNA | DNA | DNA | \Classifications\Building System Class\D30-HVAC Systems\D3040 - Distribution SYS\Air Handling Unit - AHU | EQ-1005838
43-B1 | 43-B1 Downtown Superior Court | 43-B1-D3041-110-AHU21 | Air Handler Unit AHU21 | York | DNA | CSI50SVFC10X10 | OM00018750 |  | 5th floor, Above Ceiling tile | A47 | 20x25x2 (2) | DNA | DNA | DNA | DNA | Electric | DNA | DNA | DNA | \Classifications\Building System Class\D30-HVAC Systems\D3040 - Distribution SYS\Air Handling Unit - AHU | EQ-1005840
43-B1 | 43-B1 Downtown Superior Court | 43-B1-D3041-110-AHU22 | Air Handler Unit AHU22 | York | DNA | CSI50SVFC10X10 | OM00018751 |  | 5th floor, Above Ceiling tile | A47 | 20x25x2 (2) | DNA | DNA | DNA | DNA | Electric | DNA | DNA | DNA | \Classifications\Building System Class\D30-HVAC Systems\D3040 - Distribution SYS\Air Handling Unit - AHU | EQ-1005841
43-B1 | 43-B1 Downtown Superior Court | 43-B1-D3041-110-AHU26 | Air Handler Unit AHU26 | York | DNA | CSI50SVFC10X10 | OM00018761 |  | 4th floor, Above Ceiling tile | A47 | 20x25x2 (2) | DNA | DNA | DNA | DNA | Electric | DNA | DNA | DNA | \Classifications\Building System Class\D30-HVAC Systems\D3040 - Distribution SYS\Air Handling Unit - AHU | EQ-1005845
43-B1 | 43-B1 Downtown Superior Court | 43-B1-D3041-110-AHU28 | Air Handler Unit AHU28 | York | DNA | CSI50SVFC10X10 | OM00018763 |  | 4th floor, Above Ceiling tile | A47 | 20x25x2 (2) | DNA | DNA | DNA | DNA | Electric | DNA | DNA | DNA | \Classifications\Building System Class\D30-HVAC Systems\D3040 - Distribution SYS\Air Handling Unit - AHU | EQ-1005847
43-B1 | 43-B1 Downtown Superior Court | 43-B1-D3041-110-AHU31 | Air Handler Unit AHU31 | York | DNA | CSI50SVFC10X10 | OM00018766 |  | 3rd floor, Above Ceiling tile | A47 | 20x25x2 (2) | DNA | DNA | DNA | DNA | Electric | DNA | DNA | DNA | \Classifications\Building System Class\D30-HVAC Systems\D3040 - Distribution SYS\Air Handling Unit - AHU | EQ-1005850
43-B1 | 43-B1 Downtown Superior Court | 43-B1-D3041-110-AHU34 | Air Handler Unit AHU34 | York | DNA | CSI50SVFC10X10 | OM00018769 |  | 3rd Floor, Above Ceiling tile | A47 | 20x25x2 (2) | DNA | DNA | DNA | DNA | Electric | DNA | DNA | DNA | \Classifications\Building System Class\D30-HVAC Systems\D3040 - Distribution SYS\Air Handling Unit - AHU | EQ-1005853
43-B1 | 43-B1 Downtown Superior Court | 43-B1-D3041-110-AHU36 | Air Handler Unit AHU36 | York | DNA | CSI50SVFC10X10 | OM00018771 |  | 3rd floor, Above Ceiling tile | A47 | 20x25x2 (2) | DNA | DNA | DNA | DNA | Electric | DNA | DNA | DNA | \Classifications\Building System Class\D30-HVAC Systems\D3040 - Distribution SYS\Air Handling Unit - AHU | EQ-1005855
43-B1 | 43-B1 Downtown Superior Court | 43-B1-D3041-110-AHU39 | Air Handler Unit AHU39 | York | DNA | CSI50SVFC10X10 | OM00018774 |  | 2nd floor, Above Ceiling tile | A47 | 20x25x2 (2) | DNA | DNA | DNA | DNA | Electric | DNA | DNA | DNA | \Classifications\Building System Class\D30-HVAC Systems\D3040 - Distribution SYS\Air Handling Unit - AHU | EQ-1005858
43-B1 | 43-B1 Downtown Superior Court | 43-B1-D3041-110-AHU40 | Air Handler Unit AHU40 | York | DNA | CSI50SVFC10X10 | OM00018775 |  | 2nd floor, Above Ceiling tile | A47 | 20x25x2 (2) | DNA | DNA | DNA | DNA | Electric | DNA | DNA | DNA | \Classifications\Building System Class\D30-HVAC Systems\D3040 - Distribution SYS\Air Handling Unit - AHU | EQ-1005859
43-B1 | 43-B1 Downtown Superior Court | 43-B1-D3041-110-AHU41 | Air Handler Unit AHU41 | York | DNA | CSI50SVFC10X10 | OM00018776 |  | 2nd floor, Above Ceiling tile | A47 | 20x25x2 (2) | DNA | DNA | DNA | DNA | Electric | DNA | DNA | DNA | \Classifications\Building System Class\D30-HVAC Systems\D3040 - Distribution SYS\Air Handling Unit - AHU | EQ-1005860
43-B1 | 43-B1 Downtown Superior Court | 43-B1-D3041-110-AHU43 | Air Handler Unit AHU43 | York | DNA | CSI50SVFC10X10 | OM00018778 |  | 2nd, Above Ceiling tile | A47 | 20x25x2 (2) | DNA | DNA | DNA | DNA | Electric | DNA | DNA | DNA | \Classifications\Building System Class\D30-HVAC Systems\D3040 - Distribution SYS\Air Handling Unit - AHU | EQ-1005862
43-B1 | 43-B1 Downtown Superior Court | 43-B1-D3041-110-AHU44 | Air Handler Unit AHU44 | York | DNA | CSI50SVFC10X10 | OM00018779 |  | 2nd Floor, Above Ceiling tile | A47 | 20x25x2 (2) | DNA | DNA | DNA | DNA | Electric | DNA | DNA | DNA | \Classifications\Building System Class\D30-HVAC Systems\D3040 - Distribution SYS\Air Handling Unit - AHU | EQ-1005863
43-B1 | 43-B1 Downtown Superior Court | 43-B1-D3041-110-AHU45 | Air Handler Unit AHU45 | York | DNA | CSI50SVFC10X10 | OM00018780 |  | 2nd floor, Above Ceiling tile | A47 | 20x25x2 (2) | DNA | DNA | DNA | DNA | Electric | DNA | DNA | DNA | \Classifications\Building System Class\D30-HVAC Systems\D3040 - Distribution SYS\Air Handling Unit - AHU | EQ-1005864
43-B1 | 43-B1 Downtown Superior Court | 43-B1-D3090-114-CMP01 | Compressor CMP01 | Champion | R10SR5952 | HR210-6CC | OM00005090 |  | Mechanical Room | 5L650 | NA | NA | 2 | 230/480 | 6.4/3.2 | ELECTRICAL | 3 | NA | NA | \Classifications\Building System Class\D30-HVAC Systems\D3090 - Other HVAC Systems and Equipment\Air Compressor - CMP | EQ-1005870
43-B1 | 43-B1 Downtown Superior Court | 43-B1-B2010-100-BLD01 | Building Structure | NA | NA | NA | OM00032421 |  | NA | NA | NA | NA | NA | NA | NA | NA | NA | NA | NA | \Classifications\Building System Class\B20-General Building Exterior\B2010 - Exterior Walls\Building - BLD | EQ-1007373
43-B1 | 43-B1 Downtown Superior Court | 43-B1-B3010-100-RUF01 | Roof - RUF01 | NA | NA | NA | OM00019052 |  | NA | NA | NA | NA | NA | NA | NA | NA | NA | NA | NA | \Classifications\Building System Class\B30-Roofing\B3010 - Roof Types\Roof - RUF | EQ-1007550
43-B1 | 43-B1 Downtown Superior Court | 43-B1-D1010-100-ELE01 | Elevator,Electric,Pass/Freight - ELE01 - Public 1 Conveyance # 041139 | Thyssen Krupp | DNA | TAC-50/04 | OM00019184 | State ID# 041139 | roof penthouse | NA | NA | NA | 40 | DNA | 150 | Electric | 3 | NA | NA | \Classifications\Building System Class\D10-Conveyance Systems\D1010 - Elevator\Elevator,Electric,Pass/Freight - ELE | 1007890
43-B1 | 43-B1 Downtown Superior Court | 43-B1-D1010-100-ELE02 | Elevator,Electric,Pass/Freight - ELE02 Conveyance # 041140 | Westinghouse | DNA | Car 2 | OM00019181 | State ID# 041140 | roof penthouse | NA | NA | NA | 40 | DNA | 150 | Electric | 3 | NA | NA | \Classifications\Building System Class\D10-Conveyance Systems\D1010 - Elevator\Elevator,Electric,Pass/Freight - ELE | 1007891
43-B1 | 43-B1 Downtown Superior Court | 43-B1-D1010-100-ELE03 | Elevator,Electric,Pass/Freight - ELE03 Conveyance # 048235 | Westinghouse | DNA | Car 3 | OM00019183 | State ID# 048235 | roof penthouse | NA | NA | NA | 40 | DNA | 150 | Electric | 3 | NA | NA | \Classifications\Building System Class\D10-Conveyance Systems\D1010 - Elevator\Elevator,Electric,Pass/Freight - ELE | 1007892
43-B1 | 43-B1 Downtown Superior Court | 43-B1-D1010-100-ELE04 | Elevator,Electric,Pass/Freight - ELE04 Conveyance # 083618 | Westinghouse | 2050 | Car 4 | OM00019182 | State ID# 083618 | roof penthouse | NA | NA | NA | 40 | DNA | 150 | Electric | 3 | NA | NA | \Classifications\Building System Class\D10-Conveyance Systems\D1010 - Elevator\Elevator,Electric,Pass/Freight - ELE | 1007893
43-B1 | 43-B1 Downtown Superior Court | 43-B1-G2023-150-PEG01 | Secured Parking Gate - PEG | Doorking, Inc | 2937/3007 | 9150-080 | OM00019485 |  | south side of building | NA | NA | NA | 1 | 115 | 9.7 | Electric | 1 | NA | NA | \Classifications\Building System Class\G20-Other Systems\G2020 - Parking Lots\Secured Parking Gate - PEG | 1007896
43-B1 | 43-B1 Downtown Superior Court | 43-B1-D2030-410-PMS01 | Pump Ejector Sewage - PMS01 | Sulzer | 51-470311-5622 | 60368781A | OM00020017 |  | Mechanical Room | NA | NA | NA | 3 | 480 | DNA | Electric | 3 | NA | NA | \Classifications\Building System Class\D20-Plumbing\D2030 - Sani Waste\Sewage Ejector Pump - PMS | 1007897
43-B1 | 43-B1 Downtown Superior Court | 43-B1-D5010-110-EMT01 | Electric Meter Readings - EMT01 | General Electric KV | K2G000P139000405 | PG2E0P1390 | OM00000292 |  | Mechanical Room | NA | NA | NA | NA | 480 | NA | Electric | 3 | NA | NA | \Classifications\Building System Class\D50-Electrical SYS\D5010 - Elec Service & Dist\Electric Meter Readings - EMT | 1007898
43-B1 | 43-B1 Downtown Superior Court | 43-B1-D3012-120-GMR01 | Gas Meter Readings - GMR | Roots | DNA | DNA | OM00019618 |  | roof | NA | NA | NA | NA | NA | NA | NA | NA | NA | NA | \Classifications\Building System Class\D30-HVAC Systems\D3010 - Energy Supply\Gas Meter Readings - GMR | 1007899
43-B1 | 43-B1 Downtown Superior Court | 43-B1-D2020-130-WMR01 | Water Meter Readings - WMR01 | Sensus | 92209 | DNA | OM00020027 |  | Mechanical Room | NA | NA | NA | NA | NA | NA | NA | NA | NA | NA | \Classifications\Building System Class\D20-Plumbing\D2020 - Domestic Water\Water Meter Readings - WMR | 1007900
43-B1 | 43-B1 Downtown Superior Court | 43-B1-G2050-200-LSC01 | Landscaping - LSC | NA | NA | NA | OM00000314 |  | all sides of building | NA | NA | NA | NA | NA | NA | NA | NA | NA | NA | \Classifications\Building System Class\G20-Other Systems\G2050 - Landscaping\Landscaping - LSC | 1007901
43-B1 | 43-B1 Downtown Superior Court | 43-B1-D5092-250-ELT01 | Exterior Lighting - ELT | DNA | DNA | DNA | OM00000315 |  | all sides of building | NA | NA | NA | NA | DNA | DNA | Electric | DNA | NA | NA | \Classifications\Building System Class\D50-Electrical SYS\D5090 - Elec SYS\Exterior Lighting - ELT | 1007902
43-B1 | 43-B1 Downtown Superior Court | 43-B1-G2049-300-HSC01 | Hardscape - HSC | DNA | DNA | DNA | OM00000316 |  | all sides of building | NA | NA | NA | NA | NA | NA | NA | NA | NA | NA | \Classifications\Building System Class\G20-Other Systems\G2040 - Site Development\Hardscape - HSC | 1007903
43-B1 | 43-B1 Downtown Superior Court | 43-B1-D5010-200-ESD01 | Main Electrical Panel - MCE01 | General Electric | DNA | NP0148A1050 | OM00000293 |  | Mechanical Room | NA | NA | NA | NA | 480 | DNA | Electric | 3 | NA | NA | \Classifications\Building System Class\D50-Electrical SYS\D5010 - Elec Service & Dist\Electical Service and Distribution - ESD | 1007904
43-B1 | 43-B1 Downtown Superior Court | 43-B1-D5010-200-ESD02 | Main Electrical Switchgear - SBR01 | Sierra Switchboard Co. | DNA | DNA | OM00000294 |  | Mechanical Room | NA | NA | NA | NA | 480/277 | 3000 | Electric | 3 | NA | NA | \Classifications\Building System Class\D50-Electrical SYS\D5010 - Elec Service & Dist\Electical Service and Distribution - ESD | 1007906
43-B1 | 43-B1 Downtown Superior Court | 43-B1-D5010-234-ATS01 | Automatic Transfer Switch - ATS01 | Cutler-Hammer | DNA | DNA | OM00000298 |  | Mechanical Room | NA | NA | NA | NA | 480 | 100 | Electric | 3 | NA | NA | \Classifications\Building System Class\D50-Electrical SYS\D5010 - Elec Service & Dist\Automatic Transfer Switch - ATS | 1007907
43-B1 | 43-B1 Downtown Superior Court | 43-B1-D5011-240-TRN01 | Transformer - TRN01 | General Electric | YX | 9T23Y3877 | OM00000295 |  | Mechanical Room | NA | NA | NA | NA | 480 | DNA | Electric | 3 | NA | NA | \Classifications\Building System Class\D50-Electrical SYS\D5010 - Elec Service & Dist\Transformer - TRN | 1007909
43-B1 | 43-B1 Downtown Superior Court | 43-B1-D5011-240-TRN02 | Transformer - TRN02 | General Electric | YX | 9T23Y3877 | OM00000296 |  | Mechanical Room | NA | NA | NA | NA | 480 | DNA | Electric | 3 | NA | NA | \Classifications\Building System Class\D50-Electrical SYS\D5010 - Elec Service & Dist\Transformer - TRN | 1007910
43-B1 | 43-B1 Downtown Superior Court | 43-B1-D3060-100-RDS01 | Refrigerant Leak Detection System - RDS | Thermal Gas Systems, Inc. | DNA | Halogard II | OM00019612 |  | Mechanical Room | NA | NA | NA | NA | DNA | DNA | Electric | DNA | NA | NA | \Classifications\Building System Class\D30-HVAC Systems\D3060 - Control & Inst Air\Refrigerant Leak Detection System - RDS | 1007911
43-B1 | 43-B1 Downtown Superior Court | 43-B1-D5037-710-FAP01 | Fire Alarm Panel - FAP01 | Honeywell | DNA | E3 Series w/Radionics dialer | OM00032012 |  | Mechanical Room | NA | NA | NA | NA | DNA | DNA | Electric | 1 | NA | NA | \Classifications\Building System Class\D50-Electrical SYS\D5030 - Comm & Security\Fire Alarm Panel - FAP | 1007912
43-B1 | 43-B1 Downtown Superior Court | 43-B1-D5038-810-ITA01 | Intrusion Alarm - ITA01 | Radionics | DNA | D9412G | OM00019621 |  | Mechanical Room | NA | NA | NA | NA | DNA | DNA | Electric | 1 | NA | NA | \Classifications\Building System Class\D50-Electrical SYS\D5030 - Comm & Security\Intrusion Alarm - ITA | 1007913
43-B1 | 43-B1 Downtown Superior Court | 43-B1-D2017-100-SHW01 | Eye Washes & Emergency Showers - SHW01 | Haws | DNA | DNA | OM00019066 |  | Mechanical Room | NA | NA | NA | NA | NA | NA | NA | NA | NA | NA | \Classifications\Building System Class\D20-Plumbing\D2010 - Plumb Fix\Showers - SHW | 1007914
43-B1 | 43-B1 Downtown Superior Court | 43-B1-D2022-100-HWE01 | Domestic Water Heater, Electric - HWE01 | State Industries | D05A09042 | CSB12027IFEB | OM00020018 |  | Mechanical Room | NA | NA | NA | 27 kW | 480 | DNA | Electric | 3 | NA | NA | \Classifications\Building System Class\D20-Plumbing\D2020 - Domestic Water\Domestic Water Heater, Electric - HWE | 1007915
43-B1 | 43-B1 Downtown Superior Court | 43-B1-D2023-310-HWP01 | Domestic Hot Water Circulating Pump - HWP01 | Bell and Gossett | 903576 | BQM56A17D57FP | OM00020020 |  | Mechanical Room | NA | NA | NA | 1/4 | 115/208 | 2.8/1.5 | Electric | 1 | NA | NA | \Classifications\Building System Class\D20-Plumbing\D2020 - Domestic Water\Domestic Hot Water Circulating Pump - HWP | 1007916
43-B1 | 43-B1 Downtown Superior Court | 43-B1-D2023-310-HWP02 | Domestic Hot Water Circulating Pump - HWP02 | General Electric | UYJ200056 | 5K49ZN4253 | OM00000299 |  | Mechanical Room | NA | NA | NA | 2 | 208-230/460 | DNA | Electric | 3 | NA | NA | \Classifications\Building System Class\D20-Plumbing\D2020 - Domestic Water\Domestic Hot Water Circulating Pump - HWP | 1007917
43-B1 | 43-B1 Downtown Superior Court | 43-B1-D3031-130-CLR01 | Chiller,Water Cooled - CLR | York | GKFM25103 | YTGA2C3-CKH | OM00020022 |  | Mechanical Room | NA | NA | R-123 | DNA | 460 | 380 | NA | 3 | NA | NA | \Classifications\Building System Class\D30-HVAC Systems\D3030 - Cooling SYS\Chiller, Water Cooled - CLR | 1007922
43-B1 | 43-B1 Downtown Superior Court | 43-B1-D3031-100-PCH01 | Chilled Water Pump - PCH01 | Bell and Gossett | DNA | DNA | OM00020023 |  | Mechanical Room | NA | NA | NA | 3 | 230/460 | 9.2/4.8 | Electric | 3 | NA | NA | \Classifications\Building System Class\D30-HVAC Systems\D3030 - Cooling SYS\Chilled Water Pump - PCH | 1007923
43-B1 | 43-B1 Downtown Superior Court | 43-B1-D3050-250-ACU01 | Air Conditioning,Split System - ACU01 | Bryant | 0900E23067 | 561CE060-E | OM00020028 |  | Mechanical Room | NA | DNA | R-22 | 1/4 | 460 | DNA | Electric | 3 | NA | NA | \Classifications\Building System Class\D30-HVAC Systems\D3050 - Package SYS\Air Conditioning,Split System - ACU | 1007925
43-B1 | 43-B1 Downtown Superior Court | 43-B1-D3068-100-BAS01 | Building Automation System - BAS | Andover Controls | 367879 | LCX810 | OM00020026 |  | Mechanical Room | NA | NA | NA | NA | 24 V AC | 18 | Electric | NA | NA | NA | \Classifications\Building System Class\D30-HVAC Systems\D3060 - Control & Inst Air\Building Automation System - BAS | 1007926
43-B1 | 43-B1 Downtown Superior Court | 43-B1-D2023-100-BFP01 | Backflow Preventer - BFP01 Chilled water make-up | Febco | A255480 | 825Y 1 inch RP | OM00020025 |  | Mechanical Room | NA | NA | NA | NA | NA | NA | NA | NA | NA | NA | \Classifications\Building System Class\D20-Plumbing\D2020 - Domestic Water\Backflow Preventer - BFP | 1007927
43-B1 | 43-B1 Downtown Superior Court | 43-B1-D2023-100-BFP02 | Backflow Preventer - BFP02 | Sarco | DNA | DNA | OM00000300 |  | Mechanical Room | NA | NA | NA | NA | NA | NA | NA | NA | NA | NA | \Classifications\Building System Class\D20-Plumbing\D2020 - Domestic Water\Backflow Preventer - BFP | 1007928
43-B1 | 43-B1 Downtown Superior Court | 43-B1-D2023-100-BFP03 | Backflow Preventer - BFP03 Cooling Tower | Febco | 49946 | 805Y DC | OM00019609 |  | roof | NA | NA | NA | NA | NA | NA | NA | NA | NA | NA | \Classifications\Building System Class\D20-Plumbing\D2020 - Domestic Water\Backflow Preventer - BFP | 1007929
43-B1 | 43-B1 Downtown Superior Court | 43-B1-D2023-100-BFP04 | Backflow Preventer - BFP04 | Febco | DNA | 825Y RP 2 inch | OM00019613 | 558 | piping painted blue- probably domestic water | NA | NA | NA | NA | NA | NA | NA | NA | NA | NA | \Classifications\Building System Class\D20-Plumbing\D2020 - Domestic Water\Backflow Preventer - BFP | 1007930
43-B1 | 43-B1 Downtown Superior Court | 43-B1-D4010-150-FMS01 | System Extinguishing,Wet Pipe - FMS01 | Viking | DNA | DNA | OM00000317 |  | Mechanical Room | NA | NA | NA | NA | NA | NA | NA | NA | NA | NA | \Classifications\Building System Class\D40-Fire Protection SYS\D4010 - Sprinkler SYS\Fire Systems, stand pipes - FMS | 1007931
43-B1 | 43-B1 Downtown Superior Court | 43-B1-D4024-100-FHS15 | Other Stand Pipe and Hose Systems-FHS15 | General Fire Corp. | DNA | B5UG | OM00009054 |  | Various hallways | NA | NA | NA | NA | NA | NA | NA | NA | NA | NA | \Classifications\Building System Class\D40-Fire Protection SYS\D4020 - Stand Pipe\Other Stand Pipe Hose Systems - FHS | 1007932
43-B1 | 43-B1 Downtown Superior Court | 43-B1-C1020-110-FRD01 | Fire Doors Overhead - FRO01 | Warnock Hersey | WHI006239 | DNA | OM00000272 |  | Mechanical Room | NA | NA | NA | NA | NA | NA | Other | NA | NA | NA | \Classifications\Building System Class\C10-General Building Interior\C1020 - Fire Doors\Fire Doors - FRD | 1007933
43-B1 | 43-B1 Downtown Superior Court | 43-B1-C1020-110-FRD02 | Fire Doors Overhead - FRO02 | Warnock Hersey | WHI006238 | DNA | OM00000273 |  | Mechanical Room | NA | NA | NA | NA | NA | NA | Other | NA | NA | NA | \Classifications\Building System Class\C10-General Building Interior\C1020 - Fire Doors\Fire Doors - FRD | 1007934
43-B1 | 43-B1 Downtown Superior Court | 43-B1-C1020-110-FRD07 | Fire Doors, Won - FRD07 | Warnock Hersey | DNA | WHI004472 | OM00019615 |  | Various hallways | NA | NA | NA | NA | NA | NA | NA | NA | NA | NA | \Classifications\Building System Class\C10-General Building Interior\C1020 - Fire Doors\Fire Doors - FRD | 1007935
43-B1 | 43-B1 Downtown Superior Court | 43-B1-D5092-250-EML14 | Emergency And Exit Lighting - EML14 | Sure-lites Engineered Lighting Systems | NA | 29-68 | OM00019053 |  | Various hallways | NA | NA | NA | NA | DNA | DNA | Electric | 1 | NA | NA | \Classifications\Building System Class\D50-Electrical SYS\D5090 - Elec SYS\Emergency And Exit Lighting - EML | 1008013
43-B1 | 43-B1 Downtown Superior Court | 43-B1-D3050-250-ACU05 | Air Conditioning,Split System - ACU05 | Carrier | 2199X70778 | 38QR048C611 | OM00019482 |  | Lower Roof SE HP1B | NA | NA | R-22 | DNA | DNA | DNA | ELECTRICAL | DNA | DNA | DNA | \Classifications\Building System Class\D30-HVAC Systems\D3050 - Package SYS\Air Conditioning,Split System - ACU | 1008182
43-B1 | 43-B1 Downtown Superior Court | 43-B1-D3042-220-EFN01 | Exhaust Fan EFN01 | New York Blower | DNA | DNA | OM00032016 |  | Roof | 4C280 | NA | NA | DNA | 240 | DNA | electric | DNA | NA | NA | \Classifications\Building System Class\D30-HVAC Systems\D3040 - Distribution SYS\Supply/Exhaust/Return fans- FAN | 1013611
43-B1 | 43-B1 Downtown Superior Court | 43-B1-D3042-220-EFN02 | Exhaust Fan EFN02 | DVD | DNA | CB-051 | OM00019484 |  | Roof | 4C230 | NA | NA | DNA | 240 | DNA | electric | DNA | NA | NA | \Classifications\Building System Class\D30-HVAC Systems\D3040 - Distribution SYS\Supply/Exhaust/Return fans- FAN | 1013612
43-B1 | 43-B1 Downtown Superior Court | 43-B1-D3050-210-PKU03 | Package Unit - PKU03 | Trane | 9491002552 | YCS120E4RLB0U | OM00019611 |  | roof | Direct Drive | (4) 20x25x2 | R-410A | NA | 460 | 17 | Electric and natural gas | 3 | DNA | DNA | \Classifications\Building System Class\D30-HVAC Systems\D3050 - Package SYS\Package Unit - PKU | 1013613
43-B1 | 43-B1 Downtown Superior Court | 43-B1-D1091-100-DMW01 | Dummy Asset - Dumbwaiter - Not functioning and potentionally being decomissioned | DNA | DNA | DNA | DNA | State ID# 040798 | DNA | [10 empty] | \Classifications\Building System Class\D10-Conveyance Systems\D1090 - Other Conveyance Systems\Dumbwaiter - DMW | 1014737
43-B1 | 43-B1 Downtown Superior Court | 43-B1-D3041-110-AHU47 | Air Handler Unit - AC1 | Built up Unit | NA | NA | OM00019250 |  | Basement Mechanical Room | NA | 20x20x2 (12) - 20x25x2 (12) | DNA | 15 | DNA | DNA | Electric | 1 | DNA | DNA | \Classifications\Building System Class\D30-HVAC Systems\D3040 - Distribution SYS\Air Handling Unit - AHU | 1015674
43-B1 | 43-B1 Downtown Superior Court | 43-B1-D3041-110-AHU48 | Air Handler Unit - AC2 | Built up Unit | NA | NA | OM00019251 |  | Basement Mechanical Room | NA | 20x20x2 (12) - 20x25x2 (12) | DNA | 15 | DNA | DNA | Electric | 1 | DNA | DNA | \Classifications\Building System Class\D30-HVAC Systems\D3040 - Distribution SYS\Air Handling Unit - AHU | 1015675
43-B1 | 43-B1 Downtown Superior Court | 43-B1-D3030-110-CTW02 | Cooling Tower CTW02 | BAC | U135903801-01 | PT2-1009A-1K1 | OM00018887 |  | Roof | 3B124 | NA | DNA | 19 | 460 | 12.5 | Electrical | 3 | DNA | DNA | \Classifications\Building System Class\D30-HVAC Systems\D3030 - Cooling SYS\Cooling Tower - CTW | 1016082
43-B1 | 43-B1 Downtown Superior Court | 43-B1-C1020-110-FRD09 | Fire Doors - FRD09 | Warnock Hersey | DNA | WHI-001061 | OM00042110 |  | Hallway Judge Parking Lot | NA | NA | NA | NA | NA | NA | NA | NA | NA | NA | \Classifications\Building System Class\C10-General Building Interior\C1020 - Fire Doors\Fire Doors - FRD | 1020356
43-B1 | 43-B1 Downtown Superior Court | 43-B1-C1020-110-FRD11 | Fire Doors - FRD11 | Hersey | DNA | WHI-001219 | OM00042111 |  | Hallway by Court Caf￩ | NA | NA | NA | NA | NA | NA | NA | NA | NA | NA | \Classifications\Building System Class\C10-General Building Interior\C1020 - Fire Doors\Fire Doors - FRD | 1020357
43-B1 | 43-B1 Downtown Superior Court | 43-B1-C1020-110-FRD03 | Fire Doors - FRD03 | Hersey | DNA | WHI-004472 | OM00042112 |  | Basement Elevator | NA | NA | NA | NA | NA | NA | NA | NA | NA | NA | \Classifications\Building System Class\C10-General Building Interior\C1020 - Fire Doors\Fire Doors - FRD | 1020358
43-B1 | 43-B1 Downtown Superior Court | 43-B1-C1020-110-FRD04 | Fire Doors - FRD04 | Hersey | DNA | WHI-006150 | OM00042113 |  | Basement File Storage | NA | NA | NA | NA | NA | NA | NA | NA | NA | NA | \Classifications\Building System Class\C10-General Building Interior\C1020 - Fire Doors\Fire Doors - FRD | 1020359
43-B1 | 43-B1 Downtown Superior Court | 43-B1-C1020-110-FRD05 | Fire Doors - FRD05 | Warnock Hersey | DNA | WHI-004479 | OM00043653 |  | Basement Conf. Rm 3 | NA | NA | NA | NA | NA | NA | NA | NA | NA | NA | \Classifications\Building System Class\C10-General Building Interior\C1020 - Fire Doors\Fire Doors - FRD | 1020360
43-B1 | 43-B1 Downtown Superior Court | 43-B1-C1020-110-FRD06 | Fire Doors - FRD06 | Warnock Hersey | DNA | WHI-004478 | OM00043654 |  | Basement Settlement Office | NA | NA | NA | NA | NA | NA | NA | NA | NA | NA | \Classifications\Building System Class\C10-General Building Interior\C1020 - Fire Doors\Fire Doors - FRD | 1020361
43-B1 | 43-B1 Downtown Superior Court | 43-B1-C1020-110-FRD08 | Fire Doors - FRD08 | Hersey | DNA | WHI-004487 | OM00043655 |  | Basement Settlement Rm 3 | NA | NA | NA | NA | NA | NA | NA | NA | NA | NA | \Classifications\Building System Class\C10-General Building Interior\C1020 - Fire Doors\Fire Doors - FRD | 1020362
43-B1 | 43-B1 Downtown Superior Court | 43-B1-D5011-240-TRN03 | Transformer - TRN03 | GE | 475A738AAP168 | 9T21B9105 | OM00043666 |  | Basement Mechanical Room | NA | NA | NA | NA | 480 | 15kVA | Electric | 1 | NA | NA | \Classifications\Building System Class\D50-Electrical SYS\D5010 - Elec Service & Dist\Transformer - TRN | 1020363
43-B1 | 43-B1 Downtown Superior Court | 43-B1-D5011-240-TRN04 | Transformer - TRN04 | GE | 9521B1007 | OT21B1007 | OM00043674 |  | Roof Elevator Room | NA | NA | NA | NA | 480 | 5kVA | Electric | 1 | NA | NA | \Classifications\Building System Class\D50-Electrical SYS\D5010 - Elec Service & Dist\Transformer - TRN | 1020364
43-B1 | 43-B1 Downtown Superior Court | 43-B1-D5011-240-TRN05 | Transformer - TRN05 | GE | 1M0201484 | 9T83B4005G70 | OM00043675 |  | Roof Elevator Room | NA | NA | NA | NA | 460 | 51kVA | Electric | 3 | NA | NA | \Classifications\Building System Class\D50-Electrical SYS\D5010 - Elec Service & Dist\Transformer - TRN | 1020365
43-B1 | 43-B1 Downtown Superior Court | 43-B1-D5011-240-TRN06 | Transformer - TRN06 | Acme Transformer | 1-4-701179 | T-2-53172-15 | OM00043739 |  | Basement Mechanical Room | NA | NA | NA | NA | 240 | 2kVA | Electric | 1 | NA | NA | \Classifications\Building System Class\D50-Electrical SYS\D5010 - Elec Service & Dist\Transformer - TRN | 1020366
43-B1 | 43-B1 Downtown Superior Court | 43-B1-D5011-240-TRN07 | Transformer - TRN07 | MGM Transformer Company | M9006-75Y-86-2 | HY75A3B2 | OM00043737 |  | Basement Mechanical Room | NA | NA | NA | NA | 480 | 75kVA | Electric | 3 | NA | NA | \Classifications\Building System Class\D50-Electrical SYS\D5010 - Elec Service & Dist\Transformer - TRN | 1020367
43-B1 | 43-B1 Downtown Superior Court | 43-B1-D5011-240-TRN08 | Transformer - TRN08 | MGM Transformer Company | 02-3-80334A | AC370-60285 | OM00043738 |  | Basement Mechanical Room | NA | NA | NA | NA | 480 | 45kVA | Electric | 3 | NA | NA | \Classifications\Building System Class\D50-Electrical SYS\D5010 - Elec Service & Dist\Transformer - TRN | 1020368
43-B1 | 43-B1 Downtown Superior Court | 43-B1-D5011-240-TRN09 | Transformer - TRN09 | Acme Transformer | A-45-113600 | T-2-53012 | OM00043740 |  | Basement Mechanical Room | NA | NA | NA | NA | 240 | 2kVA | Electric | 1 | NA | NA | \Classifications\Building System Class\D50-Electrical SYS\D5010 - Elec Service & Dist\Transformer - TRN | 1020369
43-B1 | 43-B1 Downtown Superior Court | 43-B1-D5011-240-TRN10 | Transformer - TRN10 | Westinghouse | 71D462 | DNA | OM00043699 |  | Floor 1 New Wing Janitor Closet | NA | NA | NA | NA | 208 | 15kVA | Electric | 3 | NA | NA | \Classifications\Building System Class\D50-Electrical SYS\D5010 - Elec Service & Dist\Transformer - TRN | 1020370
43-B1 | 43-B1 Downtown Superior Court | 43-B1-D5011-240-TRN11 | Transformer - TRN11 | GE | 1M0190154 | 9T8384005672 | OM00043676 |  | Roof Elevator Room | NA | NA | NA | NA | 460 | 51kVA | Electric | 3 | NA | NA | \Classifications\Building System Class\D50-Electrical SYS\D5010 - Elec Service & Dist\Transformer - TRN | 1020371
43-B1 | 43-B1 Downtown Superior Court | 43-B1-D5011-240-TRN12 | Transformer - TRN12 | GE | 1M0190141 | 9T8384005672 | OM00043745 |  | Roof Elevator Room | NA | NA | NA | NA | 460 | 51kVA | Electric | 3 | NA | NA | \Classifications\Building System Class\D50-Electrical SYS\D5010 - Elec Service & Dist\Transformer - TRN | 1020372
43-B1 | 43-B1 Downtown Superior Court | 43-B1-D5011-240-TRN13 | Transformer - TRN13 | GE | 1M0066195 | 9T8384005672 | OM00043746 |  | Roof Elevator Room | NA | NA | NA | NA | 460 | 51kVA | Electric | 3 | NA | NA | \Classifications\Building System Class\D50-Electrical SYS\D5010 - Elec Service & Dist\Transformer - TRN | 1020373
43-B1 | 43-B1 Downtown Superior Court | 43-B1-D3041-110-AHU49 | Air Handling Unit - AHU49 | Energy Labs | 0107-2007-1A | C3742-FCH-E | OM00043741 |  | Lower Roof | DNA | DNA | NA | 5 | 460 | 8.5 | Electric | 3 | NA | NA | \Classifications\Building System Class\D30-HVAC Systems\D3040 - Distribution SYS\Air Handling Unit - AHU | 1020376
43-B1 | 43-B1 Downtown Superior Court | 43-B1-D2023-100-BFP05 | Backflow Preventer - BFP05 | Watts | 61435 | LF009M3QT | OM00043747 |  | Exterior Secure Maint. Tunnel | NA | NA | NA | NA | NA | NA | NA | NA | NA | NA | \Classifications\Building System Class\D20-Plumbing\D2020 - Domestic Water\Backflow Preventer - BFP | 1020377
43-B2 | 43-B2 Old Courthouse | 43-B2-D1010-100-ELE01 | Elevator ELE01 | Otis Elevator Company | 352668 | DNA | OM00005088 | State ID# 055750 | Roof | NA | NA | NA | 15 | 150 | 75 | ELECTRICAL | DNA | NA | NA | \Classifications\Building System Class\D10-Conveyance Systems\D1010 - Elevator\Elevator,Electric,Pass/Freight - ELE | EQ-1004666
43-B2 | 43-B2 Old Courthouse | 43-B2-D2030-410-PMS01 | Sump pump | Hydo Matic | 72-9140 | DNA | OM00005084 | DNA | Mechanical Room | NA | NA | NA | .5 hp | 208 | 3 | ELECTRICAL | 3 | NA | NA | \Classifications\Building System Class\D20-Plumbing\D2030 - Sani Waste\Sewage Ejector Pump - PMS | EQ-1004822
43-B2 | 43-B2 Old Courthouse | 43-B2-D3044-125-PHW01 | Hot water pump | Bell & Gossett | 2331970 | Part No. 185332 | OM00043748 | DNA | Secure Area Parking lot | NA | NA | NA | .5 hp | 115 | 7.2 | ELECTRICAL | 1 | NA | NA | \Classifications\Building System Class\D30-HVAC Systems\D3040 - Distribution SYS\Hot Water Pump - PHW | EQ-1004823
43-B2 | 43-B2 Old Courthouse | 43-B2-D3044-125-PHW02 | Hot water pump | Bell & Gossett | 3841 | 1531-15 BC 8-87 | OM00005080 |  | Secure Area Lot | NA | NA | NA | 5 | 208-230/460 | 14/7 | ELECTRICAL | 3 | NA | NA | \Classifications\Building System Class\D30-HVAC Systems\D3040 - Distribution SYS\Hot Water Pump - PHW | EQ-1004824
43-B2 | 43-B2 Old Courthouse | 43-B2-D3021-130-BLR01 | Boiler | RBI | 50435470 | FB1506N0R2A2CB | OM00005081 |  | Secure Area Parking lot | NA | NA | NA | DNA | 120 | 12 | NATURAL GAS | 1 | 1,500,000 | 1,275,000/373.56 | \Classifications\Building System Class\D30-HVAC Systems\D3020 - Heat SYS\Boiler,Hot Water,Oil/Gas/Comb. - BLR | EQ-1004825
43-B2 | 43-B2 Old Courthouse | 43-B2-D3030-110-CTW01 | Cooling Tower | BAC | JSA000078101 | VTO-75-KR | OM00005077 | DNA | Cooling Tower Secured area Parking lot | B 72x2 | NA | NA | DNA | DNA | DNA | DNA | 3 | NA | NA | \Classifications\Building System Class\D30-HVAC Systems\D3030 - Cooling SYS\Cooling Tower - CTW | EQ-1004826
43-B2 | 43-B2 Old Courthouse | 43-B2-D3041-110-AHU03 | AHU #3 | Trane | U2G23910 | 31 | OM00005086 |  | Mechanical room 3rd Floor | supply (3)B66, return (2)B81 | 24x24x2 (8) | DNA | 20 | 234/260 | 49.8/34.9 | ELECTRICAL | 3 | DNA | DNA | \Classifications\Building System Class\D30-HVAC Systems\D3040 - Distribution SYS\Air Handling Unit - AHU | EQ-1004828
43-B2 | 43-B2 Old Courthouse | 43-B2-D3041-110-AHU01 | Air Handling Unit AHU01 | Trane | 2UG23908 | 25 | OM00005087 |  | 1st Floor Penthouse Mechanical Room | supply fan (3)B65, return fan (2) B68 | (4)12x24x2-(4) 24x24x2 | NA | 15 | 234/260 | 40/20 | ELECTRICAL | 3 | NA | NA | \Classifications\Building System Class\D30-HVAC Systems\D3040 - Distribution SYS\Air Handling Unit - AHU | EQ-1004829
43-B2 | 43-B2 Old Courthouse | 43-B2-D3031-100-PCH01 | Cooling Tower Pump | Bell And Gossett | DNA | 21/28 81 2BF | OM00005082 |  | Mechanical Room Basement | NA | NA | NA | 7.5 | 230/460 | 22/11 | ELECTRICAL | 3 | NA | NA | \Classifications\Building System Class\D30-HVAC Systems\D3030 - Cooling SYS\Chilled Water Pump - PCH | EQ-1004832
43-B2 | 43-B2 Old Courthouse | 43-B2-D3031-100-PCH02 | Chiller Pump | Bell And Gossett | DNA | 13501 | OM00005083 |  | Mechanical Room Basement | NA | NA | NA | 7.5 | 230/460 | 22/11 | ELECTRICAL | 3 | NA | NA | \Classifications\Building System Class\D30-HVAC Systems\D3030 - Cooling SYS\Chilled Water Pump - PCH | EQ-1004833
43-B2 | 43-B2 Old Courthouse | 43-B2-D5092-210-GEN01 | Emergency Standby Generator - GEN01 | KOHLER | 325511 | 150R0ZJ71 | OM00019486 | Permit # B4446 | Secure Area | DF4525 | NA | NA | 250 | 277/480 | 226 | Diesel | 3 | NA | NA | \Classifications\Building System Class\D50-Electrical SYS\D5090 - Elec SYS\Emergency Generator - GEN | EQ-1004834
43-B2 | 43-B2 Old Courthouse | 43-B2-D4031-100-FEX14 | Fire Extinguisher - FEX14 | Badger | NA | 5MB6H2007 | OM00043678 |  | Multiple | NA | NA | NA | NA | NA | NA | NA | NA | NA | NA | \Classifications\Building System Class\D40-Fire Protection SYS\D4030 - FIRE SPEC\Fire Extinguisher - FEX | EQ-1005024
43-B2 | 43-B2 Old Courthouse | 43-B2-B2010-100-BLD01 | Building Structure | NA |  | NA | OM00043684 | CUPA PT0478814 | NA | NA | NA | NA | NA | NA | NA | NA | NA | NA | NA | \Classifications\Building System Class\B20-General Building Exterior\B2010 - Exterior Walls\Building - BLD | EQ-1007374
43-B2 | 43-B2 Old Courthouse | 43-B2-B3010-100-RUF01 | Roof - RUF01 | NA | NA | NA | OM00043683 |  | Roof | NA | NA | NA | NA | NA | NA | NA | NA | NA | NA | \Classifications\Building System Class\B30-Roofing\B3010 - Roof Types\Roof - RUF | EQ-1007551
43-B2 | 43-B2 Old Courthouse | 43-B2-D2017-100-SHW01 | Eye Washes & Emergency Showers - SHW | Haws | DNA | DNA | OM00019067 | DNA | mechanical enclosure SW of building | NA | NA | NA | NA | NA | NA | NA | NA | NA | NA | \Classifications\Building System Class\D20-Plumbing\D2010 - Plumb Fix\Showers - SHW | 1008183
43-B2 | 43-B2 Old Courthouse | 43-B2-D3041-110-AHU02 | Air Handling Unit - AHU02 | Trane | U2G23909 | 21 | OM00019632 | DNA | Mechanical room | supply fan (3)B65, return fan (2) B68 | (4)12x24x2-(4) 24x24x12 | NA | 15 | 230/460 | 40/20 | Electric | 3 | NA | NA | \Classifications\Building System Class\D30-HVAC Systems\D3040 - Distribution SYS\Air Handling Unit - AHU | 1008188
43-B2 | 43-B2 Old Courthouse | 43-B2-D4010-150-FMS01 | System Extinguishing,Wet Pipe - FMS01 | Gruvlok | DNA | DNA | OM00019629 |  | AHU #1 1st Floor | NA | NA | NA | NA | NA | NA | NA | NA | NA | NA | \Classifications\Building System Class\D40-Fire Protection SYS\D4010 - Sprinkler SYS\Fire Systems, stand pipes - FMS | 1008189
43-B2 | 43-B2 Old Courthouse | 43-B2-D2023-100-BFP01 | Backflow Preventer - BFP01 Cooling tower make-up water | Watts | 345 | LF009M2QT 1 inch | OM00019285 |  | mechanical enclosure SW of building | NA | NA | NA | NA | NA | NA | NA | NA | NA | NA | \Classifications\Building System Class\D20-Plumbing\D2020 - Domestic Water\Backflow Preventer - BFP | 1008190
43-B2 | 43-B2 Old Courthouse | 43-B2-D2023-100-BFP02 | Backflow Preventer - BFP02 boiler make-up water | Febco | BE9141 | 825YRP 3/4 inch | OM00000323 |  | mechanical enclosure SW of building | NA | NA | NA | NA | NA | NA | NA | NA | NA | NA | \Classifications\Building System Class\D20-Plumbing\D2020 - Domestic Water\Backflow Preventer - BFP | 1008191
43-B2 | 43-B2 Old Courthouse | 43-B2-D2023-100-BFP04 | Backflow Preventer - BFP04 | Febco | BC3316 | 825YRP 3/4 inch | OM00019187 |  | northeast corner of building painted blue | NA | NA | NA | NA | NA | NA | NA | NA | NA | NA | \Classifications\Building System Class\D20-Plumbing\D2020 - Domestic Water\Backflow Preventer - BFP | 1008193
43-B2 | 43-B2 Old Courthouse | 43-B2-D2023-100-BFP05 | Backflow Preventer Assembly- BFP05 | Watts | 178681 | 909 4 inch | OM00019189 |  | northeast corner of building | NA | NA | NA | NA | NA | NA | NA | NA | NA | NA | \Classifications\Building System Class\D20-Plumbing\D2020 - Domestic Water\Backflow Preventer - BFP | 1008194
43-B2 | 43-B2 Old Courthouse | 43-B2-D2023-100-BFP06 | Backflow Preventer Assembly - BFP06 | Watts 2 inch | DNA | DNA | OM00019614 |  | northeast corner of building | NA | NA | NA | NA | NA | NA | NA | NA | NA | NA | \Classifications\Building System Class\D20-Plumbing\D2020 - Domestic Water\Backflow Preventer - BFP | 1008195
43-B2 | 43-B2 Old Courthouse | 43-B2-D2023-100-BFP08 | Backflow Preventer - BFP08 chiller make-up water | Febco | 13063 | 825YRP 3/4 inch | OM00019626 |  | mechanical room | NA | NA | NA | NA | NA | NA | NA | NA | NA | NA | \Classifications\Building System Class\D20-Plumbing\D2020 - Domestic Water\Backflow Preventer - BFP | 1008197
43-B2 | 43-B2 Old Courthouse | 43-B2-D5010-200-ESD01 | Main Electrical Switchboard - SBR | Square D Co. | DNA | Cat. No. 45-375 3063-AO | OM00019624 |  | mechanical room | NA | NA | NA | NA | 480 | 600 | Electric | 3 | NA | NA | \Classifications\Building System Class\D50-Electrical SYS\D5010 - Elec Service & Dist\Electical Service and Distribution - ESD | 1008201
43-B2 | 43-B2 Old Courthouse | 43-B2-D5010-234-ATS01 | Automatic Transfer Switch - ATS | Kohler Power Systems | K47209 | Part No. K-166543-225 | OM00019625 |  | basement | NA | NA | NA | NA | 480 | 225 | Electric | 3 | NA | NA | \Classifications\Building System Class\D50-Electrical SYS\D5010 - Elec Service & Dist\Automatic Transfer Switch - ATS | 1008202
43-B2 | 43-B2 Old Courthouse | 43-B2-D5011-240-TRN01 | Transformer - TRN | Square D Co. | 215 234-1 | style #35149/17232/023 | OM00019622 |  | mechanical room | NA | NA | NA | NA | 150 KVA 480/208/120 | 180/416 | Electric | 3 | NA | NA | \Classifications\Building System Class\D50-Electrical SYS\D5010 - Elec Service & Dist\Transformer - TRN | 1008203
43-B2 | 43-B2 Old Courthouse | 43-B2-D5038-810-ITA01 | Intrusion Alarm - ITA | DNA | DNA | DNA | OM00019631 | DNA | equipment room | NA | NA | NA | NA | DNA | DNA | Electric | DNA | NA | NA | \Classifications\Building System Class\D50-Electrical SYS\D5030 - Comm & Security\Intrusion Alarm - ITA | 1008206
43-B2 | 43-B2 Old Courthouse | 43-B2-D3012-120-GMR01 | Gas Meter Readings - GMR01 | Roots | -741987 | 5H175 | OM00043744 |  | outside of mechanical room | NA | NA | NA | NA | NA | NA | Gas | NA | NA | NA | \Classifications\Building System Class\D30-HVAC Systems\D3010 - Energy Supply\Gas Meter Readings - GMR | 1008208
43-B2 | 43-B2 Old Courthouse | 43-B2-D2020-130-WMR01 | Water Meter Readings - WMR01 | DNA | DNA | DNA | OM00043685 | DNA | east side of building in sidewalk | NA | NA | NA | NA | NA | NA | NA | NA | NA | NA | \Classifications\Building System Class\D20-Plumbing\D2020 - Domestic Water\Water Meter Readings - WMR | 1008209
43-B2 | 43-B2 Old Courthouse | 43-B2-G2050-200-LSC01 | Landscaping - LSC | Irritrol | DNA | DNA | OM00043681 |  | building perimeter | NA | NA | NA | NA | DNA | DNA | Electric | DNA | NA | NA | \Classifications\Building System Class\G20-Other Systems\G2050 - Landscaping\Landscaping - LSC | 1008210
43-B2 | 43-B2 Old Courthouse | 43-B2-D5092-250-ELT08 | Exterior Lighting - ELT | DNA | DNA | DNA | OM00043680 | DNA | various- perimeter of building | NA | NA | NA | NA | DNA | DNA | Electric | DNA | NA | NA | \Classifications\Building System Class\D50-Electrical SYS\D5090 - Elec SYS\Exterior Lighting - ELT | 1008211
43-B2 | 43-B2 Old Courthouse | 43-B2-G2049-300-HSC02 | Hardscape - HSC | NA | NA | NA | OM00043682 |  | south side inside secured area | NA | NA | NA | NA | NA | NA | NA | NA | NA | NA | \Classifications\Building System Class\G20-Other Systems\G2040 - Site Development\Hardscape - HSC | 1008212
43-B2 | 43-B2 Old Courthouse | 43-B2-D5092-250-EML25 | Emergency And Exit Lighting - EML 25 | NA | NA | NA | OM00043679 |  | NA | NA | NA | NA | NA | DNA | NA | Electric | 1 | NA | NA | \Classifications\Building System Class\D50-Electrical SYS\D5090 - Elec SYS\Emergency And Exit Lighting - EML | 1008213
43-B2 | 43-B2 Historic Courthouse | 43-B2-D3041-160-FDP16 | Fire Dampers - FDP16 | DNA | DNA | DNA | OM00019923 |  | NA | NA | NA | NA | NA | NA | NA | NA | NA | NA | NA | \Classifications\Building System Class\D30-HVAC Systems\D3040 - Distribution SYS\Fire Dampers - FDP | 1010295
43-B2 | 43-B2 Historic Courthouse | 43-B2-D2023-100-BFP09 | Backflow Preventer - BFP09 Irrigation | Wilkins | A296818 | 375 | OM00019188 |  | Landscape Rose Garden | NA | NA | NA | NA |  | NA |  |  | NA | NA | \Classifications\Building System Class\D20-Plumbing\D2020 - Domestic Water\Backflow Preventer - BFP | 1017759
43-B2 | 43-B2 Historic Courthouse | 43-B2-D5037-710-FAP02 | Fire Alarm Panel - FAP02 | Siemens |  | Firefinder-XLS | OM00019252 |  | Floor 1, Equipment Room | NA | NA | NA | NA | NA | NA | NA | NA | NA | NA | \Classifications\Building System Class\D50-Electrical SYS\D5030 - Comm & Security\Fire Alarm Panel - FAP | 1019525
43-B2 | 43-B2 Historic Courthouse | 43-B2-D3031-100-PCH03 | Condensor Water Pump PCH03 | B&G | PH016300 | 3BD 7.625SSF | OM00019256 |  | Basement - Chiller Room | NA | NA | NA | 7.5 | 480 | 9.5 | Electric | 3 | NA | NA | \Classifications\Building System Class\D30-HVAC Systems\D3030 - Cooling SYS\Chilled Water Pump - PCH | 1021339
43-B2 | 43-B2 Historic Courthouse | 43-B2-D3031-140-CLR02 | Chiller02 | Carrier | 1516Q23398 | 30HXC106NZU671AA | OM00019255 |  | Basement - Chiller Room | DNA | DNA | R-134a | DNA | 480 | 143.3 MCA | Electric | 3 | NA | NA | \Classifications\Building System Class\D30-HVAC Systems\D3030 - Cooling SYS\Chiller, Air Cooled - CLR | 1021340
43-B2 | 43-B2 Historic Courthouse | 43-B2-D3030-110-CTW02 | Cooling Tower 02 | BAC | U163040101-01-01 | VTO-075-K | OM00019258 |  | Basement - Equipment pad in parking lot | (2) B73 | NA | NA | 10 | 480 | 12.5 | Electric | 3 | NA | NA | \Classifications\Building System Class\D30-HVAC Systems\D3030 - Cooling SYS\Cooling Tower - CTW | 1021341
43-B5 | 43-B5 New Santa Clara Family Justice Center | 43-B5-B2010-100-BLD01 | building | NA | NA | NA | OM00044650 |  | NA | NA | NA | NA | NA | NA | NA | NA | NA | NA | NA | \Classifications\Building System Class\B20-General Building Exterior\B2010 - Exterior Walls\Building - BLD | 1019965
43-B5 | 43-B5 New Santa Clara Family Justice Center | 43-B5-B2034-400-DOH01 | Sally Port Door #1 | DNA | DNA | DNA | OM00044495 |  | 1st Floor - Sally Port Enterance | NA | NA | NA | NA | NA | NA | NA | NA | NA | NA | \Classifications\Building System Class\B20-General Building Exterior\B2030 - Exterior Doors\Door,Overhead-Shutter,Manual,Elec,Roll-up - DOH | 1021344
43-B5 | 43-B5 New Santa Clara Family Justice Center | 43-B5-D3060-100-RDS01 | Refrigerant Leak Detector RDS01 | MSA | KI5-400396616-30-001 | ALE-04-10114000200010 | OM00044560 |  | 9th Floor Penthouse | NA | NA | NA | NA | 24 VAC | DNA | Electric | 1 | DNA | DNA | \Classifications\Building System Class\D30-HVAC Systems\D3060 - Control & Inst Air\Refrigerant Leak Detection System - RDS | 1021345
43-B5 | 43-B5 New Santa Clara Family Justice Center | 43-B5-D4022-210-FSG01 | Fire Pump FSG01 | AC-Fire Pump Systems | 15-72111-01-00QKV44 | FP12CHC-1000 | OM00044499 |  | 1st Floor - Fire Pump Room | NA | NA | NA | 150 | 460 | 177 | Electric | 3 | NA | NA | \Classifications\Building System Class\D40-Fire Protection SYS\D4020 - Stand Pipe\Pump,Fire,Electric Motor Driven - FSG | 1021346
43-B5 | 43-B5 New Santa Clara Family Justice Center | 43-B5-D4022-210-JPM01 | Jockey Fire Pump JPM01 | Baldor | F1412010817 | UM3559 | OM00044500 |  | 1st Floor Fire Pump Room | NA | NA | NA | 3 | 460 | 3.8 | Electric | 3 | NA | NA | \Classifications\Building System Class\D40-Fire Protection SYS\D4020 - Stand Pipe\Jockey Pump - JPM | 1021347
43-B5 | 43-B5 New Santa Clara Family Justice Center | 43-B5-D1010-100-ELE01 | Elevator ELE01 | KONE | 20365198 | KCMG31 | OM00044529 | State ID# 173071 | 9th Floor Penthouse Machine Room by Pumps East Side | NA | NA | NA | DNA | 480 | 50 | Electric | 3 | NA | NA | \Classifications\Building System Class\D10-Conveyance Systems\D1010 - Elevator\Elevator,Electric,Pass/Freight - ELE | 1021348
43-B5 | 43-B5 New Santa Clara Family Justice Center | 43-B5-D1010-100-ELE02 | Elevator ELE02 | KONE | 20365199 | KCM831 | OM00044530 | State ID# 173072 | 9th Floor Penthouse Machine Room by Pumps East Side | NA | NA | NA | DNA | 480 | 50 | Electric | 3 | NA | NA | \Classifications\Building System Class\D10-Conveyance Systems\D1010 - Elevator\Elevator,Electric,Pass/Freight - ELE | 1021349
43-B5 | 43-B5 New Santa Clara Family Justice Center | 43-B5-D2023-310-WBS01 | Domestic Water Pump WBS01 | Goulds Water Technology | G1408283 | 22SV4GJ4C62 | OM00044503 |  | 1st Floor - Fire Pump Room | NA | NA | NA | 10 | 460 | 11.9 | Electric | 3 | NA | NA | \Classifications\Building System Class\D20-Plumbing\D2020 - Domestic Water\Domestic Water Booster System - WBS | 1021353
43-B5 | 43-B5 New Santa Clara Family Justice Center | 43-B5-D2022-260-HWG01 | Domestic Water Heater HWG01 | AHRI | 1452M001806 | SUF100250NE200 | OM00044541 |  | 9th Floor Penthouse - Boiler Room | NA | NA | NA | NA | 120 | 5 | Gas | 1 | 250,000 | DNA | \Classifications\Building System Class\D20-Plumbing\D2020 - Domestic Water\Domestic Water Heater, Gas - HWG | 1021350
43-B5 | 43-B5 New Santa Clara Family Justice Center | 43-B5-D2023-100-BFP02 | Backflow Preventor BFP02 | WATTS | 1748 | LF909 M1 QT RP | OM00044544 |  | 9th Floor Penthouse | NA | NA | NA | NA | NA | NA | NA | NA | NA | NA | \Classifications\Building System Class\D20-Plumbing\D2020 - Domestic Water\Backflow Preventer - BFP | 1021351
43-B5 | 43-B5 New Santa Clara Family Justice Center | 43-B5-D2023-100-BFP01 | Domestic Water Backflow Preventor BFP01, includes AIRGAP | ZURN | 4041 | 375AST | OM00044497 | Acct#: 8720077298 Meter#: 70290783 Tested by SJW (includes Air Gap Inspection) | First Floor,BY Sally Port, Outside Fire Pump Room | NA | NA | NA | NA | NA | NA | NA | NA | NA | NA | \Classifications\Building System Class\D20-Plumbing\D2020 - Domestic Water\Backflow Preventer - BFP | 1021352
43-B5 | 43-B5 New Santa Clara Family Justice Center | 43-B5-D2023-310-WBS02 | Domestic Water Pump WBS02 | Goulds Water Technology | G1408284 | 22SV4GJ4C62 | OM00044502 |  | 1st Floor - Fire Pump Room | DNA | NA | NA | 10 | 480 | 11.9 | Electric | 3 | NA | NA | \Classifications\Building System Class\D20-Plumbing\D2020 - Domestic Water\Domestic Water Booster System - WBS | 1021354
43-B5 | 43-B5 New Santa Clara Family Justice Center | 43-B5-D2023-310-WBS03 | Domestic Water Pump WBS03 | Goulds Water Technology | G1408282 | 22SV4GJ4C62 | OM00044501 |  | 1st Floor - Fire Pump Room | NA | NA | NA | 10 | 480 | 11.9 | Electric | 3 | NA | NA | \Classifications\Building System Class\D20-Plumbing\D2020 - Domestic Water\Domestic Water Booster System - WBS | 1021355
43-B5 | 43-B5 New Santa Clara Family Justice Center | 43-B5-D2090-650-WSR01 | Water Softener Demineralized WSR01 | Cullingan | 10676 | Cullingan | OM00044543 |  | 9th Floor Penthouse - Boiler Room | NA | NA | NA | NA | 110 | 2 | Electric | 1 | NA | NA | \Classifications\Building System Class\D20-Plumbing\D2090 - Other Plumbing SYS\Water Softener - WSR | 1021356
43-B5 | 43-B5 New Santa Clara Family Justice Center | 43-B5-D3021-130-BLR01 | Boiler #1 | Aerco International, Inc. | Q-14-2727 | BMK3000 | OM00044561 |  | 9th Floor Penthouse | DNA | DNA | NA | DNA | 110 | DNA | Natural gas | 1 | 3,000,000 | 2,790,000 | \Classifications\Building System Class\D30-HVAC Systems\D3020 - Heat SYS\Boiler,Hot Water,Oil/Gas/Comb. - BLR | 1021358
43-B5 | 43-B5 New Santa Clara Family Justice Center | 43-B5-D3012-120-GMR01 | Natural Gas Mater - GMR01 | ROOTS METER | 1550017 | 7H175 | OM00044498 |  | 1st Floor Outside Fire Pump Room | DNA | DNA | DNA | DNA | DNA | DNA | DNA | DNA | DNA | DNA | \Classifications\Building System Class\D30-HVAC Systems\D3010 - Energy Supply\Gas Meter Readings - GMR | 1021357
43-B5 | 43-B5 New Santa Clara Family Justice Center | 43-B5-D3030-110-CTW01 | Cooling Tower #1 | Marley | 10096355-A1- | SPX NC8405SG-14 | OM00044599 |  | 9th Floor Penthouse | DNA | DNA | NA | DNA | 460 | DNA | Electric | 3 | NA | NA | \Classifications\Building System Class\D30-HVAC Systems\D3030 - Cooling SYS\Cooling Tower - CTW | 1021359
43-B5 | 43-B5 New Santa Clara Family Justice Center | 43-B5-D3030-110-CTW02 | Cooling Tower #2 | Marley | 10096355-A2-NC8402SG-14 | SPX NC8405SG-14 | OM00044600 |  | 9th Floor Penthouse | DNA | DNA | NA |  | 460 | DNA | Electric | 3 | NA | NA | \Classifications\Building System Class\D30-HVAC Systems\D3030 - Cooling SYS\Cooling Tower - CTW | 1021360
43-B5 | 43-B5 New Santa Clara Family Justice Center | 43-B5-D3031-100-PCH01 | Chilled Water Pump PCH01 | Baldor | Z1409120377 | KS4011AE2K2KEA407M | OM00044531 |  | 9th Floor Penthouse | NA | NA | NA | 15 | 460 | 17.7 | Electric | 3 | NA | NA | \Classifications\Building System Class\D30-HVAC Systems\D3030 - Cooling SYS\Chilled Water Pump - PCH | 1021361
43-B5 | 43-B5 New Santa Clara Family Justice Center | 43-B5-D3031-100-PCH02 | Chilled Water Pump PCH02 | Baldor | Z1408080138 | 39N082W915C1 | OM00044532 |  | 9th Floor Penthouse | NA | NA | NA | 20 | 460 | 23.5 | Electric | 3 | NA | NA | \Classifications\Building System Class\D30-HVAC Systems\D3030 - Cooling SYS\Chilled Water Pump - PCH | 1021362
43-B5 | 43-B5 New Santa Clara Family Justice Center | 43-B5-D3031-100-PCH03 | Chilled Water Pump PCH03 | Baldor | C1410310297 | 42H099W38861 | OM00044595 |  | 9th Floor Penthouse | DNA | DNA | DNA | 46 | 460 | 92/46 | Electric | 3 | DNA | DNA | \Classifications\Building System Class\D30-HVAC Systems\D3030 - Cooling SYS\Chilled Water Pump - PCH | 1021375
43-B5 | 43-B5 New Santa Clara Family Justice Center | 43-B5-D3031-100-PCH04 | Chilled Water Pump PCH04 | Baldor | C1410310317 | 42H099W38867 | OM00044596 |  | 9th Floor Penthouse | DNA | DNA | DNA | 46 | 460 | 92/46 | Electric | 3 | DNA | DNA | \Classifications\Building System Class\D30-HVAC Systems\D3030 - Cooling SYS\Chilled Water Pump - PCH | 1021376
43-B5 | 43-B5 New Santa Clara Family Justice Center | 43-B5-D3031-100-PCH05 | Chilled Water Pump PCH05 | Baldor | Z1408220347 | 39N082W916C1 | OM00044533 |  | 9th Floor Penthouse | NA | NA | NA | 15 | 460 | 92/460 | Electric | 3 | NA | NA | \Classifications\Building System Class\D30-HVAC Systems\D3030 - Cooling SYS\Chilled Water Pump - PCH | 1021377
43-B5 | 43-B5 New Santa Clara Family Justice Center | 43-B5-D3031-100-PCH08 | Chilled Water Pump PCH08 | Baldor | Z1408080433 | 39N082W915C1 | OM00044598 |  | 9th Floor Penthouse | NA | NA | NA | 20 | 460 | 23.5 | Electric | 3 | NA | NA | \Classifications\Building System Class\D30-HVAC Systems\D3030 - Cooling SYS\Chilled Water Pump - PCH | 1021380
43-B5 | 43-B5 New Santa Clara Family Justice Center | 43-B5-D3031-100-PCH06 | Chilled Water Pump PCH06 | Baldor | Z1408120417 | 39N082W916C1 | OM00044534 |  | 9th Floor Penthouse | NA | NA | DNA | 15 | 460 | 17.7 | Electric | 3 | NA | NA | \Classifications\Building System Class\D30-HVAC Systems\D3030 - Cooling SYS\Chilled Water Pump - PCH | 1021378
43-B5 | 43-B5 New Santa Clara Family Justice Center | 43-B5-D3031-100-PCH07 | Chilled Water Pump PCH07 | Baldor | Z1409120382 | 39N082W916C1 | OM00044597 |  | 9th Floor Penthouse | NA | NA | NA | 15 | 460 | 17.7 | Electric | 3 | NA | NA | \Classifications\Building System Class\D30-HVAC Systems\D3030 - Cooling SYS\Chilled Water Pump - PCH | 1021379
43-B5 | 43-B5 New Santa Clara Family Justice Center | 43-B5-D3031-100-PCH09 | Chilled Water Pump PCH09 | Baldor | C1407020157 | KS6011AE2LEA411M | OM00044558 |  | 9th Floor Penthouse | NA | NA | DNA | 25 | 460 | 60/30 | Electric | 3 | NA | NA | \Classifications\Building System Class\D30-HVAC Systems\D3030 - Cooling SYS\Chilled Water Pump - PCH | 1021381
43-B5 | 43-B5 New Santa Clara Family Justice Center | 43-B5-D3031-100-PCH10 | Chilled Water Pump PCH10 | Baldor | C1411030307 | 40K020W93C1 | OM00044559 |  | 9th Floor Penthouse | NA | NA | NA | 25 | 460 | 30 | Electric | NA | NA | NA | \Classifications\Building System Class\D30-HVAC Systems\D3030 - Cooling SYS\Chilled Water Pump - PCH | 1021382
43-B5 | 43-B5 New Santa Clara Family Justice Center | 43-B5-D3031-100-PCH12 | Condensor Water Pump #8 | Baldor | C1407020147 | KS6011AE2LEA411M | OM00044557 |  | 9th Floor Penthouse | DNA | DNA | DNA | 25 | 230/460 | 60/30 | Electric | DNA | DNA | DNA | \Classifications\Building System Class\D30-HVAC Systems\D3030 - Cooling SYS\Chilled Water Pump - PCH | 1021383
43-B5 | 43-B5 New Santa Clara Family Justice Center | 43-B5-D3031-130-CLR01 | Chiller #1 | Daikin Applied | STNU141000051 | WMC250DBS-ER10 | OM00044553 |  | 9th Floor Penthouse - Chiller Room | DNA | DNA | R-134a | DNA | 460 | 273 Min - 350 Max | Electric | 3 | DNA |  | \Classifications\Building System Class\D30-HVAC Systems\D3030 - Cooling SYS\Chiller, Water Cooled - CLR | 1021384
43-B5 | 43-B5 New Santa Clara Family Justice Center | 43-B5-D3031-130-CLR02 | Chiller #2 | Daikin Applied | STNU141000050 | WMC250DBS-ER10 | OM00044554 |  | 9th Floor Penthouse - Chiller Room | DNA | DNA | R-134a | DNA | 460 | 273 Min - 350 Max | Electric | 3 | DNA | DNA | \Classifications\Building System Class\D30-HVAC Systems\D3030 - Cooling SYS\Chiller, Water Cooled - CLR | 1021385
43-B5 | 43-B5 New Santa Clara Family Justice Center | 43-B5-D3031-130-CLR03 | Chiller #3 | Daikin Applied | STNU141000062 | WMC250DBS-ER10 | OM00044555 |  | 9th Floor Penthouse - Chiller Room | DNA | DNA | R-134a | DNA | 460 | 273 Min - 350 Max | Electric | 3 | DNA | DNA | \Classifications\Building System Class\D30-HVAC Systems\D3030 - Cooling SYS\Chiller, Water Cooled - CLR | 1021386
43-B5 | 43-B5 New Santa Clara Family Justice Center | 43-B5-D3040-600-HES01 | Chilled Water Heat Exchanger #1 | GEA Heat Exchangers Inc. | DNA | DNA | OM00044594 |  | 9th Floor Penthouse | NA | NA | NA | NA | NA | NA | NA | NA | NA | NA | \Classifications\Building System Class\D30-HVAC Systems\D3040 - Distribution SYS\Heat Exchanger,Steam - HES | 1021387
43-B5 | 43-B5 New Santa Clara Family Justice Center | 43-B5-D3041-210-SFN01 | Air Handler Supply Fan Unit #1 | Temtrol | T017560-001-00 | ITF-DH37 | OM00044540 |  | 9th Floor Penthouse | DNA | DNA | DNA | 7.5 (4 Fans) | 440 - 480 | DNA | Electric | 3 | DNA | DNA | \Classifications\Building System Class\D30-HVAC Systems\D3040 - Distribution SYS\Supply/Exhaust/Return fans- FAN | 1021390
43-B5 | 43-B5 New Santa Clara Family Justice Center | 43-B5-D3041-210-SFN03 | Air Handler Supply Fan Unit #3 | Temtrol | T017560-005-00 | ITF-DH49 | OM00044591 |  | 9th Floor Penthouse | DNA | DNA | DNA | 8.5 (4 Fans) | 440 - 480 | DNA | Electric | 3 | DNA | DNA | \Classifications\Building System Class\D30-HVAC Systems\D3040 - Distribution SYS\Supply/Exhaust/Return fans- FAN | 1021392
43-B5 | 43-B5 New Santa Clara Family Justice Center | 43-B5-D3040-600-HES02 | Chilled Water Heat Exchanger HES02 | GEA Heat Exchangers | BNA-650/50010 | MA063 BYF-150 | OM00044535 |  | 9th Floor Penthouse | NA | NA | NA | NA | NA | NA | NA | NA | NA | NA | \Classifications\Building System Class\D30-HVAC Systems\D3040 - Distribution SYS\Heat Exchanger,Steam - HES | 1021388
43-B5 | 43-B5 New Santa Clara Family Justice Center | 43-B5-D3040-600-HES03 | Chilled Water Heat Exchanger HES03 | GEA Heat Exchangers | ENA-622/50024 | NA04X CYF-150 | OM00044536 |  | 9th Floor Penthouse | NA | NA | NA | NA | NA | NA | NA | NA | NA | NA | \Classifications\Building System Class\D30-HVAC Systems\D3040 - Distribution SYS\Heat Exchanger,Steam - HES | 1021389
43-B5 | 43-B5 New Santa Clara Family Justice Center | 43-B5-D3041-210-SFN02 | Air Handler Supply Fan Unit #2 | Temtrol | T017560-003-00 | ITF-DH46 | OM00044538 |  | 9th Floor Penthouse | DNA | DNA | DNA | 7.5 (4 Fans) | 440 - 480 | DNA | Electric | 3 | DNA | DNA | \Classifications\Building System Class\D30-HVAC Systems\D3040 - Distribution SYS\Supply/Exhaust/Return fans- FAN | 1021391
43-B5 | 43-B5 New Santa Clara Family Justice Center | 43-B5-D3041-210-SFN04 | Air Handler Supply Fan Unit #4 | Temtrol | T017560-007-00 | ITF-DH52 | OM00044592 |  | 9th Floor Penthouse | DNA | DNA | DNA | 8 (4 Fans) | 440 - 480 | DNA | Electric | 3 | DNA | DNA | \Classifications\Building System Class\D30-HVAC Systems\D3040 - Distribution SYS\Supply/Exhaust/Return fans- FAN | 1021393
43-B5 | 43-B5 New Santa Clara Family Justice Center | 43-B5-D3041-230-RFN03 | Air Handler Return Fan Unit #3 | Temtrol | T017560-006-00 | ITF-CF44 | OM00044590 |  | 9th Floor Penthouse | DNA | DNA | DNA | 4 (4 Fans) | 440 - 480 | DNA | Electric | 3 | DNA | DNA | \Classifications\Building System Class\D30-HVAC Systems\D3040 - Distribution SYS\Supply/Exhaust/Return fans- FAN | 1021396
43-B5 | 43-B5 New Santa Clara Family Justice Center | 43-B5-D3044-125-PHW01 | Hot Water Pump PHW01 | Taco | ED137934 | KS3011AE2KAA407M | OM00044563 |  | 9th Floor Penthouse | NA | NA | DNA | 15 | 460 | 17.7 | Electric | 3 | NA | NA | \Classifications\Building System Class\D30-HVAC Systems\D3040 - Distribution SYS\Hot Water Pump - PHW | 1021398
43-B5 | 43-B5 New Santa Clara Family Justice Center | 43-B5-D3044-125-PHW02 | Hot Water Pump PHW02 | Taco | ED137933/4 | KS3011AE2KAA407M | OM00044564 |  | 9th Floor Penthouse | NA | NA | NA | 15 | 230/460 | 35.4/17.7 | Electric | 3 | NA | NA | \Classifications\Building System Class\D30-HVAC Systems\D3040 - Distribution SYS\Hot Water Pump - PHW | 1021399
43-B5 | 43-B5 New Santa Clara Family Justice Center | 43-B5-D3041-230-RFN01 | Air Handler Return Fan Unit #1 | Temtrol | T017560-002-00 | ITF-CF34 | OM00044539 |  | 9th Floor Penthouse | DNA | DNA | DNA | 3 (4 Fans) | 440 - 480 | DNA | Electric | 3 | DNA | DNA | \Classifications\Building System Class\D30-HVAC Systems\D3040 - Distribution SYS\Supply/Exhaust/Return fans- FAN | 1021394
43-B5 | 43-B5 New Santa Clara Family Justice Center | 43-B5-D3041-230-RFN02 | Air Handler Return Fan Unit #2 | Temtrol | T017560-004-00 | ITF-DH40 | OM00044537 |  | 9th Floor Penthouse | DNA | DNA | DNA | 4 (4 Fans) | 440 - 480 | DNA | Electric | 3 | DNA | DNA | \Classifications\Building System Class\D30-HVAC Systems\D3040 - Distribution SYS\Supply/Exhaust/Return fans- FAN | 1021395
43-B5 | 43-B5 New Santa Clara Family Justice Center | 43-B5-D3041-230-RFN04 | Air Handler Return Fan Unit #4 | Temtrol | T017560-008-00 | ITF-DH42 | OM00044593 |  | 9th Floor Penthouse | DNA | DNA | DNA | 4.5 (4 Fans) | 440 - 480 | DNA | Electric | 3 | DNA | DNA | \Classifications\Building System Class\D30-HVAC Systems\D3040 - Distribution SYS\Supply/Exhaust/Return fans- FAN | 1021397
43-B5 | 43-B5 New Santa Clara Family Justice Center | 43-B5-D5092-210-GEN01 | Generator #1 | KOHLER power Systems | WA-6000851-1114 | 7M4048 | OM00044359 |  | 9th Floor Penthouse | DNA | DNA | NA | 2328 | 480 | 1955 | Diesel | 3 | DNA | DNA | \Classifications\Building System Class\D50-Electrical SYS\D5090 - Elec SYS\Emergency Generator - GEN | 1021400
43-B5 | 43-B5 New Santa Clara Family Justice Center | 43-B5-G3010-210-PWT01 | Domestic Cold Water Tank PWT01 | Baldor Electric Co. | DNA | Super-E Motor | OM00044504 |  | 1st Floor Fire Pump Room | NA | NA | NA | DNA | 230/460 | 23.8/11.9 | Electric | 3 | NA | NA | \Classifications\Building System Class\G30-Site Mechanical Utilities\G3010 - Water Supply\Potable Water Storage Tank - PWT | 1021401
43-B5 | 43-B5 New Santa Clara Family Justice Center | 43-B5-G3010-210-PWT02 | Hot Water Storage Tank PWT02 | State Industries, Inc | 1504M002550 | PVG01200OVTA125 | OM00044542 |  | 9th Floor Penthouse - Boiler Room | NA | NA | NA | DNA | DNA | DNA | Electric | DNA | NA | NA | \Classifications\Building System Class\G30-Site Mechanical Utilities\G3010 - Water Supply\Potable Water Storage Tank - PWT | 1021402
43-B5 | 43-B5 New Santa Clara Family Justice Center | 43-B5-G3060-320-DFP01 | Diesel Fuel Pump DFP01 | RCI Technologies | DNA | FRS 660 | OM00044360 |  | 9th Floor Penthouse - Generator Room | NA | NA | NA | DNA | DNA | DNA | Electric | DNA | NA | NA | \Classifications\Building System Class\G30-Site Mechanical Utilities\G3060 - Fuel Distribution\Pump, Fuel, Diesel Fuel Transfer Pump - DFP | 1021403
43-B5 | 43-B5 New Santa Clara Family Justice Center | 43-B5-G3063-100-DAT01 | Diesel Fuel Pump DFP01 | Oldcastle Precast | 5-948421 | ConVault | OM00044589 |  | 9th Floor Penthouse - Generator Room | NA | NA | NA | DNA | NA | NA | Diesel | NA | NA | NA | \Classifications\Building System Class\G30-Site Mechanical Utilities\G3060 - Fuel Distribution\Tank, Fuel Storage Day - DAT | 1021404
43-B5 | 43-B5 New Santa Clara Family Justice Center | 43-B5-D2023-100-BFP03 | Cooling Tower Backflow Preventor | ZURN | L99599 | 373 | OM00044545 |  | DNA | NA | NA | NA | NA | NA | NA | NA | NA | NA | NA | \Classifications\Building System Class\D20-Plumbing\D2020 - Domestic Water\Backflow Preventer - BFP | 1021406
43-B5 | 43-B5 New Santa Clara Family Justice Center | 43-B5-D3021-130-BLR02 | Boiler #2 | Aerco International, Inc. | Q-14-2728 | BMK3000 | OM00044562 |  | 9th Floor Penthouse | DNA | DNA | NA | DNA | 110 | DNA | Natural gas | 1 | 3,000,000 |  | \Classifications\Building System Class\D30-HVAC Systems\D3020 - Heat SYS\Boiler,Hot Water,Oil/Gas/Comb. - BLR | 1021407
43-B5 | 43-B5 New Santa Clara Family Justice Center | 43-B5-D1010-100-ELE03 | Elevator ELE03 | KONE | 20365200 | KCM831 | OM00044630 | State ID# 173073 | 9th Floor Machin Room Penthouse Pumps East Side | NA | NA | NA | NA | 480 | DNA | Electric | 3 | NA | NA | \Classifications\Building System Class\D10-Conveyance Systems\D1010 - Elevator\Elevator,Electric,Pass/Freight - ELE | 1021419
43-B5 | 43-B5 New Santa Clara Family Justice Center | 43-B5-D1010-100-ELE04 | Elevator ELE04 | KONE | 20365201 | KCM831 | OM00044631 | State ID# 173074 | 10th Floor Machine Room Penthouse Pumps East Side | NA | NA | NA | NA | 480 | DNA | Electric | 3 | NA | NA | \Classifications\Building System Class\D10-Conveyance Systems\D1010 - Elevator\Elevator,Electric,Pass/Freight - ELE | 1021420
43-B5 | 43-B5 New Santa Clara Family Justice Center | 43-B5-D1010-100-ELE05 | Elevator ELE05 | KONE | 20365202 | KCM831 | OM00044632 | State ID# 173075 | 11th Floor Machine Room Penthouse Pumps East Side | NA | NA | NA | NA | 480 | DNA | Electric | 3 | NA | NA | \Classifications\Building System Class\D10-Conveyance Systems\D1010 - Elevator\Elevator,Electric,Pass/Freight - ELE | 1021421
43-B5 | 43-B5 New Santa Clara Family Justice Center | 43-B5-D1010-100-ELE06 | Elevator ELE06 | KONE | 20365203 | KCM831 | OM00044633 | State ID# 173076 | 12th Floor Machine Room Penthouse Pumps East Side | NA | NA | NA | NA | 480 | DNA | Electric | 3 | NA | NA | \Classifications\Building System Class\D10-Conveyance Systems\D1010 - Elevator\Elevator,Electric,Pass/Freight - ELE | 1021422
43-B5 | 43-B5 New Santa Clara Family Justice Center | 43-B5-D1010-100-ELE07 | Elevator ELE07 | KONE | 20365204 | KCM831 | OM00044616 | State ID# 173077 | 9th Floor Machine Room Penthouse by Boiler Room | NA | NA | NA | NA | 480 | DNA | Electric | 3 | NA | NA | \Classifications\Building System Class\D10-Conveyance Systems\D1010 - Elevator\Elevator,Electric,Pass/Freight - ELE | 1021423
43-B5 | 43-B5 New Santa Clara Family Justice Center | 43-B5-D1010-100-ELE08 | Elevator ELE08 | KONE | 20365205 | KCM831 | OM00044615 | State ID# 173078 | 9th Floor Machine Room Penthouse Pumps East Side by Boiler Room | NA | NA | NA | NA | 480 | DNA | Electric | 3 | NA | NA | \Classifications\Building System Class\D10-Conveyance Systems\D1010 - Elevator\Elevator,Electric,Pass/Freight - ELE | 1021424
43-B5 | 43-B5 New Santa Clara Family Justice Center | 43-B5-D2023-100-BFP04 | Backflow Preventer BFP04 | Watts | 025701 | LF909 QT RPZ | OM00044717 |  | 1st Floor - 1-1 East Next to Fire Control Room | NA | NA | NA | NA | NA | NA | NA | NA | NA | NA | \Classifications\Building System Class\D20-Plumbing\D2020 - Domestic Water\Backflow Preventer - BFP | 1021425
43-B5 | 43-B5 New Santa Clara Family Justice Center | 43-B5-D2023-100-BFP05 | Backflow Preventer BFP05 | Watts | 025683 | LF909 QT RPZ | OM00044716 |  | 1st Floor - 1-2 West | NA | NA | NA | NA | NA | NA | NA | NA | NA | NA | \Classifications\Building System Class\D20-Plumbing\D2020 - Domestic Water\Backflow Preventer - BFP | 1021426
43-B5 | 43-B5 New Santa Clara Family Justice Center | 43-B5-D2023-100-BFP06 | Irrigation Backflow Preventer | Watts | 00460 | LF909Q1RP | OM00044664 |  | Landscaping Planter at St. James and Market Street | NA | NA | NA | NA | NA | NA | NA | NA | NA | NA | \Classifications\Building System Class\D20-Plumbing\D2020 - Domestic Water\Backflow Preventer - BFP | 1021427
43-B5 | 43-B5 New Santa Clara Family Justice Center | 43-B5-D5037-710-FAP01 | Fire Alarm Panel FAP01 | DNA | DNA | DNA | OM00044667 |  | DNA | NA | NA | NA | NA | DNA | DNA | DNA | DNA | NA | NA | \Classifications\Building System Class\D50-Electrical SYS\D5030 - Comm & Security\Fire Alarm Panel - FAP | 1021428
43-B5 | 43-B5 New Santa Clara Family Justice Center | 43-B5-D3068-100-BAS01 | Building Automation System BAS01 | DNA | DNA | DNA | OM00044656 |  | DNA | NA | NA | NA | NA | NA | NA | NA | NA | NA | NA | \Classifications\Building System Class\D30-HVAC Systems\D3060 - Control & Inst Air\Building Automation System - BAS | 1021429
43-B5 | 43-B5 New Santa Clara Family Justice Center | 43-B5-D2023-100-BFP07 | Fire System Backflow Preventer | Ames | PG-1687 | Colt 400 | OM00044663 | Acct#: 979219310 Meter#: /Tested by SJW | Sally Port | NA | NA | NA | NA | NA | NA | NA | NA | NA | NA | \Classifications\Building System Class\D20-Plumbing\D2020 - Domestic Water\Backflow Preventer - BFP | 1021431
43-B5 | 43-B5 New Santa Clara Family Justice Center | 43-B5-D2023-100-BFP08 | Backflow Preventer BFP08 | Watts | 025695 | LF909 QT RPZ | OM00044679 |  | 3rd Floor - 3C | NA | NA | NA | NA | NA | NA | NA | NA | NA | NA | \Classifications\Building System Class\D20-Plumbing\D2020 - Domestic Water\Backflow Preventer - BFP | 1021432
43-B5 | 43-B5 New Santa Clara Family Justice Center | 43-B5-D2023-100-BFP09 | Backflow Preventer BFP09 | Watts | 025689 | LF909 QT RPZ | OM00044681 |  | 4th Floor 4-1 | NA | NA | NA | NA | NA | NA | NA | NA | NA | NA | \Classifications\Building System Class\D20-Plumbing\D2020 - Domestic Water\Backflow Preventer - BFP | 1021433
43-B5 | 43-B5 New Santa Clara Family Justice Center | 43-B5-D2023-100-BFP12 | Backflow Preventer BFP12 | Watts | 025688 | LF909 QT RPZ | OM00044687 |  | 7th Floor - 7-1 | NA | NA | NA | NA | NA | NA | NA | NA | NA | NA | \Classifications\Building System Class\D20-Plumbing\D2020 - Domestic Water\Backflow Preventer - BFP | 1021436
43-B5 | 43-B5 New Santa Clara Family Justice Center | 43-B5-D3041-110-AHU02 | Air Handler Supply Fan Unit AHU02 | Temtrol | T017230-003-00 | ITF-DH46 | OM00044538 |  | 9th Floor Penthouse | NA | DNA | NA | 7.5 (4 Fans) | 480 | 38 | Electric | 3 | NA | NA | \Classifications\Building System Class\D30-HVAC Systems\D3040 - Distribution SYS\Air Handling Unit - AHU | 1021438
43-B5 | 43-B5 New Santa Clara Family Justice Center | 43-B5-D3041-110-AHU04 | Air Handler Supply Fan Unit AHU04 | Temtrol | T017560-007-00 | ITF-DH52 | OM00044592 |  | 9th Floor Penthouse | NA | 12) 24x24x2 4) 12x24x24x15 Bag - 12) 24x24x15 4) 12x24x15 | NA | 8 (4 Fans) | 440 - 480 | 40 | Electric | 3 | NA | NA | \Classifications\Building System Class\D30-HVAC Systems\D3040 - Distribution SYS\Air Handling Unit - AHU | 1021440
43-B5 | 43-B5 New Santa Clara Family Justice Center | 43-B5-D2023-100-BFP10 | Backflow Preventer BFP10 | Watts | 025690 | LF909 QT RPZ | OM00044683 |  | 5th Floor - 530 | NA | NA | NA | NA | NA | NA | NA | NA | NA | NA | \Classifications\Building System Class\D20-Plumbing\D2020 - Domestic Water\Backflow Preventer - BFP | 1021434
43-B5 | 43-B5 New Santa Clara Family Justice Center | 43-B5-D2023-100-BFP11 | Backflow Preventer BFP11 | Watts | 025686 | LF909 QT RPZ | OM00044685 |  | 6th Floor | NA | NA | NA | NA | NA | NA | NA | NA | NA | NA | \Classifications\Building System Class\D20-Plumbing\D2020 - Domestic Water\Backflow Preventer - BFP | 1021435
43-B5 | 43-B5 New Santa Clara Family Justice Center | 43-B5-D3041-110-AHU01 | Air Handler Supply Fan Unit AHU01 | Temtrol | T017560-001-00 | ITF-DH37 | OM00044540 |  | 9th Floor Penthouse | NA | NA | DNA | 7.5 (4 Fans) | 480 | 38 | Electric | 3 | NA | NA | \Classifications\Building System Class\D30-HVAC Systems\D3040 - Distribution SYS\Air Handling Unit - AHU | 1021437
43-B5 | 43-B5 New Santa Clara Family Justice Center | 43-B5-D3041-110-AHU03 | Air Handler Supply Fan Unit AHU03 | Temtrol | T017560-005-00 | ITF-DH49 | OM00044591 |  | 9th Floor Penthouse | NA | 12) 24x24x2 4) 12x24x24x15 Bag - 12) 24x24x15 4) 12x24x15 | NA | 8.5 (4 Fans) | 440 - 480 | 42 | Electric | 3 | NA | NA | \Classifications\Building System Class\D30-HVAC Systems\D3040 - Distribution SYS\Air Handling Unit - AHU | 1021439
43-B5 | 43-B5 New Santa Clara Family Justice Center | 43-B5-D5010-110-MCC01 | Chiller Motor Control Center MCC01 | Cubicle Bus | 4001350605043 | DW-8332 E231263 | OM00044669 |  | Penthouse | NA | NA | NA | NA | 600 VAC | 2000 | Electric | 3 | NA | NA | \Classifications\Building System Class\D50-Electrical SYS\D5010 - Elec Service & Dist\Chiller Room Electrical Panel - MCC | 1021443
43-B5 | 43-B5 New Santa Clara Family Justice Center | 43-B5-D3041-170-SPF01 | Fan Stairwell Pressurization SPF01 | Green Heck | 1396887 | QEI-20-I-30-X | OM00044623 |  | Roof Stairway Ceiling | 2) A-57 | NA | NA | 3 | 460 | 4.2 | Electric | 3 | NA | NA | \Classifications\Building System Class\D30-HVAC Systems\D3040 - Distribution SYS\Stairwell Pressurization Fan - SPF | 1021444
43-B5 | 43-B5 New Santa Clara Family Justice Center | 43-B5-D3041-170-SPF02 | Fan Stairwell Pressurization SPF02 | Green Heck | 13966886 | QEI-20-I-30-X | OM00044601 |  | DNA | NA | NA | NA | 3 | 460 | 4.2 | Electric | 3 | NA | NA | \Classifications\Building System Class\D30-HVAC Systems\D3040 - Distribution SYS\Stairwell Pressurization Fan - SPF | 1021445
43-B5 | 43-B5 New Santa Clara Family Justice Center | 43-B5-D3031-100-PCH11 | Chilled Water Pump PCH11 | Baldor | C1407020147 | 40K020W93C1 | OM00044557 |  | 9th Floor Penthouse | NA | NA | NA | 25 | 460 | 30 | Electric | 3 | NA | NA | \Classifications\Building System Class\D30-HVAC Systems\D3030 - Cooling SYS\Chilled Water Pump - PCH | 1021447
43-B5 | 43-B5 New Santa Clara Family Justice Center | 43-B5-D3031-240-CDR02 | Condenser, Water Cooled CDR02 | Daikin applied | A000591 | RWEYQ84PYDN | OM00044620 |  | Penthouse | NA | NA | R-410A | NA | 460 | 10.35 | Electric | 3 | NA | NA | \Classifications\Building System Class\D30-HVAC Systems\D3030 - Cooling SYS\Condensing Unit, Water Cooled - CDR | 1021448
43-B5 | 43-B5 New Santa Clara Family Justice Center | 43-B5-D3031-240-CDR03 | Condenser, Water Cooled CDR03 | Daikin applied | A000653 | RWEYQ84PYDN | OM00044621 |  | 9th Floor Penthouse - Server Room | NA | NA | R-410A | NA | 460 | 10.2 | Electric | 3 | NA | NA | \Classifications\Building System Class\D30-HVAC Systems\D3030 - Cooling SYS\Condensing Unit, Water Cooled - CDR | 1021449
43-B5 | 43-B5 New Santa Clara Family Justice Center | 43-B5-D3031-240-CDR04 | Condenser, Water Cooled CDR04 | Daikin applied | A000596 | DNA | OM00044622 |  | 9th Floor Penthouse - Server Room | NA | NA | R-410A | NA | 460 | 10.2 | Electric | 3 | NA | NA | \Classifications\Building System Class\D30-HVAC Systems\D3030 - Cooling SYS\Condensing Unit, Water Cooled - CDR | 1021450
43-B5 | 43-B5 New Santa Clara Family Justice Center | 43-B5-D3031-240-CDR05 | Condenser, Water Cooled CDR05 | Daikin applied | A000590 | RWEYQ84PYDN | OM00044617 |  | Penthouse | NA | NA | R-410A | NA | 460 | 10.2 | Electric | 3 | NA | NA | \Classifications\Building System Class\D30-HVAC Systems\D3030 - Cooling SYS\Condensing Unit, Water Cooled - CDR | 1021451
43-B5 | 43-B5 New Santa Clara Family Justice Center | 43-B5-D3031-240-CDR06 | Condenser, Water Cooled CDR06 | Daikin applied | A000602 | REWYQ84PYDN | OM00044618 |  | Penthouse | NA | NA | R-410A | NA | 460 | 10.2 | Electric | 3 | NA | NA | \Classifications\Building System Class\D30-HVAC Systems\D3030 - Cooling SYS\Condensing Unit, Water Cooled - CDR | 1021452
43-B5 | 43-B5 New Santa Clara Family Justice Center | 43-B5-D3031-240-CDR07 | Condenser, Water Cooled CDR07 | Daikin applied | A000545 | DNA | OM00044619 |  | Penthouse | NA | NA | R-410A | NA | 460 | 10.2 | Electric | 3 | NA | NA | \Classifications\Building System Class\D30-HVAC Systems\D3030 - Cooling SYS\Condensing Unit, Water Cooled - CDR | 1021453
43-B5 | 43-B5 New Santa Clara Family Justice Center | 43-B5-D3031-240-CDR09 | Condenser, Water Cooled CDR09 | Daikin applied | A000372 | RWEYQ72PPYDN | OM00044610 |  | 9th Floor Penthouse | NA | NA | R-410A | NA | 460 | 10.2 | Electric | 3 | NA | NA | \Classifications\Building System Class\D30-HVAC Systems\D3030 - Cooling SYS\Condensing Unit, Water Cooled - CDR | 1021455
43-B5 | 43-B5 New Santa Clara Family Justice Center | 43-B5-D3031-240-CDR10 | Condenser, Water Cooled CDR10 | Daikin applied | A000389 | RWEYQ72PYDN | OM00044608 |  | 9th Floor Penthouse | NA | NA | R-410A | NA | 460 | 10.2 | Electric | 3 | NA | NA | \Classifications\Building System Class\D30-HVAC Systems\D3030 - Cooling SYS\Condensing Unit, Water Cooled - CDR | 1021456
43-B5 | 43-B5 New Santa Clara Family Justice Center | 43-B5-D3031-240-CDR08 | Condenser, Water Cooled CDR08 | Daikin applied | A000394 | RWEYQ72PYDN | OM00044612 |  | 9th Floor Penthouse | NA | NA | R-410A | NA | 460 | 10.2 | Electric | 3 | NA | NA | \Classifications\Building System Class\D30-HVAC Systems\D3030 - Cooling SYS\Condensing Unit, Water Cooled - CDR | 1021454
43-B5 | 43-B5 New Santa Clara Family Justice Center | 43-B5-D3031-240-CDR11 | Condenser, Water Cooled CDR11 | Daikin applied | A00044611 | RWEYQ84PYDN | OM00044611 |  | 9th Floor Penthouse | NA | NA | R-410A | NA | 460 | 10.2 | Electric | 3 | NA | NA | \Classifications\Building System Class\D30-HVAC Systems\D3030 - Cooling SYS\Condensing Unit, Water Cooled - CDR | 1021457
43-B5 | 43-B5 New Santa Clara Family Justice Center | 43-B5-D3031-240-CDR12 | Condenser, Water Cooled CDR12 | Daikin applied | A000650 | RWEYQ84PYDN | OM00044609 |  | 9th Floor Penthouse | NA | NA | R-410A | NA | 460 | 10.2 | Electric | 3 | NA | NA | \Classifications\Building System Class\D30-HVAC Systems\D3030 - Cooling SYS\Condensing Unit, Water Cooled - CDR | 1021458
43-B5 | 43-B5 New Santa Clara Family Justice Center | 43-B5-D3031-240-CDR13 | Condenser, Water Cooled CDR13 | Daikin applied | A000589 | RWEYQ84PYDN | OM00044607 |  | 9th Floor Penthouse | NA | NA | R-410A | NA | 460 | 10.2 | Electric | 3 | NA | NA | \Classifications\Building System Class\D30-HVAC Systems\D3030 - Cooling SYS\Condensing Unit, Water Cooled - CDR | 1021459
43-B5 | 43-B5 New Santa Clara Family Justice Center | 43-B5-D3031-240-CDR14 | Condenser, Water Cooled CDR14 | Daikin applied | A000646 | RWEYQ84PYDN | OM00044606 |  | 9th Floor Penthouse | NA | NA | R-410A | NA | 460 | 10.2 | Electric | 3 | NA | NA | \Classifications\Building System Class\D30-HVAC Systems\D3030 - Cooling SYS\Condensing Unit, Water Cooled - CDR | 1021460
43-B5 | 43-B5 New Santa Clara Family Justice Center | 43-B5-D3031-240-CDR15 | Condenser, Water Cooled CDR15 | Daikin applied | A000595 | RWEYQ84PYDN | OM00044605 |  | 9th Floor Penthouse | NA | NA | R-410A | NA | 460 | 10.2 | Electric | 3 | NA | NA | \Classifications\Building System Class\D30-HVAC Systems\D3030 - Cooling SYS\Condensing Unit, Water Cooled - CDR | 1021461
43-B5 | 43-B5 New Santa Clara Family Justice Center | 43-B5-D3031-240-CDR16 | Condenser, Water Cooled CDR16 | Daikin applied | DNA | RWEYQ84PYDN | OM00044604 |  | 9th Floor Penthouse | NA | NA | R-410A | NA | 460 | 10.2 | Electric | 3 | NA | NA | \Classifications\Building System Class\D30-HVAC Systems\D3030 - Cooling SYS\Condensing Unit, Water Cooled - CDR | 1021462
43-B5 | 43-B5 New Santa Clara Family Justice Center | 43-B5-D3030-310-CTF01 | Cooling Tower Sand Filter CTF01 | PUROFLUX | PF64-040B-AP | DNA | OM00019081 |  | 9th Floor Cooling Tower | NA | NA | NA | 10 | 480 | DNA | Electric | 3 | NA | NA | \Classifications\Building System Class\D30-HVAC Systems\D3030 - Cooling SYS\Cooling Tower Filter - CTF | 1021463
43-B5 | 43-B5 New Santa Clara Family Justice Center | 43-B5-B2034-400-DOH02 | Sally Port Door DOH02 | DNA | DNA | DNA | OM00044496 |  | 1st Floor - Sally Port Enterance | NA | NA | NA | NA | NA | NA | NA | NA | NA | NA | \Classifications\Building System Class\B20-General Building Exterior\B2030 - Exterior Doors\Door,Overhead-Shutter,Manual,Elec,Roll-up - DOH | 1021464
43-B5 | 43-B5 New Santa Clara Family Justice Center | 43-B5-D5010-234-ATS01 | Automatic Transfer Switch ATS01 | DNA | DNA | DNA | OM00044674 |  | Basement - Elevator Room | NA | NA | NA | NA | NA | NA | NA | NA | NA | NA | \Classifications\Building System Class\D50-Electrical SYS\D5010 - Elec Service & Dist\Automatic Transfer Switch - ATS | 1021465
43-B5 | 43-B5 New Santa Clara Family Justice Center | 43-B5-D5010-234-ATS02 | Automatic Transfer Switch ATS02 | DNA | DNA | DNA | OM00044675 |  | Fire Pump Room | NA | NA | NA | NA | DNA | DNA | Electric | DNA | NA | NA | \Classifications\Building System Class\D50-Electrical SYS\D5010 - Elec Service & Dist\Automatic Transfer Switch - ATS | 1021466
43-B5 | 43-B5 New Santa Clara Family Justice Center | 43-B5-D5010-234-ATS03 | Automatic Transfer Switch ATS03 | KOHLER | DNA | DNA | OM00044671 |  | 9th Floor Penthouse - EM Electrical Room Penthouse | NA | NA | NA | NA | 460 | DNA | Electric | 3 | NA | NA | \Classifications\Building System Class\D50-Electrical SYS\D5010 - Elec Service & Dist\Automatic Transfer Switch - ATS | 1021467
43-B5 | 43-B5 New Santa Clara Family Justice Center | 43-B5-D5010-234-ATS04 | Automatic Transfer Switch ATS04 | KOHLER | DNA | MPAC 1200 | OM00044670 |  | 9th Floor Penthouse - EM Electrical Room | NA | NA | NA | NA | 460 | DNA | Electric | 3 | NA | NA | \Classifications\Building System Class\D50-Electrical SYS\D5010 - Elec Service & Dist\Automatic Transfer Switch - ATS | 1021468
43-B5 | 43-B5 New Santa Clara Family Justice Center | 43-B5-D3042-220-EFN01 | Exhaust Fan EFN01 | GREENHECK | 13960034 15A | CUBE-22011P - 30 F | OM00044688 |  | Roof - EAST | AP-27 | NA | NA | 3 | 480 | 4.2 | Electric | 3 | NA | NA | \Classifications\Building System Class\D30-HVAC Systems\D3040 - Distribution SYS\Supply/Exhaust/Return fans- FAN | 1021469
43-B5 | 43-B5 New Santa Clara Family Justice Center | 43-B5-D3042-220-EFN02 | Exhaust Fan EFN02 | GREENHECK | 13960032 15B | CUBE-180HP-20-X | OM00044690 |  | Roof - EAST | DNA | NA | NA | 2 | 480 | 2.6 | Electric | 3 | NA | NA | \Classifications\Building System Class\D30-HVAC Systems\D3040 - Distribution SYS\Supply/Exhaust/Return fans- FAN | 1021470
43-B5 | 43-B5 New Santa Clara Family Justice Center | 43-B5-D3042-220-EFN03 | Exhaust Fan EFN03 | GREEN NECK | 13960033 15A | CUBE-180-15-X | OM00044691 |  | Roof - WEST | DNA | NA | NA | DNA | DNA | DNA | Electric | DNA | NA | NA | \Classifications\Building System Class\D30-HVAC Systems\D3040 - Distribution SYS\Supply/Exhaust/Return fans- FAN | 1021471
43-B5 | 43-B5 New Santa Clara Family Justice Center | 43-B5-D3042-220-EFN04 | Exhaust Fan EFN04 | GREENHECK | 13960031 15A | CUBE-300-HP-30-X | OM00044689 |  | Roof - EAST | AP-45 | DNA | NA | DNA | DNA | DNA | Electric | 3 | NA | NA | \Classifications\Building System Class\D30-HVAC Systems\D3040 - Distribution SYS\Supply/Exhaust/Return fans- FAN | 1021472
43-B5 | 43-B5 New Santa Clara Family Justice Center | 43-B5-D3042-220-EFN05 | Exhaust Fan EFN05 | DNA | DNA | DNA | OM00044673 |  | DNA | DNA | DNA | NA | DNA | DNA | DNA | Electric | DNA | NA | NA | \Classifications\Building System Class\D30-HVAC Systems\D3040 - Distribution SYS\Supply/Exhaust/Return fans- FAN | 1021473
43-B5 | 43-B5 New Santa Clara Family Justice Center | 43-B5-D3042-220-EFN06 | Exhaust Fan EFN06 | Green Heck | 13966882 | DNA | OM00044665 |  | DNA | (1) 4L-490 | DNA | NA | 1/2 | 460 | 1 | Electric | 3 and 1 | NA | NA | \Classifications\Building System Class\D30-HVAC Systems\D3040 - Distribution SYS\Supply/Exhaust/Return fans- FAN | 1021474
43-B5 | 43-B5 New Santa Clara Family Justice Center | 43-B5-G2049-300-HSC01 | Hardscape HSC01 | DNA | DNA | DNA | OM00044651 |  | Exterior Hardscaping | NA | NA | NA | NA | NA | NA | NA | NA | NA | NA | \Classifications\Building System Class\G20-Other Systems\G2040 - Site Development\Hardscape - HSC | 1021475
43-B5 | 43-B5 New Santa Clara Family Justice Center | 43-B5-G2050-200-LSC01 | Landscaping LSC01 | DNA | DNA | DNA | OM00044658 |  | DNA | NA | NA | NA | NA | NA | NA | NA | NA | NA | NA | \Classifications\Building System Class\G20-Other Systems\G2050 - Landscaping\Landscaping - LSC | 1021476
43-B5 | 43-B5 New Santa Clara Family Justice Center | 43-B5-D5092-250-EML01 | Emergency Lighting - EML | NA | NA | NA | OM00044654 |  | Throughout Building | NA | NA | NA | NA | DNA | DNA | Electric | DNA | NA | NA | \Classifications\Building System Class\D50-Electrical SYS\D5090 - Elec SYS\Emergency And Exit Lighting - EML | 1021477
43-B5 | 43-B5 New Santa Clara Family Justice Center | 43-B5-D2030-150-MWL01 | Waste System MWL01 | DNA | DNA | DNA | OM00044661 |  | DNA | NA | NA | NA | NA | NA | NA | NA | NA | NA | NA | \Classifications\Building System Class\D20-Plumbing\D2030 - Sani Waste\Main/Branch Waste System - MWL | 1021478
43-B5 | 43-B5 New Santa Clara Family Justice Center | 43-B5-E1039-100-PLE01 | Portable, Scissor Lift - PLE01 | TLACTEL | 8C95 | DNA | OM00044634 |  | Roof | NA | NA | NA | NA | 208 | 30 | Electric | 3 | NA | NA | \Classifications\Building System Class\E10-Equipment\E1030 - Vehicular Equipment\Portable, Scissor Lift - PLE | 1021481
43-B5 | 43-B5 New Santa Clara Family Justice Center | 43-B5-D4024-100-FHS01 | Other Stand Pipe and Hose Systems-FHS01 | DNA | DNA | DNA | OM00044660 |  | DNA | NA | NA | NA | NA | NA | NA | NA | NA | NA | NA | \Classifications\Building System Class\D40-Fire Protection SYS\D4020 - Stand Pipe\Other Stand Pipe Hose Systems - FHS | 1021480
43-B5 | 43-B5 New Santa Clara Family Justice Center | 43-B5-B3010-100-RUF01 | Roof RUF01 | NA | NA | NA | OM00044652 |  | Roof | NA | NA | NA | NA | NA | NA | NA | NA | NA | NA | \Classifications\Building System Class\B30-Roofing\B3010 - Roof Types\Roof - RUF | 1021482
43-B5 | 43-B5 New Santa Clara Family Justice Center | 43-B5-D2017-100-SHW03 | Chiller Room SHW03 | DNA | DNA | DNA | OM00044693 |  | 9th Floor Penthouse - Chiller Room | NA | NA | NA | NA | NA | NA | NA | NA | NA | NA | \Classifications\Building System Class\D20-Plumbing\D2010 - Plumb Fix\Showers - SHW | 1021485
43-B5 | 43-B5 New Santa Clara Family Justice Center | 43-B5-D2017-100-SHW01 | Eyewash/ Shower Room SHW01 | DNA | DNA | DNA | OM00044692 |  | 9th Floor - Boiler Room | NA | NA | NA | NA | NA | NA | NA | NA | NA | NA | \Classifications\Building System Class\D20-Plumbing\D2010 - Plumb Fix\Showers - SHW | 1021483
43-B5 | 43-B5 New Santa Clara Family Justice Center | 43-B5-D2017-100-SHW02 | Eyewash/ Shower Room SHW02 | DNA | DNA | DNA | OM00044700 |  | 9th Floor - Pump Room | NA | NA | NA | NA | NA | NA | NA | NA | NA | NA | \Classifications\Building System Class\D20-Plumbing\D2010 - Plumb Fix\Showers - SHW | 1021484
43-B5 | 43-B5 New Santa Clara Family Justice Center | 43-B5-D2017-100-SHW04 | Eyewash/ Shower Room SHW04 | DNA | DNA | DNA | OM00044699 |  | 9th Floor Penthouse - Pump Room | NA | NA | NA | NA | NA | NA | NA | NA | NA | NA | \Classifications\Building System Class\D20-Plumbing\D2010 - Plumb Fix\Showers - SHW | 1021486
43-B5 | 43-B5 New Santa Clara Family Justice Center | 43-B5-D3041-160-FDP01 | Fire Damper FDP (215 Units) | DNA | DNA | DNA | OM00044659 |  | DNA | NA | NA | NA | NA | DNA | DNA | DNA | DNA | NA | NA | \Classifications\Building System Class\D30-HVAC Systems\D3040 - Distribution SYS\Fire Dampers - FDP | 1021487
43-B5 | 43-B5 New Santa Clara Family Justice Center | 43-B5-D4031-100-FEX144 | Fire Extinguisher FEX (144 Units) | Multiple | Multiple | Multiple | OM00044657 |  | Throughout Building | NA | NA | NA | NA | NA | NA | NA | NA | NA | NA | \Classifications\Building System Class\D40-Fire Protection SYS\D4030 - FIRE SPEC\Fire Extinguisher - FEX | 1021488
43-B5 | 43-B5 New Santa Clara Family Justice Center | 43-B5-D3020-100-HET01 | Domestic Hot Water HET01 | TACO | ENA-622/50024 | CBX 170-125B | OM00044697 |  |  | NA | NA | NA | NA | NA | NA | NA | NA | NA | NA | \Classifications\Building System Class\D30-HVAC Systems\D3020 - Heat SYS\Heater Water Expansion Tank - HET | 1021489
43-B5 | 43-B5 New Santa Clara Family Justice Center | 43-B5-D3020-100-HET02 | Domestic Hot Water HET02 | B&G | NA | 316529 | OM00044698 |  | Penthouse Boiler Room | NA | NA | NA | NA | NA | NA | NA | NA | NA | NA | \Classifications\Building System Class\D30-HVAC Systems\D3020 - Heat SYS\Heater Water Expansion Tank - HET | 1021490
43-B5 | 43-B5 New Santa Clara Family Justice Center | 43-B5-D3020-100-HET03 | Heater Water Expansion Tank - HET03 | TACO | 389735 | CBX15 - 125B | OM00044701 |  | Penthouse East | NA | NA | NA | NA | NA | NA | NA | NA | NA | NA | \Classifications\Building System Class\D30-HVAC Systems\D3020 - Heat SYS\Heater Water Expansion Tank - HET | 1021491
43-B5 | 43-B5 New Santa Clara Family Justice Center | 43-B5-D3020-100-HET04 | Heater Water Expansion Tank - HET04 | TACO | 389734 | CBX15 - 125B | OM00044702 |  | 9th Floor Penthouse East | NA | NA | NA | NA | DNA | DNA | DNA | DNA | NA | NA | \Classifications\Building System Class\D30-HVAC Systems\D3020 - Heat SYS\Heater Water Expansion Tank - HET | 1021493
43-B5 | 43-B5 New Santa Clara Family Justice Center | 43-B5-D3020-100-HET05 | Heater Water Expansion Tank - HET05 | TACO | 389748 | CBX15 - 125B | OM00044703 |  | 9th Floor Penthouse Pump Room | NA | NA | NA | NA | DNA | DNA | DNA | DNA | NA | NA | \Classifications\Building System Class\D30-HVAC Systems\D3020 - Heat SYS\Heater Water Expansion Tank - HET | 1021494
43-B5 | 43-B5 New Santa Clara Family Justice Center | 43-B5-D3020-100-HET06 | Heater Water Expansion Tank ET 7-1 HET06 | AMTROL | NA | EY15 | OM00044709 |  | 7th Floor | NA | NA | NA | NA | NA | NA | NA | NA | NA | NA | \Classifications\Building System Class\D30-HVAC Systems\D3020 - Heat SYS\Heater Water Expansion Tank - HET | 1021495
43-B5 | 43-B5 New Santa Clara Family Justice Center | 43-B5-D3020-100-HET07 | Heater Water Expansion Tank ET 6-1 HET07 | AMTROL | NA | EY15 | OM00044710 |  | 6th Floor | NA | NA | NA | NA | NA | NA | NA | NA | NA | NA | \Classifications\Building System Class\D30-HVAC Systems\D3020 - Heat SYS\Heater Water Expansion Tank - HET | 1021496
43-B5 | 43-B5 New Santa Clara Family Justice Center | 43-B5-D3020-100-HET11 | Heater Water Expansion Tank ET 2-1 HET11 | AMTROL | NA | EY15 | OM00044714 |  | 1st Floor | NA | NA | NA | NA | NA | NA | NA | NA | NA | NA | \Classifications\Building System Class\D30-HVAC Systems\D3020 - Heat SYS\Heater Water Expansion Tank - HET | 1021500
43-B5 | 43-B5 New Santa Clara Family Justice Center | 43-B5-D3020-100-HET12 | Heater Water Expansion Tank ET 1-1 HET12 | AMTROL | NA | EY15 | OM00044715 |  | 1st Floor | NA | NA | NA | NA | NA | NA | NA | NA | NA | NA | \Classifications\Building System Class\D30-HVAC Systems\D3020 - Heat SYS\Heater Water Expansion Tank - HET | 1021501
43-B5 | 43-B5 New Santa Clara Family Justice Center | 43-B5-D3020-100-HET08 | Heater Water Expansion Tank ET 5-1 HET08 | AMTROL | NA | EY15 | OM00044711 |  | 5th Floor | NA | NA | NA | NA | NA | NA | NA | NA | NA | NA | \Classifications\Building System Class\D30-HVAC Systems\D3020 - Heat SYS\Heater Water Expansion Tank - HET | 1021497
43-B5 | 43-B5 New Santa Clara Family Justice Center | 43-B5-D3020-100-HET09 | Heater Water Expansion Tank ET 4-1 HET09 | AMTROL | NA | EY15 | OM00044712 |  | 4th Floor | NA | NA | NA | NA | NA | NA | NA | NA | NA | NA | \Classifications\Building System Class\D30-HVAC Systems\D3020 - Heat SYS\Heater Water Expansion Tank - HET | 1021498
43-B5 | 43-B5 New Santa Clara Family Justice Center | 43-B5-D3020-100-HET10 | Heater Water Expansion Tank ET 3-1 HET10 | AMTROL | NA | EY15 | OM00044713 |  | 3rd Floor | NA | NA | NA | NA | NA | NA | NA | NA | NA | NA | \Classifications\Building System Class\D30-HVAC Systems\D3020 - Heat SYS\Heater Water Expansion Tank - HET | 1021499
43-B5 | 43-B5 New Santa Clara Family Justice Center | 43-B5-D3044-125-PHW03 | Hot Water Pump PHW03 | TACO | NA | ZYM101050A | OM00044676 |  | Fire Control Room - 1-1 East | NA | NA | NA | (1/2) | 115 | 4.5 | Electric | 1 | NA | NA | \Classifications\Building System Class\D30-HVAC Systems\D3040 - Distribution SYS\Hot Water Pump - PHW | 1021502
43-B5 | 43-B5 New Santa Clara Family Justice Center | 43-B5-D3044-125-PHW05 | Hot Water Pump PHW05 | TACO | 185-101-008907 | 185-101 | OM00044678 |  | 3rd Floor - 3C | NA | NA | NA | (1/6) | 115 | 1.9 | Electric | 1 | NA | NA | \Classifications\Building System Class\D30-HVAC Systems\D3040 - Distribution SYS\Hot Water Pump - PHW | 1021505
43-B5 | 43-B5 New Santa Clara Family Justice Center | 43-B5-D3044-125-PHW04 | Hot Water Pump PHW04 | TACO | 185-101-009336 | 185-101 | OM00044677 |  | 1st Floor - 1-2 West | NA | NA | NA | (1/6) | 115 | 1.9 | Electric | 1 | NA | NA | \Classifications\Building System Class\D30-HVAC Systems\D3040 - Distribution SYS\Hot Water Pump - PHW | 1021504
43-B5 | 43-B5 New Santa Clara Family Justice Center | 43-B5-D3044-125-PHW06 | Hot Water Pump PHW06 | TACO | NA | 2XM101050A | OM00044680 |  | 4th Floor - 4-1 | NA | NA | NA | (1/2) | 115 | 4.9 | Electric | 1 | NA | NA | \Classifications\Building System Class\D30-HVAC Systems\D3040 - Distribution SYS\Hot Water Pump - PHW | 1021506
43-B5 | 43-B5 New Santa Clara Family Justice Center | 43-B5-D3044-125-PHW07 | Hot Water Pump PHW07 | TACO | 185-101-004471 | 185-101 | OM00044682 |  | 5th Floor - 530 | NA | NA | NA | (1/6) | 115 | 1.9 | Electric | 1 | NA | NA | \Classifications\Building System Class\D30-HVAC Systems\D3040 - Distribution SYS\Hot Water Pump - PHW | 1021507
43-B5 | 43-B5 New Santa Clara Family Justice Center | 43-B5-D3044-125-PHW09 | Hot Water Pump PHW09 | TACO | 185-101-006084 | 185-101 | OM00044686 |  | 7th Floor - 7-1 | NA | NA | NA | (1/6) | 115 | 1.9 | Electric | 1 | NA | NA | \Classifications\Building System Class\D30-HVAC Systems\D3040 - Distribution SYS\Hot Water Pump - PHW | 1021509
43-B5 | 43-B5 New Santa Clara Family Justice Center | 43-B5-D3044-125-PHW08 | Hot Water Pump PHW08 | TACO | 185-101-003094 | 185-101 | OM00044684 |  | 6th Floor | NA | NA | NA | (1/6) | 115 | 1.9 | Electric | 1 | NA | NA | \Classifications\Building System Class\D30-HVAC Systems\D3040 - Distribution SYS\Hot Water Pump - PHW | 1021508
43-B5 | 43-B5 New Santa Clara Family Justice Center | 43-B5-C1020-110-FRD01 | 2nd Floor Stairway Lobby Fire Curtain | BLE | NA | Model MGCP-2 | OM00044950 |  | Public lobby stairs to 3rd floor | NA | NA | NA | NA | 110 | DNA | Electric | 1 | NA | NA | \Classifications\Building System Class\C10-General Building Interior\C1020 - Fire Doors\Fire Doors Sliding (Fire Curtain)- FRD | 1021732
43-B5 | 43-B5 New Santa Clara Family Justice Center | 43-B5-C1020-110-FRD02 | 2nd Floor Public Elevator Lobby Fire Curtain | Won Door Corporation | 78560601 | Model FG60CS | OM00044947 |  | Elevator Lobby | NA | NA | NA | NA | 110 | DNA | Electric | 1 | NA | NA | \Classifications\Building System Class\C10-General Building Interior\C1020 - Fire Doors\Fire Doors Sliding (Fire Curtain)- FRD | 1021733
43-B5 | 43-B5 New Santa Clara Family Justice Center | 43-B5-C1020-110-FRD03 | 3rd Floor Public Elevator Lobby Fire Curtain | Won Door Corporation | 78560501 | Model FG60CS | OM00044946 |  | Elevator Lobby | NA | NA | NA | NA | 110 | DNA | Electric | 1 | NA | NA | \Classifications\Building System Class\C10-General Building Interior\C1020 - Fire Doors\Fire Doors Sliding (Fire Curtain)- FRD | 1021734
43-B5 | 43-B5 New Santa Clara Family Justice Center | 43-B5-C1020-110-FRD04 | 4th Floor Public Elevator Lobby Fire Curtain | Won Door Corporation | 78560301 | Model FG60CS | OM00044945 |  | Elevator Lobby | NA | NA | NA | NA | 110 | DNA | Electric | 1 | NA | NA | \Classifications\Building System Class\C10-General Building Interior\C1020 - Fire Doors\Fire Doors Sliding (Fire Curtain)- FRD | 1021735
43-B5 | 43-B5 New Santa Clara Family Justice Center | 43-B5-C1020-110-FRD05 | 5th Floor Public Elevator Lobby Fire Curtain | Won Door Corporation | 78560201 | Model FG60CS | OM00044944 |  | Elevator Lobby | NA | NA | NA | NA | 110 | DNA | Electric | 1 | NA | NA | \Classifications\Building System Class\C10-General Building Interior\C1020 - Fire Doors\Fire Doors Sliding (Fire Curtain)- FRD | 1021736
43-B5 | 43-B5 New Santa Clara Family Justice Center | 43-B5-C1020-110-FRD06 | 6th Floor Public Elevator Lobby Fire Curtain | Won Door Corporation | 78560701 | Model FG60CS | OM00044943 |  | Elevator Lobby | NA | NA | NA | NA | 110 | DNA | Electric | 1 | NA | NA | \Classifications\Building System Class\C10-General Building Interior\C1020 - Fire Doors\Fire Doors Sliding (Fire Curtain)- FRD | 1021737
43-B5 | 43-B5 New Santa Clara Family Justice Center | 43-B5-C1020-110-FRD07 | 7th Floor Public Elevator Lobby Fire Curtain | Won Door Corporation | 78560401 | Model FG60CS | OM00044942 |  | Elevator Lobby | NA | NA | NA | NA | 110 | DNA | Electric | 1 | NA | NA | \Classifications\Building System Class\C10-General Building Interior\C1020 - Fire Doors\Fire Doors Sliding (Fire Curtain)- FRD | 1021738
43-B5 | 43-B5 New Santa Clara Family Justice Center | 43-B5-C1020-110-FRD08 | 8th Floor Public Elevator Lobby Fire Curtain | Won Door Corporation | NA | Mag lock | OM00044948 |  | Elevator Lobby | NA | NA | NA | NA | 110 | DNA | Electric | 1 | NA | NA | \Classifications\Building System Class\C10-General Building Interior\C1020 - Fire Doors\Fire Doors Sliding (Fire Curtain)- FRD | 1021739
43-B5 | 43-B5 New Santa Clara Family Justice Center | 43-B5-C1020-110-FRD09 | 8th Floor Public Elevator Lobby Fire Curtain | Won Door Corporation | NA | Mag lock | OM00044949 |  | Main conference room doors | NA | NA | NA | NA | 110 | DNA | Electric | 1 | NA | NA | \Classifications\Building System Class\C10-General Building Interior\C1020 - Fire Doors\Fire Doors Sliding (Fire Curtain)- FRD | 1021740
43-B5 | 43-B5 New Santa Clara Family Justice Center | 43-B5-G2023-150-PEG01 | Security Parking Gate PEG01 | HySecurity | 406511-1609-791 | Slid Driver 200 444 XS ST | OM00044636 |  | Market St. entrance | NA | NA | NA | NA | 480 | 7.1 | Electric | 3 | NA | NA | \Classifications\Building System Class\G20-Other Systems\G2020 - Parking Lots\Secured Parking Gate - PEG | 1021741
43-B5 | 43-B5 New Santa Clara Family Justice Center | 43-B5-G2023-150-PEG02 | Security Parking Gate | HySecurity | 406511-1609-792 | Slid Driver 200 444 XS ST | OM00044635 |  | Market St. Exit | NA | NA | NA | NA | 480 | 7.1 | Electric | 3 | NA | NA | \Classifications\Building System Class\G20-Other Systems\G2020 - Parking Lots\Secured Parking Gate - PEG | 1021742
43-B5 | 43-B5 New Santa Clara Family Justice Center | 43-B5-G2023-150-PEG03 | Security Parking Gate PEG03 | HySecurity | 024201-1617-336 | Slid Driver 40 222 E ST | OM00044639 |  | Devine St. entrance | NA | NA | NA | NA | 230 | 8.3 | Electric | 1 | NA | NA | \Classifications\Building System Class\G20-Other Systems\G2020 - Parking Lots\Secured Parking Gate - PEG | 1021743
43-B5 | 43-B5 New Santa Clara Family Justice Center | 43-B5-G2023-150-PEG04 | Security Parking Gate PEG04 | HySecurity | 024201-1617-335 | Slid Driver 40 222 E ST | OM00044638 |  | Devine St. exit | NA | NA | NA | NA | 230 | 8.3 | Electric | 1 | NA | NA | \Classifications\Building System Class\G20-Other Systems\G2020 - Parking Lots\Secured Parking Gate - PEG | 1021744
43-B5 | 43-B5 New Santa Clara Family Justice Center | 43-B5-C1020-110-FRD10 | Elevator #1 Basement Lobby Fire Curtain | Smoke guard Inc. | 4019803 | Model 400 | OM00044933 |  | Elevator Lobby | NA | NA | NA | NA | 110 | DNA | Electric | 1 | NA | NA | \Classifications\Building System Class\C10-General Building Interior\C1020 - Fire Doors\Fire Doors Sliding (Fire Curtain)- FRD | 1021745
43-B5 | 43-B5 New Santa Clara Family Justice Center | 43-B5-C1020-110-FRD11 | Elevator #1 1st Floor Lobby Fire Curtain | Smoke guard Inc. | 4019807 | Model 400 | OM00044932 |  | Elevator Lobby | NA | NA | NA | NA | 110 | DNA | Electric | 1 | NA | NA | \Classifications\Building System Class\C10-General Building Interior\C1020 - Fire Doors\Fire Doors Sliding (Fire Curtain)- FRD | 1021746
43-B5 | 43-B5 New Santa Clara Family Justice Center | 43-B5-C1020-110-FRD12 | Elevator #1 2nd Floor Lobby Fire Curtain | Smoke guard Inc. | 4019801 | Model 400 | OM00044931 |  | Elevator Lobby | NA | NA | NA | NA | 110 | DNA | Electric | 1 | NA | NA | \Classifications\Building System Class\C10-General Building Interior\C1020 - Fire Doors\Fire Doors Sliding (Fire Curtain)- FRD | 1021747
43-B5 | 43-B5 New Santa Clara Family Justice Center | 43-B5-C1020-110-FRD14 | Elevator #1 4th Floor Lobby Fire Curtain | Smoke guard Inc. | 4019808 | Model 400 | OM00044929 |  | Elevator Lobby | NA | NA | NA | NA | 110 | DNA | Electric | 1 | NA | NA | \Classifications\Building System Class\C10-General Building Interior\C1020 - Fire Doors\Fire Doors Sliding (Fire Curtain)- FRD | 1021749
43-B5 | 43-B5 New Santa Clara Family Justice Center | 43-B5-C1020-110-FRD13 | Elevator #1 3rd Floor Lobby Fire Curtain | Smoke guard Inc. | 4019806 | Model 400 | OM00044930 |  | Elevator Lobby | NA | NA | NA | NA | 110 | DNA | Electric | 1 | NA | NA | \Classifications\Building System Class\C10-General Building Interior\C1020 - Fire Doors\Fire Doors Sliding (Fire Curtain)- FRD | 1021748
43-B5 | 43-B5 New Santa Clara Family Justice Center | 43-B5-C1020-110-FRD15 | Elevator #1 5th Floor Lobby Fire Curtain | Smoke guard Inc. | 4019802 | Model 400 | OM00044928 |  | Elevator Lobby | NA | NA | NA | NA | 110 | DNA | Electric | 1 | NA | NA | \Classifications\Building System Class\C10-General Building Interior\C1020 - Fire Doors\Fire Doors Sliding (Fire Curtain)- FRD | 1021750
43-B5 | 43-B5 New Santa Clara Family Justice Center | 43-B5-C1020-110-FRD16 | Elevator #1 6th Floor Lobby Fire Curtain | Smoke guard Inc. | 4019809 | Model 400 | OM00044927 |  | Elevator Lobby | NA | NA | NA | NA | 110 | DNA | Electric | 1 | NA | NA | \Classifications\Building System Class\C10-General Building Interior\C1020 - Fire Doors\Fire Doors Sliding (Fire Curtain)- FRD | 1021751
43-B5 | 43-B5 New Santa Clara Family Justice Center | 43-B5-C1020-110-FRD17 | Elevator #1 7th Floor Lobby Fire Curtain | Smoke guard Inc. | 4019805 | Model 400 | OM00044926 |  | Elevator Lobby | NA | NA | NA | NA | 110 | DNA | Electric | 1 | NA | NA | \Classifications\Building System Class\C10-General Building Interior\C1020 - Fire Doors\Fire Doors Sliding (Fire Curtain)- FRD | 1021752
43-B5 | 43-B5 New Santa Clara Family Justice Center | 43-B5-C1020-110-FRD18 | Elevator #1 8th Floor Lobby Fire Curtain | Smoke guard Inc. | 4019804 | Model 400 | OM00044925 |  | Elevator Lobby | NA | NA | NA | NA | 110 | DNA | Electric | 1 | NA | NA | \Classifications\Building System Class\C10-General Building Interior\C1020 - Fire Doors\Fire Doors Sliding (Fire Curtain)- FRD | 1021754
43-B5 | 43-B5 New Santa Clara Family Justice Center | 43-B5-C1020-110-FRD19 | Elevator #2 Basement Lobby Fire Curtain | Smoke guard Inc. | 4019824 | Model 400 | OM00020827 |  | Elevator Lobby | NA | NA | NA | NA | 110 | DNA | Electric | 1 | NA | NA | \Classifications\Building System Class\C10-General Building Interior\C1020 - Fire Doors\Fire Doors Sliding (Fire Curtain)- FRD | 1021755
43-B5 | 43-B5 New Santa Clara Family Justice Center | 43-B5-C1020-110-FRD21 | Elevator #2 2nd Floor Lobby Fire Curtain | Smoke guard Inc. | 4019820 | Model 400 | OM00020825 |  | Elevator Lobby | NA | NA | NA | NA | 110 | DNA | Electric | 1 | NA | NA | \Classifications\Building System Class\C10-General Building Interior\C1020 - Fire Doors\Fire Doors Sliding (Fire Curtain)- FRD | 1021757
43-B5 | 43-B5 New Santa Clara Family Justice Center | 43-B5-C1020-110-FRD20 | Elevator #2 1st Floor Lobby Fire Curtain | Smoke guard Inc. | 4019823 | Model 400 | OM00020826 |  | Elevator Lobby | NA | NA | NA | NA | 110 | DNA | Electric | 1 | NA | NA | \Classifications\Building System Class\C10-General Building Interior\C1020 - Fire Doors\Fire Doors Sliding (Fire Curtain)- FRD | 1021756
43-B5 | 43-B5 New Santa Clara Family Justice Center | 43-B5-C1020-110-FRD22 | Elevator #2 3rd Floor Lobby Fire Curtain | Smoke guard Inc. | 4019818 | Model 400 | OM00020824 |  | Elevator Lobby | NA | NA | NA | NA | 110 | DNA | Electric | 1 | NA | NA | \Classifications\Building System Class\C10-General Building Interior\C1020 - Fire Doors\Fire Doors Sliding (Fire Curtain)- FRD | 1021758
43-B5 | 43-B5 New Santa Clara Family Justice Center | 43-B5-C1020-110-FRD23 | Elevator #2 4th Floor Lobby Fire Curtain | Smoke guard Inc. | 4019825 | Model 400 | OM00020823 |  | Elevator Lobby | NA | NA | NA | NA | 110 | DNA | Electric | 1 | NA | NA | \Classifications\Building System Class\C10-General Building Interior\C1020 - Fire Doors\Fire Doors Sliding (Fire Curtain)- FRD | 1021759
43-B5 | 43-B5 New Santa Clara Family Justice Center | 43-B5-C1020-110-FRD24 | Elevator #2 5th Floor Lobby Fire Curtain | Smoke guard Inc. | 4019797 | Model 400 | OM00020822 |  | Elevator Lobby | NA | NA | NA | NA | 110 | DNA | Electric | 1 | NA | NA | \Classifications\Building System Class\C10-General Building Interior\C1020 - Fire Doors\Fire Doors Sliding (Fire Curtain)- FRD | 1021760
43-B5 | 43-B5 New Santa Clara Family Justice Center | 43-B5-C1020-110-FRD25 | Elevator #2 6th Floor Lobby Fire Curtain | Smoke guard Inc. | 4019826 | Model 400 | OM00020821 |  | Elevator Lobby | NA | NA | NA | NA | 110 | DNA | Electric | 1 | NA | NA | \Classifications\Building System Class\C10-General Building Interior\C1020 - Fire Doors\Fire Doors Sliding (Fire Curtain)- FRD | 1021761
43-B5 | 43-B5 New Santa Clara Family Justice Center | 43-B5-C1020-110-FRD26 | Elevator #2 7th Floor Lobby Fire Curtain | Smoke guard Inc. | 4019827 | Model 400 | OM00019260 |  | Elevator Lobby | NA | NA | NA | NA | 110 | DNA | Electric | 1 | NA | NA | \Classifications\Building System Class\C10-General Building Interior\C1020 - Fire Doors\Fire Doors Sliding (Fire Curtain)- FRD | 1021762
43-B5 | 43-B5 New Santa Clara Family Justice Center | 43-B5-C1020-110-FRD27 | Elevator #7 Basement Floor Lobby Fire Curtain | Smoke guard Inc. | 4019817 | Model 400 | OM00020828 |  | Elevator Lobby | NA | NA | NA | NA | 110 | DNA | Electric | 1 | NA | NA | \Classifications\Building System Class\C10-General Building Interior\C1020 - Fire Doors\Fire Doors Sliding (Fire Curtain)- FRD | 1021763
43-B5 | 43-B5 New Santa Clara Family Justice Center | 43-B5-C1020-110-FRD28 | Elevator #7 3rd Floor Lobby Fire Curtain | Smoke guard Inc. | 4019821 | Model 400 | OM00020829 |  | Elevator Lobby | NA | NA | NA | NA | 110 | DNA | Electric | 1 | NA | NA | \Classifications\Building System Class\C10-General Building Interior\C1020 - Fire Doors\Fire Doors Sliding (Fire Curtain)- FRD | 1021764
43-B5 | 43-B5 New Santa Clara Family Justice Center | 43-B5-C1020-110-FRD29 | Elevator #7 4th Floor Lobby Fire Curtain | Smoke guard Inc. | 4019819 | Model 400 | OM00020830 |  | Elevator Lobby | NA | NA | NA | NA | 110 | DNA | Electric | 1 | NA | NA | \Classifications\Building System Class\C10-General Building Interior\C1020 - Fire Doors\Fire Doors Sliding (Fire Curtain)- FRD | 1021765
43-B5 | 43-B5 New Santa Clara Family Justice Center | 43-B5-G3010-210-FWT01 | Fire water storage tank -FWT01 | None- Concrete, cast in place | NA | NA | OM00044955 |  | Fire Pump Room | NA | NA | NA | NA | NA | NA | NA | NA | NA | NA | \Classifications\Building System Class\G30-Site Mechanical Utilities\G3010 - Water Supply\Fire Water Tank - FWT | 1021767
43-B5 | 43-B5 New Santa Clara Family Justice Center | 43-B5-C1020-110-FRD32 | Elevator #8 Basement Floor Lobby Fire Curtain | Smoke guard Inc. | 4019813 | Model 400 | OM00044934 |  | Elevator Lobby | NA | NA | NA | NA | DNA | 110 | Electric | 1 | NA | NA | \Classifications\Building System Class\C10-General Building Interior\C1020 - Fire Doors\Fire Doors Sliding (Fire Curtain)- FRD | 1021774
43-B5 | 43-B5 New Santa Clara Family Justice Center | 43-B5-C1020-110-FRD30 | Elevator #7 6th Floor Lobby Fire Curtain | Smoke guard Inc. | 4019815 | Model 400 | OM00020831 |  | Elevator Lobby | NA | NA | NA | NA | DNA | 110 | Electric | 1 | NA | NA | \Classifications\Building System Class\C10-General Building Interior\C1020 - Fire Doors\Fire Doors Sliding (Fire Curtain)- FRD | 1021772
43-B5 | 43-B5 New Santa Clara Family Justice Center | 43-B5-C1020-110-FRD31 | Elevator #7 7th Floor Lobby Fire Curtain | Smoke guard Inc. | 4019816 | Model 400 | OM00020832 |  | Elevator Lobby | NA | NA | NA | NA | DNA | 110 | Electric | 1 | NA | NA | \Classifications\Building System Class\C10-General Building Interior\C1020 - Fire Doors\Fire Doors Sliding (Fire Curtain)- FRD | 1021773
43-B5 | 43-B5 New Santa Clara Family Justice Center | 43-B5-C1020-110-FRD33 | Elevator #8 2nd Floor Lobby Fire Curtain | Smoke guard Inc. | 4019812 | Model 400 | OM00044935 |  | Elevator Lobby | NA | NA | NA | NA | DNA | 110 | Electric | 1 | NA | NA | \Classifications\Building System Class\C10-General Building Interior\C1020 - Fire Doors\Fire Doors Sliding (Fire Curtain)- FRD | 1021775
43-B5 | 43-B5 New Santa Clara Family Justice Center | 43-B5-C1020-110-FRD34 | Elevator #8 3rd Floor Lobby Fire Curtain | Smoke guard Inc. | 4019822 | Model 400 | OM00044936 |  | Elevator Lobby | NA | NA | NA | NA | DNA | 110 | Electric | 1 | NA | NA | \Classifications\Building System Class\C10-General Building Interior\C1020 - Fire Doors\Fire Doors Sliding (Fire Curtain)- FRD | 1021776
43-B5 | 43-B5 New Santa Clara Family Justice Center | 43-B5-C1020-110-FRD35 | Elevator #8 4th Floor Lobby Fire Curtain | Smoke guard Inc. | 4019810 | Model 400 | OM00044937 |  | Elevator Lobby | NA | NA | NA | NA | DNA | 110 | Electric | 1 | NA | NA | \Classifications\Building System Class\C10-General Building Interior\C1020 - Fire Doors\Fire Doors Sliding (Fire Curtain)- FRD | 1021777
43-B5 | 43-B5 New Santa Clara Family Justice Center | 43-B5-C1020-110-FRD36 | Elevator #8 5th Floor Lobby Fire Curtain | Smoke guard Inc. | 4019799 | Model 400 | OM00044938 |  | Elevator Lobby | NA | NA | NA | NA | DNA | 110 | Electric | 1 | NA | NA | \Classifications\Building System Class\C10-General Building Interior\C1020 - Fire Doors\Fire Doors Sliding (Fire Curtain)- FRD | 1021778
43-B5 | 43-B5 New Santa Clara Family Justice Center | 43-B5-C1020-110-FRD37 | Elevator #8 6th Floor Lobby Fire Curtain | Smoke guard Inc. | 4019798 | Model 400 | OM00044939 |  | Elevator Lobby | NA | NA | NA | NA | DNA | 110 | Electric | 1 | NA | NA | \Classifications\Building System Class\C10-General Building Interior\C1020 - Fire Doors\Fire Doors Sliding (Fire Curtain)- FRD | 1021779
43-B5 | 43-B5 New Santa Clara Family Justice Center | 43-B5-C1020-110-FRD38 | Elevator #8 7th Floor Lobby Fire Curtain | Smoke guard Inc. | 4019800 | Model 400 | OM00044940 |  | Elevator Lobby | NA | NA | NA | NA | DNA | 110 | Electric | 1 | NA | NA | \Classifications\Building System Class\C10-General Building Interior\C1020 - Fire Doors\Fire Doors Sliding (Fire Curtain)- FRD | 1021780
43-B5 | 43-B5 New Santa Clara Family Justice Center | 43-B5-C1020-110-FRD39 | Elevator #8 8th Floor Lobby Fire Curtain | Smoke guard Inc. | 4019811 | Model 400 | OM00044941 |  | Elevator Lobby Elevator Lobby | NA | NA | NA | NA | DNA | 110 | Electric | 1 | NA | NA | \Classifications\Building System Class\C10-General Building Interior\C1020 - Fire Doors\Fire Doors Sliding (Fire Curtain)- FRD | 1021781
43-B5 | 43-B5 New Santa Clara Family Justice Center | 43-B5-D4010-150-FMS01 | Fire Sprinkler System | DNA | DNA | DNA | OM00044961 |  | Fire Pump Room | NA | NA | NA | NA | DNA | NA | NA | NA | NA | NA | \Classifications\Building System Class\D40-Fire Protection SYS\D4010 - Sprinkler SYS\Fire Systems, stand pipes - FMS | 1021782
43-B5 | 43-B5 New Santa Clara Family Justice Center | 43-B5-G3063-100-AST01 | Above Ground Diesel Storage Tank - AST01 | Convault | S 958278 | WRM 1000 3S | OM000044640 |  | Fuel Room | NA | NA | NA | NA |  | NA | Diesel | NA | NA | NA | \Classifications\Building System Class\G30-Site Mechanical Utilities\G3060 - Fuel Distribution\Tank, Fuel Storage, Above Ground - AST | 1021786
43-B5 | 43-B5 New Santa Clara Family Justice Center | 43-B5-E1097-100-WDO01 | Portable Window Washing Equipment - WWE01 | DNA | DNA | DNA | DNA | [12 empty] | \Classifications\Building System Class\E10-Equipment\E1090 - Other Equipment\Window Washing Unit - WDO | 1021787
43-B5 | 43-B5 New Santa Clara Family Justice Center | 43-B5-G3060-320-DFP03 | Diesel fuel pump - Filter | RCI industries | NA | FRS 660 | OM00044641 |  | Fuel Tank Room | NA | NA | NA | 2 | 460 | 5 | Electric | 3 | NA | NA | \Classifications\Building System Class\G30-Site Mechanical Utilities\G3060 - Fuel Distribution\Pump, Fuel, Diesel Fuel Transfer Pump - DFP | 1021789
43-B5 | 43-B5 New Santa Clara Family Justice Center | 43-B5-G3060-320-DFP02 | Diesel fuel pump - Main | Pryco | 11447838 | PYPS1215 | OM00044642 |  | Fuel Tank Room | NA | NA | NA | 2 | 460 | 25 | Electric | 3 | NA |  | \Classifications\Building System Class\G30-Site Mechanical Utilities\G3060 - Fuel Distribution\Pump, Fuel, Diesel Fuel Transfer Pump - DFP | 1021788
43-B5 | 43-B5 New Santa Clara Family Justice Center | 43-B5-G3060-320-DFP04 | Diesel fuel pump - return | Pryco | 72569/397-18A/1 | 397-18A | DNA |  | Generator Room | NA | NA | NA | 1 | 220 | 6.8 | Electric | 1 | NA | NA | \Classifications\Building System Class\G30-Site Mechanical Utilities\G3060 - Fuel Distribution\Pump, Fuel, Diesel Fuel Transfer Pump - DFP | 1021790
43-B5 | 43-B5 New Santa Clara Family Justice Center | 43-B5-D2030-410-PMS01 | Pump ejector sewage -PMS01 | Grundfos | NA | SL1 30 A30 55 461J | OM00044493 |  | Judges Parking Lot | NA | NA | NA | 3 | 460 | DNA | Electric | 3 | NA | NA | \Classifications\Building System Class\D20-Plumbing\D2030 - Sani Waste\Sewage Ejector Pump - PMS | 1022888
43-B5 | 43-B5 New Santa Clara Family Justice Center | 43-B5-D2030-410-PMS02 | Pump ejector sewage -PMS02 | Grundfos | NA | SL1 30 A30 55 461J | OM00044494 |  | Judges Parking Lot | NA | NA | NA | 3 | 460 | DNA | Electric | 3 | NA | NA | \Classifications\Building System Class\D20-Plumbing\D2030 - Sani Waste\Sewage Ejector Pump - PMS | 1022889
43-D1 | 43-D1 Palo Alto Courthouse | 43-D1-D1010-100-ELE01 | Elevator,Electric,Pass/Freight - ELE01 | Thyssen Krupp | 04APR06DS1094 | 217EAS050C010 | OM00004916 | State ID# 036144¦ Passenger Elevator | Mechanical Room | NA | NA | NA | 50 | 230/460 | 123/61.5 | ELECTRICAL | 3 | NA | NA | \Classifications\Building System Class\D10-Conveyance Systems\D1010 - Elevator\Elevator,Electric,Pass/Freight - ELE | EQ-1004667
43-D1 | 43-D1 Palo Alto Courthouse | 43-D1-D1010-100-ELE02 | Elevator,Electric,Pass/Freight - ELE02 | Thyssen Krupp | 048PR06DS1095 | 217EAS050C010 | OM00004915 | State ID# 036145 ¦ Passenger Elevator | Mechanical Room | NA | NA | NA | 50 | 230/460 | 123/61.5 | ELECTRICAL | 3 | NA | NA | \Classifications\Building System Class\D10-Conveyance Systems\D1010 - Elevator\Elevator,Electric,Pass/Freight - ELE | EQ-1004835
43-D1 | 43-D1 Palo Alto Courthouse | 43-D1-D2022-260-HWG01 | Domestic Water Heater, Gas - HWG01 | Teledyne Laars | A97CK0152 | VW0325CM12CBAC | OM00004911 |  | Basement, Mechanical Room 1 | NA | NA | NA | NA | NA | NA | Gas | NA | DNA | NA | \Classifications\Building System Class\D20-Plumbing\D2020 - Domestic Water\Domestic Water Heater, Gas - HWG | EQ-1004837
43-D1 | 43-D1 Palo Alto Courthouse | 43-D1-D3044-125-PHW01 | Hot Water Pump - PHW01 | Baldor | 37027x54 | VJMM3311T | OM00004925 | 2006-0B00-PMP03 | Basement -Mechanical Room - In HW Supply line near Fire pump | NA | NA | NA | 7.5 | 208-230/460 | DNA | ELECTRICAL | 3 | NA | NA | \Classifications\Building System Class\D30-HVAC Systems\D3040 - Distribution SYS\Hot Water Pump - PHW | EQ-1004838
43-D1 | 43-D1 Palo Alto Courthouse | 43-D1-D3021-130-BLR01 | Boiler,Hot Water,Oil/Gas/Comb. - BLR01 | RBI | 100954572 | MB4000 | OM00019886 |  | Mechanical Room | NA | NA | NA | NA | 208-240 | 17 | Gas | NA | 4,000,000 | 3480000 | \Classifications\Building System Class\D30-HVAC Systems\D3020 - Heat SYS\Boiler,Hot Water,Oil/Gas/Comb. - BLR | EQ-1004839
43-D1 | 43-D1 Palo Alto Courthouse | 43-D1-D3021-130-BLR02 | Boiler,Hot Water,Oil/Gas/Comb. - BLR02 | RBI | 100954533 | MB4000 | OM00019885 |  | Basement Mechanical Room | NA | NA | NA | NA | 208-240 | 17 | Gas | NA | 4,000,000 | 3480000 | \Classifications\Building System Class\D30-HVAC Systems\D3020 - Heat SYS\Boiler,Hot Water,Oil/Gas/Comb. - BLR | EQ-1004840
43-D1 | 43-D1 Palo Alto Courthouse | 43-D1-D3030-110-CTW03 | Cooling Tower - CTW03 | Baltimore Aircoil Co. | V014082301MAD | VTO24GL | OM00005066 |  | Floor 3 | B73 | NA | NA | 16 | 400 | 30 | Electric | DNA | NA | NA | \Classifications\Building System Class\D30-HVAC Systems\D3030 - Cooling SYS\Cooling Tower - CTW | EQ-1004844
43-D1 | 43-D1 Palo Alto Courthouse | 43-D1-D3030-110-CTW01 | Cooling Tower - CTW01 | Baltimore Aircoil Co. | 88-201411 | VTX-95CR | OM00005071 |  | Floor 3 | 3- B66 | NA | NA | 7.5 | 240 | 30 | Electric | DNA | NA | NA | \Classifications\Building System Class\D30-HVAC Systems\D3030 - Cooling SYS\Cooling Tower - CTW | EQ-1004845
43-D1 | 43-D1 Palo Alto Courthouse | 43-D1-D3030-110-CTW02 | Cooling Tower - CTW02 | Baltimore Aircoil Co. | 88-201410 | VXT-95CR | OM00005072 |  | Floor 3 | 3-B66 | NA | NA | 7.5 | DNA | DNA | Electric | DNA | NA | NA | \Classifications\Building System Class\D30-HVAC Systems\D3030 - Cooling SYS\Cooling Tower - CTW | EQ-1004846
43-D1 | 43-D1 Palo Alto Courthouse | 43-D1-D2023-310-HWP02 | Circulation Pump HWP02 | Grunfos | PC0338 | 59896125 | OM00004919 |  | Basement Mechanical Room | NA | NA | NA | 1 | 120 | 0.5 | ELECTRICAL | 1 | NA | NA | \Classifications\Building System Class\D20-Plumbing\D2020 - Domestic Water\Domestic Hot Water Circulating Pump - HWP | EQ-1004847
43-D1 | 43-D1 Palo Alto Courthouse | 43-D1-D3031-130-CLR01 | Chiller,Water Cooled - CLR01 | York | HGAM-92-933739 | YS BB SO-KFA | OM00004914 |  | Basement Mechanical Room | NA | NA | R-22 | NA | 460 | 225 | ELECTRICAL | 3 | NA | NA | \Classifications\Building System Class\D30-HVAC Systems\D3030 - Cooling SYS\Chiller, Water Cooled - CLR | EQ-1004848
43-D1 | 43-D1 Palo Alto Courthouse | 43-D1-D3041-110-AHU01 | Air Handling Unit - AHU01 | Wagner | 215-67675-01 | 21567501 | OM00004931 |  | Generator Enclosure | Bx-78 | 16x20x2C (10 Filters total) | NA | 5 | 208/220/440 | 16-15.6/7.8 | ELECTRICAL | 3 | NA | NA | \Classifications\Building System Class\D30-HVAC Systems\D3040 - Distribution SYS\Air Handling Unit - AHU | EQ-1004850
43-D1 | 43-D1 Palo Alto Courthouse | 43-D1-D3041-110-AHU02 | Air Handling Unit - AHU02 | Temtrol | 32083 | DH24MWP | OM00004910 |  | Basement, Exterior Mechanical Area | (2) BX-70 | 24x24x2 (6 filters total) | R-22 | 15 | 480 | 30 | ELECTRICAL | 3 | NA | NA | \Classifications\Building System Class\D30-HVAC Systems\D3040 - Distribution SYS\Air Handling Unit - AHU | EQ-1004851
43-D1 | 43-D1 Palo Alto Courthouse | 43-D1-D3042-210-FAN02 | Motor Fan Assembly #1 - FAN02 | Breidert | NA | BWS-211 | OM00005073 |  | Roof | NA | NA | NA | 1/6 hp | 115 | 4 | ELECTRICAL | 1 | NA | NA | \Classifications\Building System Class\D30-HVAC Systems\D3040 - Distribution SYS\Fan,Axial - FAN | EQ-1004853
43-D1 | 43-D1 Palo Alto Courthouse | 43-D1-D3042-210-FAN03 | Motor Fan Assembly #2 - FAN03 | Breidert | NA | BWS-211 | OM00005074 |  | Upper Roof | NA | NA | NA | 1/6 hp | 115 | 4 | ELECTRICAL | 1 | NA | NA | \Classifications\Building System Class\D30-HVAC Systems\D3040 - Distribution SYS\Fan,Axial - FAN | EQ-1004854
43-D1 | 43-D1 Palo Alto Courthouse | 43-D1-D3042-220-EFN05 | Exhaust Fan (over 5hp)- EFN05 (labeled as E5) | Baldor | F793 | AEM3787-4 | OM00004922 |  | Basement, Mechanical Room 1 | QTY 2- type DNA | NA | NA | 5 | 460 | 6.4 | ELECTRICAL | 3 | NA | NA | \Classifications\Building System Class\D30-HVAC Systems\D3040 - Distribution SYS\Supply/Exhaust/Return fans- FAN | EQ-1004856
43-D1 | 43-D1 Palo Alto Courthouse | 43-D1-D3042-210-FAN06 | Kitchen Exhaust Fan - FAN06 | Trane | 160520 | 18N5-B1 | OM00005067 |  | Floor 3 | BX-38 | NA | NA | 1.5 | 220/440 | 4.4/2.2 | ELECTRICAL | DNA | NA | NA | \Classifications\Building System Class\D30-HVAC Systems\D3040 - Distribution SYS\Fan,Axial - FAN | EQ-1004857
43-D1 | 43-D1 Palo Alto Courthouse | 43-D1-D3041-110-AHU03 | Air Handling Unit - AHU03 | Trane | 160259 | 21 | OM00005070 |  | Roof Supply Fan Room | (5) C-105 | (40 )24x24x2/ (20) 12x24x2 | NA | 75 | 440 | 90 | ELECTRICAL | 3 | NA | NA | \Classifications\Building System Class\D30-HVAC Systems\D3040 - Distribution SYS\Air Handling Unit - AHU | EQ-1004858
43-D1 | 43-D1 Palo Alto Courthouse | 43-D1-D3090-114-CMP01 | Control Air Compressor -CMP01 | Quincy Climate Control | 5147803 | QC02008D00226 | OM00004920 |  | Basement Mechanical Room | AX51 | NA | R-134A | 2 | 230/460 | 5.6/2.8 | ELECTRICAL | 3 | NA | NA | \Classifications\Building System Class\D30-HVAC Systems\D3090 - Other HVAC Systems and Equipment\Air Compressor - CMP | EQ-1004859
43-D1 | 43-D1 Palo Alto Courthouse | 43-D1-D5010-110-MCC02 | Motor Control Center - MCC02 | Westinghouse | 8U16491949 | SF53715SUX | OM00004929 |  | Mechanical Room | NA | NA | NA | NA | DNA | DNA | ELECTRICAL | 3 | NA | NA | \Classifications\Building System Class\D50-Electrical SYS\D5010 - Elec Service & Dist\Chiller Room Electrical Panel - MCC | EQ-1004862
43-D1 | 43-D1 Palo Alto Courthouse | 43-D1-D5010-110-MCC03 | Motor Control Center - MCC03 | Westinghouse | 8U16481960 | SF53715SUX | OM00004909 |  | Mechanical Room | NA | NA | NA | NA | DNA | DNA | ELECTRICAL | 3 | NA | NA | \Classifications\Building System Class\D50-Electrical SYS\D5010 - Elec Service & Dist\Chiller Room Electrical Panel - MCC | EQ-1004863
43-D1 | 43-D1 Palo Alto Courthouse | 43-D1-D5010-110-MCC04 | Motor Control Center - MCC04 | Westinghouse | 5A11003H02 | HSF10441-001/POL | OM00005068 |  | Roof | NA | NA | NA | NA | 480 | 400 | ELECTRICAL | 3 | NA | NA | \Classifications\Building System Class\D50-Electrical SYS\D5010 - Elec Service & Dist\Chiller Room Electrical Panel - MCC | EQ-1004864
43-D1 | 43-D1 Palo Alto Courthouse | 43-D1-D5092-210-GEN01 | Emergency Standby Generator - GEN01 | Caterpillar | 45BH4351 | SR-4 | OM00005076 | Permit #B4447 | south side of building in enclosure | NA | NA | NA | 231 | 240/480 | 460/233 | Diesel | DNA | NA | NA | \Classifications\Building System Class\D50-Electrical SYS\D5090 - Elec SYS\Emergency Generator - GEN | EQ-1004865
43-D1 | 43-D1 Palo Alto Courthouse | 43-D1-D2030-410-PMS01 | Pump Ejector Sewage - PMS01 | Crane Deming | SP-810231 | 7565-4056 | OM00004927 |  | Basement Mechanical Room | NA | NA | NA | 5 | 208-240 | 14.4/7.2 | ELECTRICAL | 3 | NA | NA | \Classifications\Building System Class\D20-Plumbing\D2030 - Sani Waste\Sewage Ejector Pump - PMS | EQ-1004867
43-D1 | 43-D1 Palo Alto Courthouse | 43-D1-D2030-410-PMS02 | Pump Ejector Sewage - PMS02 | Crane Deming | SP-810230 | 7565-4056 | OM00004928 |  | Basement Mechanical Room | NA | NA | NA | 5 | 208-240 | 14.4/7.2 | ELECTRICAL | 3 | NA | NA | \Classifications\Building System Class\D20-Plumbing\D2030 - Sani Waste\Sewage Ejector Pump - PMS | EQ-1004868
43-D1 | 43-D1 Palo Alto Courthouse | 43-D1-D4031-100-FEX36 | Fire Extinguisher - FEX36 | Badger | various | B5M | OM00020061 |  | 1st Floor, various | NA | NA | NA | NA | NA | NA | NA | NA | NA | NA | \Classifications\Building System Class\D40-Fire Protection SYS\D4030 - FIRE SPEC\Fire Extinguisher - FEX | EQ-1005025
43-D1 | 43-D1 Palo Alto Courthouse | 43-D1-D1013-310-WCL01 | Wheelchair Lift - WCL01 | Graventa | B44-1/45ME-A175 | Xpress II | OM00019226 | State ID# 127180¦ Strlft | South Side Stairwell | NA | NA | NA | DNA | 230 | 5 | electric | DNA | NA | NA | \Classifications\Building System Class\D10-Conveyance Systems\D1010 - Elevator\Wheelchair Lift - WCL | EQ-1007087
43-D1 | 43-D1 Palo Alto Courthouse | 43-D1-B2010-100-BLD01 | Building Structure BLD01 | NA | NA | NA | OM00032423 |  | NA | NA | NA | NA | NA | NA | NA | NA | NA | NA | NA | \Classifications\Building System Class\B20-General Building Exterior\B2010 - Exterior Walls\Building - BLD | EQ-1007375
43-D1 | 43-D1 Palo Alto Courthouse | 43-D1-B3010-100-RUF01 | Roofing Systems RUF01 | NA | NA | NA | OM00032424 |  | NA | NA | NA | NA | NA | NA | NA | NA | NA | NA | NA | \Classifications\Building System Class\B30-Roofing\B3010 - Roof Types\Roof - RUF | EQ-1007552
43-D1 | 43-D1 Palo Alto Courthouse | 43-D1-D3031-130-CLR02 | Chiller,Water Cooled - CLR02 | Trane | 187E02150 | RWVBC304MENRD22CQRBDPT3 | OM00019129 |  | Outside Mechanical Room - Basement | NA | DNA | R-22 | DNA | 460 | DNA | Electric | 3 | NA | NA | \Classifications\Building System Class\D30-HVAC Systems\D3030 - Cooling SYS\Chiller, Water Cooled - CLR | 1009822
43-D1 | 43-D1 Palo Alto Courthouse | 43-D1-B2033-120-DOR01 | Door,Swinging Electric-DOR01 | Ingersol Rand | DNA | DNA | OM00019132 |  | stairwell | NA | NA | NA | DNA | DNA | DNA | Electric | 1 | NA | NA | \Classifications\Building System Class\B20-General Building Exterior\B2030 - Exterior Doors\Door,Automatic-Sliding,Revolving - DOR | 1009846
43-D1 | 43-D1 Palo Alto Courthouse | 43-D1-B2033-120-DOR02 | Door,Swinging Electric-DOR02 | Ingersol Rand | DNA | DNA | OM00019136 |  | east wing | NA | NA | NA | DNA | DNA | DNA | Electric | 1 | NA | NA | \Classifications\Building System Class\B20-General Building Exterior\B2030 - Exterior Doors\Door,Automatic-Sliding,Revolving - DOR | 1009847
43-D1 | 43-D1 Palo Alto Courthouse | 43-D1-B2034-400-DOH01 | Door,Overhead,Roll-up,Electric - DOH01 | Chamberlain | DNA | Liftmaster | OM00001216 |  | sally port | NA | NA | NA | DNA | DNA | DNA | Electric | DNA | NA | NA | \Classifications\Building System Class\B20-General Building Exterior\B2030 - Exterior Doors\Door,Overhead-Shutter,Manual,Elec,Roll-up - DOH | 1009848
43-D1 | 43-D1 Palo Alto Courthouse | 43-D1-B2034-400-DOH02 | Door,Overhead,Roll-up,Electric - DOH02 | DNA | DNA | DNA | OM00001217 |  | sally port | NA | NA | NA | DNA | DNA | DNA | Electric | DNA | NA | NA | \Classifications\Building System Class\B20-General Building Exterior\B2030 - Exterior Doors\Door,Overhead-Shutter,Manual,Elec,Roll-up - DOH | 1009849
43-D1 | 43-D1 Palo Alto Courthouse | 43-D1-D2017-100-SHW01 | Eye Washes & Emergency Showers - SHW01 | Haws | DNA | DNA | OM00019057 |  | Mechanical Room 1 | NA | NA | NA | NA | NA | NA | NA | NA | NA | NA | \Classifications\Building System Class\D20-Plumbing\D2010 - Plumb Fix\Showers - SHW | 1009850
43-D1 | 43-D1 Palo Alto Courthouse | 43-D1-D2017-100-SHW02 | Eye Washes & Emergency Showers - SHW02 | Haws | DNA | DNA | OM00019165 |  | Mechanical Room 1 | NA | NA | NA | NA | NA | NA | NA | NA | NA | NA | \Classifications\Building System Class\D20-Plumbing\D2010 - Plumb Fix\Showers - SHW | 1009851
43-D1 | 43-D1 Palo Alto Courthouse | 43-D1-D2023-310-HWP01 | Domestic Hot Water Circulating Pump - HWP01 | Bell And Gossett | M10711 | 2" BNF1 H30 | OM00018977 |  | Basement Mechanical Room 1 | NA | NA | NA | 1/6 | DNA | 1.9 | Electric | 1 | NA | NA | \Classifications\Building System Class\D20-Plumbing\D2020 - Domestic Water\Domestic Hot Water Circulating Pump - HWP | 1009852
43-D1 | 43-D1 Palo Alto Courthouse | 43-D1-D3020-100-HET01 | Deaerator Tank - DTK01 | Wessels Company | 153992 | PVG01200VT | OM00019119 |  | Mechanical Room 1 | NA | NA | NA | NA | NA | NA | NA | NA | NA | NA | \Classifications\Building System Class\D30-HVAC Systems\D3020 - Heat SYS\Heater Water Expansion Tank - HET | 1009853
43-D1 | 43-D1 Palo Alto Courthouse | 43-D1-D2023-310-HWP03 | Domestic Hot Water Circulating Pump - HWP03 | U. S. motor | 3038033 | ISA-1130-BF | OM00018980 |  | Mechanical Room 1 | NA | NA | NA | 2 | 208 | 6.4 | Electric | 3 | NA | NA | \Classifications\Building System Class\D20-Plumbing\D2020 - Domestic Water\Domestic Hot Water Circulating Pump - HWP | 1009862
43-D1 | 43-D1 Palo Alto Courthouse | 43-D1-D3031-100-PCH04 | Chilled Water Pump - PCH04 | Bell And Gossett | 7-00379-02-1 | 150 | OM00019125 |  | Mechanical Room 1 | NA | NA | NA | 20 | 230/460 | 53/26.5 | Electric | 3 | NA | NA | \Classifications\Building System Class\D30-HVAC Systems\D3030 - Cooling SYS\Chilled Water Pump - PCH | 1009863
43-D1 | 43-D1 Palo Alto Courthouse | 43-D1-D3031-100-PCH05 | Condenser Water Pump - PCH05 | Bell And Gossett | 7-00379-01-1 | 150 | OM00019126 |  | Mechanical Room 1 | NA | NA | NA | 20 | 230/460 | 53/26.5 | Electric | 3 | NA | NA | \Classifications\Building System Class\D30-HVAC Systems\D3030 - Cooling SYS\Chilled Water Pump - PCH | 1009864
43-D1 | 43-D1 Palo Alto Courthouse | 43-D1-D3042-220-EFN04 | Exhaust Fan (over 5hp)- EFN04 | DNA | NA | NA | OM00004921 |  | Mechanical Room 1 | (2) B66 | DNA | NA | DNA | DNA | DNA | Electric | 3 | NA | NA | \Classifications\Building System Class\D30-HVAC Systems\D3040 - Distribution SYS\Supply/Exhaust/Return fans- FAN | 1009866
43-D1 | 43-D1 Palo Alto Courthouse | 43-D1-D3050-250-ACU01 | Air Conditioning,Split System - ACU01 | Fujitsu | DCN015206 | A0U18CL | OM00005075 |  | outside | DNA | DNA | R-410A | DNA | 208/230 | 7.7 | Electric | 1 | NA | NA | \Classifications\Building System Class\D30-HVAC Systems\D3050 - Package SYS\Air Conditioning,Split System - ACU | 1009867
43-D1 | 43-D1 Palo Alto Courthouse | 43-D1-D3068-100-BAS01 | Building Automation System - BAS01 | Schneider Electric | DNA | Andover Continuum | OM00018978 |  | Mechanical Room 1 | NA | NA | NA | NA | 120 | 4 | Electric | 1 | NA | NA | \Classifications\Building System Class\D30-HVAC Systems\D3060 - Control & Inst Air\Building Automation System - BAS | 1009868
43-D1 | 43-D1 Palo Alto Courthouse | 43-D1-D2023-100-BFP01 | Backflow Preventer - BFP01 Boiler make-up water | Wilkins Zurn | 3218339 | 975XCP 1 inch RP | OM00018979 |  | Mechanical Room 1 | NA | NA | NA | NA | NA | NA | NA | NA | NA | NA | \Classifications\Building System Class\D20-Plumbing\D2020 - Domestic Water\Backflow Preventer - BFP | 1009869
43-D1 | 43-D1 Palo Alto Courthouse | 43-D1-D2023-100-BFP02 | Backflow Preventer - BFP02 | Febco | A229614 | 825Y 2 inch RP | OM00018981 |  | Mechanical Room 1 SCW Loop | NA | NA | NA | NA | NA | NA | NA | NA | NA | NA | \Classifications\Building System Class\D20-Plumbing\D2020 - Domestic Water\Backflow Preventer - BFP | 1009870
43-D1 | 43-D1 Palo Alto Courthouse | 43-D1-D2023-100-BFP03 | Backflow Preventer - BFP03 main domestic feed | Zurn Wilkins | 205282 | 475 3 inch | OM00019168 | 100292-42872-Q05282 | west side of building by sidewalk Painted blue | NA | NA | NA | NA | NA | NA | NA | NA | NA | NA | \Classifications\Building System Class\D20-Plumbing\D2020 - Domestic Water\Backflow Preventer - BFP | 1009871
43-D1 | 43-D1 Palo Alto Courthouse | 43-D1-D2023-100-BFP04 | Backflow Preventer - BFP04 Irrigation | Febco | A051006 | 825YA 1-1/2 inch RP | OM00019169 | 100292-40494-A051006 | west side of building by sidewalk | NA | NA | NA | NA | NA | NA | NA | NA | NA | NA | \Classifications\Building System Class\D20-Plumbing\D2020 - Domestic Water\Backflow Preventer - BFP | 1009872
43-D1 | 43-D1 Palo Alto Courthouse | 43-D1-D4010-150-FMS01 | System Extinguishing,Wet Pipe - FMS01 | Central Automatic Sprinkler | DNA | DNA | OM00019115 |  | Basement, Mechanical Room 2 | NA | NA | NA | NA | NA | NA | NA | NA | NA | NA | \Classifications\Building System Class\D40-Fire Protection SYS\D4010 - Sprinkler SYS\Fire Systems, stand pipes - FMS | 1009873
43-D1 | 43-D1 Palo Alto Courthouse | 43-D1-D4022-210-FSG01 | Pump,Fire,Electric Motor Driven - FSG01 | Peerless Pumps | 138286 | 4AF-12B | OM00004926 |  | Basement, Mechanical Room 1 | NA | NA | NA | 20 | 240/480 | 50/25 | Electric | 3 | NA | NA | \Classifications\Building System Class\D40-Fire Protection SYS\D4020 - Stand Pipe\Pump,Fire,Electric Motor Driven - FSG | 1009874
43-D1 | 43-D1 Palo Alto Courthouse | 43-D1-D4024-100-FHS17 | Other Stand Pipe and Hose Systems-FHS17 | Standard Fire Hose Co. | various | 85U | OM00001220 |  | various | NA | NA | NA | NA | NA | NA | NA | NA | NA | NA | \Classifications\Building System Class\D40-Fire Protection SYS\D4020 - Stand Pipe\Other Stand Pipe Hose Systems - FHS | 1009875
43-D1 | 43-D1 Palo Alto Courthouse | 43-D1-D5010-234-ATS01 | Automatic Transfer Switch - ATS01 | Williams + Lane | 60041-2 | DNA | OM00019113 |  | Basement Mechanical Room 1 | NA | NA | NA | NA | 480 | DNA | Electric | 3 | NA | NA | \Classifications\Building System Class\D50-Electrical SYS\D5010 - Elec Service & Dist\Automatic Transfer Switch - ATS | 1009877
43-D1 | 43-D1 Palo Alto Courthouse | 43-D1-D5010-200-ESD01 | Switchboard,Electrical - SBR01 | Westinghouse | 27V1204 | DNA | OM00004930 |  | Basement, Mechanical Room 1 | NA | NA | NA | NA | 277/480 | 1600 | Electric | DNA | NA | NA | \Classifications\Building System Class\D50-Electrical SYS\D5010 - Elec Service & Dist\Electical Service and Distribution - ESD | 1009878
43-D1 | 43-D1 Palo Alto Courthouse | 43-D1-D5036-200-CSY01 | Clock Systems - CSY01 | Honeywell | DNA | Clockmaster | OM00019111 |  | Basement, Mechanical Room 1 | NA | NA | NA | NA | DNA | DNA | Electric | 1 | NA | NA | \Classifications\Building System Class\D50-Electrical SYS\D5030 - Comm & Security\Clock Systems - CSY | 1009879
43-D1 | 43-D1 Palo Alto Courthouse | 43-D1-D5038-810-ITA01 | Intrusion Alarm - ITA01 | Radionics | DNA | D9412G | OM00019134 |  | Main unit is in gen enclosure | NA | NA | NA | NA | 12 | DNA | Electric | 1 | NA | NA | \Classifications\Building System Class\D50-Electrical SYS\D5030 - Comm & Security\Intrusion Alarm - ITA | 1009880
43-D1 | 43-D1 Palo Alto Courthouse | 43-D1-D5092-250-EML19 | Emergency And Exit Lighting - EML19 | NA | NA | NA | OM00020060 |  | various | NA | NA | NA | NA | 110 | DNA | Electric | 1 | NA | NA | \Classifications\Building System Class\D50-Electrical SYS\D5090 - Elec SYS\Emergency And Exit Lighting - EML | 1009881
43-D1 | 43-D1 Palo Alto Courthouse | 43-D1-G3010-210-PWT02 | Potable Water Storage Tank- PWT02 | State Industries | G04133254 | PVG01200VT | OM00018976 |  | Mechanical Room 1 | NA | NA | NA | NA | 110 | DNA | Electric | NA | NA | NA | \Classifications\Building System Class\G30-Site Mechanical Utilities\G3010 - Water Supply\Potable Water Storage Tank - PWT | 1009882
43-D1 | 43-D1 Palo Alto Courthouse | 43-D1-D3044-125-PHW03 | Boiler Primary Pump - PHW03 | Taco Pumps | 2033428 | KV007-6102J | OM00019116 |  | Mechanical Room 1 - Boiler #1 -Pump | NA | NA | NA | 30 | 208-230/460 | 9.31-8.4/4.2 | DNA | NA | NA | NA | \Classifications\Building System Class\D30-HVAC Systems\D3040 - Distribution SYS\Hot Water Pump - PHW | 1009884
43-D1 | 43-D1 Palo Alto Courthouse | 43-D1-D3044-125-PHW05 | Boiler Primary Pump - PHW05 | Taco Pumps | 2033428 | KV4007-6.10E2J | OM00019117 |  | Mechanical Room 1 | NA | NA | NA | 3 | 208-230/460 | 9.31-8.4/4.2 | DNA | NA | NA | NA | \Classifications\Building System Class\D30-HVAC Systems\D3040 - Distribution SYS\Hot Water Pump - PHW | 1009886
43-D1 | 43-D1 Palo Alto Courthouse | 43-D1-D3044-125-PHW06 | Hot Water Pump - PHW06 | Bell And Gossett | BW8-035 | PD1-121 | OM00019131 |  | outside mechanical area | NA | NA | NA | 1/2 | 115/208-230 | 7.2/3.5-3.6 | Electric | NA | NA | NA | \Classifications\Building System Class\D30-HVAC Systems\D3040 - Distribution SYS\Hot Water Pump - PHW | 1009887
43-D1 | 43-D1 Palo Alto Courthouse | 43-D1-D3044-125-PHW07 | Hot Water Pump - PHW07 | Bell And Gossett | F10K258055 | JQF56N7D58F K | OM00019130 |  | outside mechanical area | NA | NA | NA | DNA | DNA | DNA | NA | NA | NA | NA | \Classifications\Building System Class\D30-HVAC Systems\D3040 - Distribution SYS\Hot Water Pump - PHW | 1009888
43-D1 | 43-D1 Palo Alto Courthouse | 43-D1-D2030-410-PMS03 | Pump Ejector Sewage - PMS03 | Chicago Pump Company | PG5939 | DNA | OM00032425 |  | BASEMENT, outside mechanical area | NA | NA | NA | DNA | DNA | DNA | Electric | 3 | NA | NA | \Classifications\Building System Class\D20-Plumbing\D2030 - Sani Waste\Sewage Ejector Pump - PMS | 1009889
43-D1 | 43-D1 Palo Alto Courthouse | 43-D1-G3063-100-AST01 | Fuel Storage, above ground - FSA01 | Pryco Inc. | 418819 | DNA | OM00001219 |  | Outside south side of building | NA | NA | NA | DNA | DNA | DNA | Diesel | DNA | NA | NA | \Classifications\Building System Class\G30-Site Mechanical Utilities\G3060 - Fuel Distribution\Tank, Fuel Storage, Above Ground - AST | 1009890
43-D1 | 43-D1 Palo Alto Courthouse | 43-D1-D5010-110-EMT01 | Electric Meter Readings - EMT01 | Power Measuremen | P2-0207A061-3 | 8506 | OM00020055 |  | Mechanical Room 1 | NA | NA | NA | NA | 277/480 | DNA | Electric | 3 | NA | NA | \Classifications\Building System Class\D50-Electrical SYS\D5010 - Elec Service & Dist\Electric Meter Readings - EMT | 1009891
43-D1 | 43-D1 Palo Alto Courthouse | 43-D1-D3012-120-GMR01 | Gas Meter Readings - GMR01 | DNA | DNA | DNA | OM00020056 |  | DNA | NA | NA | NA | NA | NA | NA | Gas | NA | NA | NA | \Classifications\Building System Class\D30-HVAC Systems\D3010 - Energy Supply\Gas Meter Readings - GMR | 1009892
43-D1 | 43-D1 Palo Alto Courthouse | 43-D1-D2020-130-WMR01 | Water Meter Readings - WMR01 | DNA | DNA | DNA | OM00020917 |  | west side of building near sidewalk | NA | NA | NA | NA | NA | NA | NA | NA | NA | NA | \Classifications\Building System Class\D20-Plumbing\D2020 - Domestic Water\Water Meter Readings - WMR | 1009893
43-D1 | 43-D1 Palo Alto Courthouse | 43-D1-D2020-130-WMR02 | Water Meter Readings - WMR02 | DNA | DNA | DNA | OM00020918 |  | west side of building near sidewalk | NA | NA | NA | NA | NA | NA | NA | NA | NA | NA | \Classifications\Building System Class\D20-Plumbing\D2020 - Domestic Water\Water Meter Readings - WMR | 1009894
43-D1 | 43-D1 Palo Alto Courthouse | 43-D1-G2050-200-LSC01 | Landscaping - LSC01 | DNA | DNA | DNA | OM00020057 |  | DNA | NA | NA | NA | DNA | DNA | NA | Electric | 1 | NA | NA | \Classifications\Building System Class\G20-Other Systems\G2050 - Landscaping\Landscaping - LSC | 1009895
43-D1 | 43-D1 Palo Alto Courthouse | 43-D1-D5092-250-ELT42 | Exterior Lighting - ELT42 | DNA | DNA | DNA | OM00020058 |  | parking lot, building perimeter | NA | NA | NA | NA | DNA | DNA | Electric | DNA | NA | NA | \Classifications\Building System Class\D50-Electrical SYS\D5090 - Elec SYS\Exterior Lighting - ELT | 1009896
43-D1 | 43-D1 Palo Alto Courthouse | 43-D1-G2049-300-HSC01 | Hardscape - HSC01 | DNA | DNA | DNA | OM00020059 |  | parking lot, green areas | NA | NA | NA | NA | NA | NA | NA | NA | NA | NA | \Classifications\Building System Class\G20-Other Systems\G2040 - Site Development\Hardscape - HSC | 1009897
43-D1 | 43-D1 Palo Alto Courthouse | 43-D1-D3031-100-PCH06 | Condenser Water/tower water Pump - CWP01 | Baldor | F599 | JMN3611T | OM00020354 |  | Roof | NA | NA | NA | 3 | 208-230/460 | 8.25-8.2/4.1 | Electric | 3 | NA | NA | \Classifications\Building System Class\D30-HVAC Systems\D3030 - Cooling SYS\Chilled Water Pump - PCH | 1010066
43-D1 | 43-D1 Palo Alto Courthouse | 43-D1-D3031-100-PCH07 | Condenser Water/tower water Pump - PCH07 | Baldor | F400 | JMN3611T | OM00020355 |  | Roof | NA | NA | NA | 3 | 208-230/460 | 8.25-8.2/4.1 | Electric | 3 | NA | NA | \Classifications\Building System Class\D30-HVAC Systems\D3030 - Cooling SYS\Chilled Water Pump - PCH | 1010067
43-D1 | 43-D1 Palo Alto Courthouse | 43-D1-D5037-710-FAP01 | Fire Alarm Panel - FAP01 | FCI - Fire Controls Instruments | None | FCID-A | OM00019190 |  | Basement - Mechanical Room | NA | NA | NA | NA | 110 | DNA | Electric | DNA | NA | NA | \Classifications\Building System Class\D50-Electrical SYS\D5030 - Comm & Security\Fire Alarm Panel - FAP | 1011643
43-D1 | 43-D1 Palo Alto Courthouse | 43-D1-D2023-310-WBS01 | Domestic Water Booster Pump - WBS01 | Chicago Pump Co. | DNA | PG594 1 | OM00004918 |  | Mechanical Room | NA | NA | NA | 7.5 | 240/480 | 19/9.5 | ELECTRICAL | 3 | NA | NA | \Classifications\Building System Class\D20-Plumbing\D2020 - Domestic Water\Domestic Water Booster System - WBS | 1014875
43-D1 | 43-D1 Palo Alto Courthouse | 43-D1-D2023-310-WBS02 | Domestic Water Booster Pump - WBS02 | Chicago Pump Co. | DNA | PG594 1 | OM00004917 |  | Mechanical Room | NA | NA | NA | 7.5 | 240/480 | 19/9.5 | ELECTRICAL | 3 | NA | NA | \Classifications\Building System Class\D20-Plumbing\D2020 - Domestic Water\Domestic Water Booster System - WBS | 1014876
43-F1 | 43-F1 Sunnyvale Courthouse | 43-F1-D3041-110-AHU07 | Air Handling Unit - New #7 | Mc Intyre Coil Company | 4249-5 RH | AHU07 | OM00019894 |  | Roof | NA | (6) 12x24x4 | NA | DNA | 230 | 5/2 | ELECTRIC | 3 | DNA | DNA | \Classifications\Building System Class\D30-HVAC Systems\D3040 - Distribution SYS\Air Handling Unit - AHU | EQ-1005032
43-F1 | 43-F1 Sunnyvale Courthouse | 43-F1-D4031-100-FEX15 | Fire Extinguisher FEX15 | NA | NA | NA | OM00019940 |  | Floor 1 | NA | NA | NA | NA | NA | NA | NA | NA | NA | NA | \Classifications\Building System Class\D40-Fire Protection SYS\D4030 - FIRE SPEC\Fire Extinguisher - FEX | EQ-1005033
43-F1 | 43-F1 Sunnyvale Courthouse | 43-F1-B2010-100-BLD01 | Building Structure | NA | NA | NA | OM00032426 |  | NA | NA | NA | NA | NA | NA | NA | NA | NA | NA | NA | \Classifications\Building System Class\B20-General Building Exterior\B2010 - Exterior Walls\Building - BLD | EQ-1007376
43-F1 | 43-F1 Sunnyvale Courthouse | 43-F1-B3010-100-RUF01 | Roofing Systems | NA | NA | NA | OM00019931 |  | Roof | NA | NA | NA | NA | NA | NA | NA | NA | NA | NA | \Classifications\Building System Class\B30-Roofing\B3010 - Roof Types\Roof - RUF | EQ-1007553
43-F1 | 43-F1 Sunnyvale Courthouse | 43-F1-D3050-210-PKU01 | Bard Unit HVAC | Bard | 100M900666 | 18WH6-A04C 221001-A04CX | OM00004850 |  | NA | NA | DNA | R-22 | DNA | 208 | 27.2 | Electric | 1 | NA | NA | \Classifications\Building System Class\D30-HVAC Systems\D3050 - Package SYS\Package Unit - PKU | 1008245
43-F1 | 43-F1 Sunnyvale Courthouse | 43-F1-D3050-210-PKU02 | Bard Unit HVAC | Bard | 100L900664128 | 18WH6-A04C 221001-A04CX | OM00004851 |  | NA | NA | DNA | R-22 | DNA | 208 | 27.2 | Electric | 1 | NA | NA | \Classifications\Building System Class\D30-HVAC Systems\D3050 - Package SYS\Package Unit - PKU | 1008246
43-F1 | 43-F1 Sunnyvale Courthouse | 43-F1-D3050-210-PKU03 | Bard Unit HVAC | Bard | 100C910676401 | 18WH6-A04C 221001-A04CX | OM00004852 |  | NA | NA | DNA | R-22 | DNA | 208 | 27.2 | Electric | 1 | NA | NA | \Classifications\Building System Class\D30-HVAC Systems\D3050 - Package SYS\Package Unit - PKU | 1008247
43-F1 | 43-F1 Sunnyvale Courthouse | 43-F1-D3050-210-PKU04 | Bard Unit HVAC | Bard | 100C410676402 | 18WH6-A04C 221001-A04CX | OM00004853 |  | NA | NA | DNA | R-22 | DNA | 208 | 27.2 | Electric | 1 | NA | NA | \Classifications\Building System Class\D30-HVAC Systems\D3050 - Package SYS\Package Unit - PKU | 1008248
43-F1 | 43-F1 Sunnyvale Courthouse | 43-F1-D3068-100-BAS01 | Building Automation System - BAS | Andover Controls | 8540001073 | CX9200 | OM00032427 |  | Boiler Room | NA | NA | NA | NA | 110 | DNA | NA | 1 | NA | NA | \Classifications\Building System Class\D30-HVAC Systems\D3060 - Control & Inst Air\Building Automation System - BAS | 1008249
43-F1 | 43-F1 Sunnyvale Courthouse | 43-F1-D3021-130-BLR01 | Boiler,Hot Water,Oil/Gas/Comb. - BLR01 | American Standard | 2B-J3 | G-607 | OM00004856 |  | Boiler Room | NA | NA | NA | NA | 240 | DNA | Natural gas | 1 | 870000 | 696000 | \Classifications\Building System Class\D30-HVAC Systems\D3020 - Heat SYS\Boiler,Hot Water,Oil/Gas/Comb. - BLR | 1008250
43-F1 | 43-F1 Sunnyvale Courthouse | 43-F1-D5010-200-ESD01 | Main Electrical Panel - SBR01 | GE | DNA | DNA | OM00004828 |  | Boiler Room | NA | NA | NA | NA | 120/208 | 1000 | Electric | 3 | NA | NA | \Classifications\Building System Class\D50-Electrical SYS\D5010 - Elec Service & Dist\Electical Service and Distribution - ESD | 1008251
43-F1 | 43-F1 Sunnyvale Courthouse | 43-F1-D3031-100-PCH02 | Condenser Water Pump - PCH02 | Bell and Gossett | 992388 | 1531BC 8 3/4 BF | OM00004824 |  | Chiller Room | DNA | DNA | DNA | 5 | 208/230/460 | 14.8 | NA | 3 | NA | NA | \Classifications\Building System Class\D30-HVAC Systems\D3030 - Cooling SYS\Chilled Water Pump - PCH | 1008252
43-F1 | 43-F1 Sunnyvale Courthouse | 43-F1-D3031-100-PCH01 | Chilled Water Pump - PCH01 | Bell and Gossett | 992387 | 15312C 3/4 BF | OM00004846 |  | Chiller Room | DNA | DNA | DNA | 5 | 208/230/460 | 14.8 | NA | 3 | NA | NA | \Classifications\Building System Class\D30-HVAC Systems\D3030 - Cooling SYS\Chilled Water Pump - PCH | 1008253
43-F1 | 43-F1 Sunnyvale Courthouse | 43-F1-D3050-310-HPU01 | Heat Pump, Air Cooled - HPU01 | Trane | 408102079L | YHC048A1ELA1BD0C000000000 | OM00004821 |  | Roof - South Side | DNA | DNA | R-22 | DNA | 208 | 19 | NATURAL GAS | 1 | 60000 | 48000 | \Classifications\Building System Class\D30-HVAC Systems\D3050 - Package SYS\Heat Pump,Air Cooled - HPU | 1008256
43-F1 | 43-F1 Sunnyvale Courthouse | 43-F1-D2022-260-HWG01 | Domestic Water Heater - HWG | State Select | K05J024379 | GS650YOCTG | OM00004826 |  | Boiler Room | NA | NA | NA | NA | NA | NA | N-Gas | NA | 40000 | NA | \Classifications\Building System Class\D20-Plumbing\D2020 - Domestic Water\Domestic Water Heater, Gas - HWG | 1008257
43-F1 | 43-F1 Sunnyvale Courthouse | 43-F1-D2023-310-HWP01 | Domestic Hot Water Circulating Pump - HWP | ITT Bell Gossett | 106189 | Series 100 G10 | OM00004827 |  | Boiler Room | NA | NA | NA | 0.5 | 115 | 1.75 | Electric | 1 | NA | NA | \Classifications\Building System Class\D20-Plumbing\D2020 - Domestic Water\Domestic Hot Water Circulating Pump - HWP | 1008258
43-F1 | 43-F1 Sunnyvale Courthouse | 43-F1-D3031-140-CLR01 | Chiller,Screw,Water Cooled - CLR | Trane | U99L03198 | CGWDO60GCJOHAD1R1FFOUHG | OM00004847 |  | Chiller Room | NA | NA | R-22 | NA | 208/230 60H 3PH | 221 | NA | 3 | NA | NA | \Classifications\Building System Class\D30-HVAC Systems\D3030 - Cooling SYS\Chiller, Air Cooled - CLR | 1008259
43-F1 | 43-F1 Sunnyvale Courthouse | 43-F1-D2023-100-BFP04 | Backflow Preventer - BFP04 | Febco | 248912 | 825 Y 3/4" | OM00019599 | Acct#: 151759-43472 Hazard#: 13305 A058799 | Boiler Room | NA | NA | NA | NA | NA | NA | NA | NA | NA | NA | \Classifications\Building System Class\D20-Plumbing\D2020 - Domestic Water\Backflow Preventer - BFP | 1008260
43-F1 | 43-F1 Sunnyvale Courthouse | 43-F1-D2023-100-BFP03 | Backflow Preventer - BFP03 Irrigation | Febco | BA5564 | 825Y Type RP 2" | OM00019604 | Acct:# 15179-43472 Hazard#: 12632 | Along the sidewalk near employee entrance, on All America Way, landscape backflow | NA | NA | NA | NA | NA | NA | NA | NA | NA | NA | \Classifications\Building System Class\D20-Plumbing\D2020 - Domestic Water\Backflow Preventer - BFP | 1008261
43-F1 | 43-F1 Sunnyvale Courthouse | 43-F1-D2023-100-BFP02 | Backflow Preventer - BFP02 Domestic | ZURN/Wilkins | A3006652 | 375 XL | OM00020809 | Acct:# 15179-43472 Hazard#: 13306¦ 03836 Assembly with H04909 | Along the sidewalk near employee entrance, on All America Way, bypass BFP. | NA | NA | NA | NA | NA | NA | NA | NA | NA | NA | \Classifications\Building System Class\D20-Plumbing\D2020 - Domestic Water\Backflow Preventer - BFP | 1008263
43-F1 | 43-F1 Sunnyvale Courthouse | 43-F1-D4010-150-FMS01 | System Extinguishing,Wet Pipe - FMS01 | DNA | DNA | DNA | OM00019600 |  | Boiler Room | NA | NA | NA | NA | NA | NA | NA | NA | NA | NA | \Classifications\Building System Class\D40-Fire Protection SYS\D4010 - Sprinkler SYS\Fire Systems, stand pipes - FMS | 1008264
43-F1 | 43-F1 Sunnyvale Courthouse | 43-F1-D2017-100-SHW01 | Eye Washes & Emergency Showers - SHW | Haws | DNA | DNA | OM00019059 |  | Outside by cooling tower | NA | NA | NA | NA | NA | NA | NA | NA | NA | NA | \Classifications\Building System Class\D20-Plumbing\D2010 - Plumb Fix\Showers - SHW | 1008265
43-F1 | 43-F1 Sunnyvale Courthouse | 43-F1-D2040-100-PSU01 | Duplex Sump - PSU01 | DNA | DNA | DNA | OM00019601 |  | Outside by cooling tower | NA | NA | NA | DNA | DNA | DNA | Electric | DNA | NA | NA | \Classifications\Building System Class\D20-Plumbing\D2040 - Rain Drain\Sump Pump - PSU | 1008266
43-F1 | 43-F1 Sunnyvale Courthouse | 43-F1-D3030-110-CTW01 | Cooling Tower - CTW | Baltimore Air Coil Company | U275601 | BXT-65-OR | OM00019602 |  | Outside next to chiller room | (2) B74 | NA | NA | DNA | DNA | DNA | Electric | DNA | NA | NA | \Classifications\Building System Class\D30-HVAC Systems\D3030 - Cooling SYS\Cooling Tower - CTW | 1008267
43-F1 | 43-F1 Sunnyvale Courthouse | 43-F1-D3041-110-AHU08 | Air Handling Unit - New #1 | Mc Intyre Coil Company | 4249-2 LH | AHU01 | OM00019891 |  | Roof | DNA | (6) 12x24x4 | NA | DNA | 230 | 5/2 | Electric | 3 | DNA | DNA | \Classifications\Building System Class\D30-HVAC Systems\D3040 - Distribution SYS\Air Handling Unit - AHU | 1008268
43-F1 | 43-F1 Sunnyvale Courthouse | 43-F1-D3041-110-AHU09 | Air Handling Unit - New #2 | Mc Intyre Coil Company | 4249-4 RH | AHU02 | OM00019892 |  | Roof | DNA | (6) 12x24x4 | NA | DNA | 230 | 5/2 | Electric | 3 | DNA | DNA | \Classifications\Building System Class\D30-HVAC Systems\D3040 - Distribution SYS\Air Handling Unit - AHU | 1008269
43-F1 | 43-F1 Sunnyvale Courthouse | 43-F1-D3041-110-AHU10 | Air Handling Unit - New #3 | Mc Intyre Coil Company | 4249-6 LH | AHU03 | OM00019893 |  | Roof | DNA | (6) 12x24x4 | NA | DNA | 230 | 5/2 | Electric | 3 | DNA | DNA | \Classifications\Building System Class\D30-HVAC Systems\D3040 - Distribution SYS\Air Handling Unit - AHU | 1008270
43-F1 | 43-F1 Sunnyvale Courthouse | 43-F1-D3041-110-AHU11 | Air Handler #4 - AHU4 | Trane | U80476 | Climate Changer Type 14 | OM00004854 |  | Chiller Room | (2) DNA | (4) 16X25X2 | NA | 5 | 208 | 14.5 | Electric | 3 | NA | NA | \Classifications\Building System Class\D30-HVAC Systems\D3040 - Distribution SYS\Air Handling Unit - AHU | 1008271
43-F1 | 43-F1 Sunnyvale Courthouse | 43-F1-D3041-110-AHU12 | Air Handling Unit - New #5 | Mc Intyre Coil Company | 4249-3 RH | AHU05 | OM00019895 |  | Roof | DNA | (6) 12x24x4 | NA | DNA | 230 | 5/2 | Electric | 3 | DNA | DNA | \Classifications\Building System Class\D30-HVAC Systems\D3040 - Distribution SYS\Air Handling Unit - AHU | 1008272
43-F1 | 43-F1 Sunnyvale Courthouse | 43-F1-D3041-110-AHU13 | Air Handling Unit - New #6 | Mc Intyre Coil Company | 4249-1 LH | AHU06 | OM00019896 |  | Roof | DNA | (6) 12x24x4 | NA | DNA | 230 | 5/2 | Electric | 3 | DNA | DNA | \Classifications\Building System Class\D30-HVAC Systems\D3040 - Distribution SYS\Air Handling Unit - AHU | 1008273
43-F1 | 43-F1 Sunnyvale Courthouse | 43-F1-D1091-100-DMW01 | Dumbwaiter,Electric - DMW01 | D. A. Matiot, Inc. | 5576 | DNA | OM00019597 | State ID# 046758¦ Dumbwaiter | clerks office | DNA | NA | NA | NA | NA | NA | Other | NA | NA | NA | \Classifications\Building System Class\D10-Conveyance Systems\D1090 - Other Conveyance Systems\Dumbwaiter - DMW | 1008274
43-F1 | 43-F1 Sunnyvale Courthouse | 43-F1-D5038-810-ITA01 | Intrusion Alarm - ITA | Radionics | 07412G 108C | D7412G | OM00019607 |  | IT Room | NA | NA | NA | NA | 110 | DNA | Electric | 1 | NA | NA | \Classifications\Building System Class\D50-Electrical SYS\D5030 - Comm & Security\Intrusion Alarm - ITA | 1008281
43-F1 | 43-F1 Sunnyvale Courthouse | 43-F1-G2050-200-LSC01 | Landscaping - LSC | Rain Master | EV0005049 | DX18WM | OM00019603 |  | Exterior of building | NA | NA | NA | NA | 110 | DNA | Electric | 1 | NA | NA | \Classifications\Building System Class\G20-Other Systems\G2050 - Landscaping\Landscaping - LSC | 1008282
43-F1 | 43-F1 Sunnyvale Courthouse | 43-F1-D5010-110-EMT01 | Electric Meter Readings - EMT01 | DNA | DNA | DNA | OM00032349 |  | Boiler Room | NA | NA | NA | NA | DNA | DNA | Electric | DNA | NA | NA | \Classifications\Building System Class\D50-Electrical SYS\D5010 - Elec Service & Dist\Electric Meter Readings - EMT | 1008283
43-F1 | 43-F1 Sunnyvale Courthouse | 43-F1-D3012-120-GMR01 | Gas Meter - GMR | American Meter Co. | 385 44825 | Al-1000 MAOP250PSI | OM00019933 |  | West of front entrance | NA | NA | NA | NA | NA | NA | Gas | NA | NA | NA | \Classifications\Building System Class\D30-HVAC Systems\D3010 - Energy Supply\Gas Meter Readings - GMR | 1008284
43-F1 | 43-F1 Sunnyvale Courthouse | 43-F1-D2020-130-WMR01 | Water Meter Readings - WMR01 | Ester | MQV40F3 | T3000 | OM00019930 |  | Along the sidewalk near employee entrance | NA | NA | NA | NA | NA | NA | NA | NA | NA | NA | \Classifications\Building System Class\D20-Plumbing\D2020 - Domestic Water\Water Meter Readings - WMR | 1008285
43-F1 | 43-F1 Sunnyvale Courthouse | 43-F1-D2020-130-WMR02 | Water Meter Readings - WMR02 | Amco | 9362522 | C700 | OM00019932 |  | Along the sidewalk near employee entrance | NA | NA | NA | NA | NA | NA | NA | NA | NA | NA | \Classifications\Building System Class\D20-Plumbing\D2020 - Domestic Water\Water Meter Readings - WMR | 1008286
43-F1 | 43-F1 Sunnyvale Courthouse | 43-F1-D5092-250-ELT04 | Exterior Lighting - ELT04 | DNA | DNA | DNA | OM00019934 |  | various- perimeter of building | NA | NA | NA | NA | DNA | DNA | Electric | DNA | NA | NA | \Classifications\Building System Class\D50-Electrical SYS\D5090 - Elec SYS\Exterior Lighting - ELT | 1008287
43-F1 | 43-F1 Sunnyvale Courthouse | 43-F1-G2049-300-HSC03 | Hardscape - HSC | DNA | DNA | DNA | OM00019935 |  | south side front parking area | NA | NA | NA | NA | NA | NA | NA | NA | NA | NA | \Classifications\Building System Class\G20-Other Systems\G2040 - Site Development\Hardscape - HSC | 1008288
43-F1 | 43-F1 Sunnyvale Courthouse | 43-F1-D5092-250-EML08 | Emergency And Exit Lighting - EML08 | Lithonia | NA | ELM2513 | OM00019928 |  | basemen t and 1st floor | NA | NA | NA | NA | 110 | DNA | Electric | 1 | NA | NA | \Classifications\Building System Class\D50-Electrical SYS\D5090 - Elec SYS\Emergency And Exit Lighting - EML | 1008289
43-F1 | 43-F1 Sunnyvale Courthouse | 43-F1-D3020-100-HET01 | Deaerator Tank - HET01 Chilled water | California Hydronics Corp. | DNA | DNA | OM00019598 |  | Chiller Room | NA | NA | NA | NA | NA | NA | NA | NA | NA | Na | \Classifications\Building System Class\D30-HVAC Systems\D3020 - Heat SYS\Heater Water Expansion Tank - HET | 1008290
43-F1 | 43-F1 Sunnyvale Courthouse | 43-F1-D3020-100-HET02 | Deaerator Tank - HET02 Boiler hot water excpansion tank | DNA | DNA | DNA | OM00004825 |  | boiler room | NA | NA | NA | NA | NA | NA | NA | NA | NA | Na | \Classifications\Building System Class\D30-HVAC Systems\D3020 - Heat SYS\Heater Water Expansion Tank - HET | 1008291
43-F1 | 43-F1 Sunnyvale Courthouse | 43-F1-D3044-125-PHW01 | Pump Hot Water - PHW01 | Bell & Gossett | DNA | DNA | OM00004844 |  | Boiler Room | NA | NA | NA | DNA | Other | DNA | Electric | 3 | NA | NA | \Classifications\Building System Class\D30-HVAC Systems\D3040 - Distribution SYS\Hot Water Pump - PHW | 1010266
43-F1 | 43-F1 Sunnyvale Courthouse | 43-F1-D3050-250-ACU01 | Air Conditioning,Split System - ACU01 | Mitsubishi Electric | 01900670C | MX2-3B24NA | OM00032351 |  | Near Cooling Tower Grate | NA | NA | R-410A | DNA | 208/230 | 12 | electric | 1 | NA | NA | \Classifications\Building System Class\D30-HVAC Systems\D3050 - Package SYS\Air Conditioning,Split System - ACU | 1013614
43-F1 | 43-F1 Sunnyvale Courthouse | 43-F1-D2023-100-BFP05 | Backflow Preventer - BFP05 Domestic | Wilkins Zurn | H04909 | 375RP 2" | OM00032350 | Acct:# 15179-43472 Hazard#: 13306 ¦ Assembly with 03836/A3006652 | Along the sidewalk near employee entrance | NA | NA | NA | NA | NA | NA | NA | NA | NA | NA | \Classifications\Building System Class\D20-Plumbing\D2020 - Domestic Water\Backflow Preventer - BFP | 1013615
43-F2 | 43-F2 Sunnyvale Parking Facility | 43-F2-G2050-200-LSC01 | Landscaping - LSC | NA | NA | NA | OM00019936 | NA | parking lot | NA | NA | NA | NA | NA | NA | NA | NA | NA | NA | \Classifications\Building System Class\G20-Other Systems\G2050 - Landscaping\Landscaping - LSC | 1008364
43-F2 | 43-F2 Sunnyvale Parking Facility | 43-F2-D5010-110-EMT01 | Electric Meter Readings - EMT | PG+E | 1006758388 | Smartmeter | OM00019937 |  | parking lot | NA | NA | NA | NA | 240 | DNA | Electric | DNA | NA | NA | \Classifications\Building System Class\D50-Electrical SYS\D5010 - Elec Service & Dist\Electric Meter Readings - EMT | 1008365
43-F2 | 43-F2 Sunnyvale Parking Facility | 43-F2-D5092-250-ELT03 | Exterior Lighting - ELT | DNA | DNA | DNA | OM00019938 |  | parking lot | NA | NA | NA | NA | DNA | DNA | Electric | DNA | NA | NA | \Classifications\Building System Class\D50-Electrical SYS\D5090 - Elec SYS\Exterior Lighting - ELT | 1008366
43-F2 | 43-F2 Sunnyvale Parking Facility | 43-F2-G2049-300-HSC01 | Hardscape - HSC | DNA | DNA | DNA | OM00019939 | NA | parking lot | NA | NA | NA | NA | NA | NA | NA | NA | NA | NA | \Classifications\Building System Class\G20-Other Systems\G2040 - Site Development\Hardscape - HSC | 1008367
43-G1 | 43-G1 Santa Clara Courthouse | 43-G1-D3041-110-AHU01 | Air Handling Unit - AHU01 | Carrier | 753493005 | CU1216TA1066 | OM00004862 |  | Lower Roof | (2) B39 | NA | R-22 | DNA | DNA | DNA | ELECTRIC | 3-phase | NA | NA | \Classifications\Building System Class\D30-HVAC Systems\D3040 - Distribution SYS\Air Handling Unit - AHU | EQ-1005035
43-G1 | 43-G1 Santa Clara Courthouse | 43-G1-D3041-110-AHU02 | Air Handling Unit - AHU02 | Carrier | 753693006 | 39ED26 | OM00004863 |  | Lower Roof | (3) B60 | 16 x 25 x 2 (24) | R-22 | DNA | DNA | DNA | ELECTRIC | 3-phase | NA | NA | \Classifications\Building System Class\D30-HVAC Systems\D3040 - Distribution SYS\Air Handling Unit - AHU | EQ-1005036
43-G1 | 43-G1 Santa Clara Courthouse | 43-G1-D4031-100-FEX18 | Fire Extinguisher - FEX18 | Badger | NA | 10MB-8H 2007 | OM00020977 |  | Various | NA | NA | NA | NA | NA | NA | NA | NA | NA | NA | \Classifications\Building System Class\D40-Fire Protection SYS\D4030 - FIRE SPEC\Fire Extinguisher - FEX | EQ-1005037
43-G1 | 43-G1 Santa Clara Courthouse | 43-G1-D1010-100-ELE01 | Elevator 1 - Hydraulic | DNA | DNA | DNA | OM00018875 | State ID# 061709¦ Passenger Elevator | BLDG | NA | NA | NA | DNA | DNA | DNA | ELECTRIC | DNA | NA | NA | \Classifications\Building System Class\D10-Conveyance Systems\D1010 - Elevator\Elevator,Hydraulic,Pass/Freight - ELE | EQ-1005038
43-G1 | 43-G1 Santa Clara Courthouse | 43-G1-B2010-100-BLD01 | Building Structure BLD01 | NA | NA | NA | OM00032428 |  | NA | NA | NA | NA | NA | NA | NA | NA | NA | NA | NA | \Classifications\Building System Class\B20-General Building Exterior\B2010 - Exterior Walls\Building - BLD | EQ-1007377
43-G1 | 43-G1 Santa Clara Courthouse | 43-G1-B3010-100-RUF01 | Roofing Systems - RUF01 | NA | NA | NA | OM00019047 |  | NA | NA | NA | NA | NA | NA | NA | NA | NA | NA | NA | \Classifications\Building System Class\B30-Roofing\B3010 - Roof Types\Roof - RUF | EQ-1007554
43-G1 | 43-G1 Santa Clara Courthouse | 43-G1-D2017-100-SHW01 | Eye Washes & Emergency Showers - SHW01 | Haws | DNA | DNA | OM00019060 |  | Chiller Room | NA | NA | NA | NA | NA | NA | NA | NA | NA | NA | \Classifications\Building System Class\D20-Plumbing\D2010 - Plumb Fix\Showers - SHW | 1008292
43-G1 | 43-G1 Santa Clara Courthouse | 43-G1-D2022-260-HWG01 | Domestic Water Heater, Gas - HWG01 | State Industries | J04M002578 | SBS7576NE | OM00004864 |  | Chiller Room | NA | NA | NA | NA | NA | NA | Gas | NA | 75100 | DNA | \Classifications\Building System Class\D20-Plumbing\D2020 - Domestic Water\Domestic Water Heater, Gas - HWG | 1008936
43-G1 | 43-G1 Santa Clara Courthouse | 43-G1-D3021-130-BLR01 | Boiler,Hot Water,Oil/Gas/Comb. - BLR01 | Teledyne Laars | Burnt Tag - SN illegible | HH0850 IN09KLAC EL | OM00004870 |  | Chiller Room | NA | NA | NA | NA | 115 | 12 | Natural gas | NA | 850,000 | 688,500 | \Classifications\Building System Class\D30-HVAC Systems\D3020 - Heat SYS\Boiler,Hot Water,Oil/Gas/Comb. - BLR | 1008937
43-G1 | 43-G1 Santa Clara Courthouse | 43-G1-D3020-100-HET01 | Deaerator Tank - HET01 | Bell and Gossett | 116016 | 40 | OM00001201 |  | Chiller Room | NA | NA | NA | NA | NA | NA | NA | NA | NA | NA | \Classifications\Building System Class\D30-HVAC Systems\D3020 - Heat SYS\Heater Water Expansion Tank - HET | 1008938
43-G1 | 43-G1 Santa Clara Courthouse | 43-G1-D3020-100-HET02 | Deaerator Tank - HET02 | Bell and Gossett | DNA | DNA | OM00001202 |  | Chiller Room | NA | NA | NA | NA | NA | NA | NA | NA | NA | NA | \Classifications\Building System Class\D30-HVAC Systems\D3020 - Heat SYS\Heater Water Expansion Tank - HET | 1008939
43-G1 | 43-G1 Santa Clara Courthouse | 43-G1-D3031-130-CLR01 | 86-Ton Chiller - CLR01 | Carrier | 3007Q07676 | 30HXC086RYE561KA | OM00004869 |  | Chiller Room | NA | NA | R-134a | DNA | 480 | 600 | Electric | 3 | NA | DNA | \Classifications\Building System Class\D30-HVAC Systems\D3030 - Cooling SYS\Chiller, Water Cooled - CLR | 1008945
43-G1 | 43-G1 Santa Clara Courthouse | 43-G1-D2023-310-HWP01 | Domestic Circulating Pump - HWP01 | Bell and Gossett | 106190 | 100-B1 FG | OM00019944 |  | Chiller Room | NA | NA | NA | 1/2 | 115 | 1.75 | Electric | 1 | NA | NA | \Classifications\Building System Class\D20-Plumbing\D2020 - Domestic Water\Domestic Hot Water Circulating Pump - HWP | 1008946
43-G1 | 43-G1 Santa Clara Courthouse | 43-G1-D3031-100-PCH02 | Chilled Water Pump - PCH02 | Bell and Gossett | 990454 | DNA | OM00001208 |  | Chiller Room | NA | NA | NA | 5 | 208/230-460 | 14.8-14/7 | Electric | 3 | NA | NA | \Classifications\Building System Class\D30-HVAC Systems\D3030 - Cooling SYS\Chilled Water Pump - PCH | 1008947
43-G1 | 43-G1 Santa Clara Courthouse | 43-G1-D3050-250-ACU02 | Air Conditioning,Split System - ACU02 | Mitsubishi Electric | 47U01799A | PU12EK | OM00032342 |  | Lower Roof | NA | NA | R-22 | DNA | 208/230 | DNA | Electric | DNA | NA | NA | \Classifications\Building System Class\D30-HVAC Systems\D3050 - Package SYS\Air Conditioning,Split System - ACU | 1008948
43-G1 | 43-G1 Santa Clara Courthouse | 43-G1-D3050-250-ACU03 | Air Conditioning,Split System - ACU03 | Fujitsu | BCN006419 | AOU9CQ | OM00032348 |  | west building wall | NA | NA | R-22 | DNA | 208/230 | 7.6 | Electric | 1 | NA | 9700 | \Classifications\Building System Class\D30-HVAC Systems\D3050 - Package SYS\Air Conditioning,Split System - ACU | 1008949
43-G1 | 43-G1 Santa Clara Courthouse | 43-G1-D2023-100-BFP01 | Backflow Preventer - BFP01 boiler make-up water | Febco | 4610 | 825Y 3/4 inch RP | OM00019942 |  | Chiller Room | NA | NA | NA | NA | NA | NA | NA | NA | NA | NA | \Classifications\Building System Class\D20-Plumbing\D2020 - Domestic Water\Backflow Preventer - BFP | 1008950
43-G1 | 43-G1 Santa Clara Courthouse | 43-G1-D2023-100-BFP02 | Backflow Preventer - BFP02 expansion tank on chiller cold loop | Febco | 4649 | 825Y 3/4 inch RP | OM00019943 |  | Chiller Room | NA | NA | NA | NA | NA | NA | NA | NA | NA | NA | \Classifications\Building System Class\D20-Plumbing\D2020 - Domestic Water\Backflow Preventer - BFP | 1008951
43-G1 | 43-G1 Santa Clara Courthouse | 43-G1-D2023-100-BFP03 | Backflow Preventer - BFP03 | Serge mechanical Research |  | P-711 | OM00004873 |  | near sprinkler controller SE corner of building | NA | NA | NA | NA | NA | NA | NA | NA | NA | NA | \Classifications\Building System Class\D20-Plumbing\D2020 - Domestic Water\Backflow Preventer - BFP | 1008952
43-G1 | 43-G1 Santa Clara Courthouse | 43-G1-D5010-200-ESD01 | Switchboard,Electrical - SBR01 | ITE Imperial Corp. | 12-70215-1 | DNA | OM00020966 |  | mechanical room | NA | NA | NA | NA | 120/208 | 1600 | Electric | 3 | NA | NA | \Classifications\Building System Class\D50-Electrical SYS\D5010 - Elec Service & Dist\Electical Service and Distribution - ESD | 1008953
43-G1 | 43-G1 Santa Clara Courthouse | 43-G1-D5037-710-FAP01 | Fire Alarm Panel - FAP01 | Bosch | DNA | D7412GVL | OM00020965 |  | mechanical room | NA | NA | NA | NA | DNA | DNA | Electric | DNA | NA | NA | \Classifications\Building System Class\D50-Electrical SYS\D5030 - Comm & Security\Fire Alarm Panel - FAP | 1008955
43-G1 | 43-G1 Santa Clara Courthouse | 43-G1-D3044-125-PHW01 | Hot Water Pump - PHW01 | Bell and Gossett | 189165 | G-40 | OM00004867 |  | Chiller Room | NA | NA | NA | 1/6 | 115 | 8 | Electric | 1 | NA | NA | \Classifications\Building System Class\D30-HVAC Systems\D3040 - Distribution SYS\Hot Water Pump - PHW | 1008956
43-G1 | 43-G1 Santa Clara Courthouse | 43-G1-D3044-125-PHW02 | Hot Water Pump - PHW02 | Bell and Gossett | PH002171 | 1581 2AC 7Bf | OM00019941 |  | Chiller Room | NA | NA | NA | 3 | 208/230-460 | 8.4-8.2/4.1 | Electric | 3 | NA | NA | \Classifications\Building System Class\D30-HVAC Systems\D3040 - Distribution SYS\Hot Water Pump - PHW | 1008957
43-G1 | 43-G1 Santa Clara Courthouse | 43-G1-D2030-410-PMS01 | Pump Ejector Sewage - PMS01 | Crane Deming | SP810194/SP810193 | 7565 4056 | OM00004865 |  | Near Calendar Support | NA | NA | NA | 1/2/08 | 208 | 8 | Electric | 3 | NA | NA | \Classifications\Building System Class\D20-Plumbing\D2030 - Sani Waste\Sewage Ejector Pump - PMS | 1008958
43-G1 | 43-G1 Santa Clara Courthouse | 43-G1-D5010-110-EMT01 | Electric Meter Readings - EMT01 | Asea Brown Boveri | 01 308 554 | DNA | OM00032347 |  | mechanical room | NA | NA | NA | NA | DNA | DNA | Electric | 3 | NA | NA | \Classifications\Building System Class\D50-Electrical SYS\D5010 - Elec Service & Dist\Electric Meter Readings - EMT | 1008959
43-G1 | 43-G1 Santa Clara Courthouse | 43-G1-D3012-120-GMR01 | Gas Meter Readings - GMR01 | Sprague | DNA | DNA | OM00020104 |  | SW building corner | NA | NA | NA | NA | NA | NA | Gas | NA | NA | NA | \Classifications\Building System Class\D30-HVAC Systems\D3010 - Energy Supply\Gas Meter Readings - GMR | 1008960
43-G1 | 43-G1 Santa Clara Courthouse | 43-G1-D2020-130-WMR01 | Water Meter Readings - WMR01 | DNA | DNA | DNA | OM00020101 |  | by sidewalk on Homestead Road | NA | NA | NA | NA | NA | NA | NA | NA | NA | NA | \Classifications\Building System Class\D20-Plumbing\D2020 - Domestic Water\Water Meter Readings - WMR | 1008961
43-G1 | 43-G1 Santa Clara Courthouse | 43-G1-G2050-200-LSC01 | Landscaping - LSC01 | Enhanced Technological Services | DNA | DNA | OM00020103 |  | East side of building on wall | NA | NA | NA | NA | DNA | DNA | Electric | 1 | NA | NA | \Classifications\Building System Class\G20-Other Systems\G2050 - Landscaping\Landscaping - LSC | 1008962
43-G1 | 43-G1 Santa Clara Courthouse | 43-G1-D5092-250-ELT22 | Exterior Lighting - ELT22 | DNA | DNA | DNA | OM00020106 |  | parking lot, building perimeter | NA | NA | NA | NA | DNA | DNA | Electric | DNA | NA | NA | \Classifications\Building System Class\D50-Electrical SYS\D5090 - Elec SYS\Exterior Lighting - ELT | 1008963
43-G1 | 43-G1 Santa Clara Courthouse | 43-G1-G2049-300-HSC05 | Hardscape - HSC05 | DNA | DNA | DNA | OM00020107 |  | parking lot | NA | NA | NA | NA | NA | NA | NA | NA | NA | NA | \Classifications\Building System Class\G20-Other Systems\G2040 - Site Development\Hardscape - HSC | 1008964
43-G1 | 43-G1 Santa Clara Courthouse | 43-G1-D3050-250-ACU01 | Air Conditioning,Split System - ACU01 | Mitsubishi Electric | 43U00874B | PUH18EK | OM00004861 |  | Lower Roof | NA | NA | R-22 | DNA | 208/230 | 15 | Electric | DNA | NA | NA | \Classifications\Building System Class\D30-HVAC Systems\D3050 - Package SYS\Air Conditioning,Split System - ACU | 1010267
43-G1 | 43-G1 Santa Clara Courthouse | 43-G1-D5092-250-EML18 | Emergency And Exit Lighting - EML18 | Lithonia | 388066 | LQMJW3R120/277ELN | OM00019048 |  | various | NA | NA | NA | NA | 120 | DNA | Electric | 1 | NA | NA | \Classifications\Building System Class\D50-Electrical SYS\D5090 - Elec SYS\Emergency And Exit Lighting - EML | 1010268
43-G1 | 43-G1 Santa Clara Courthouse | 43-G1-D3031-100-PCH03 | Chilled Water Pump - PCH03 | Bell & Gossett | PH004798 | 1531 2.5AC 7.0BF | OM00004868 |  | Chiller Room | NA | NA | NA | 5 | 208/230-460 | 14.8-14/7 | electric | 3 | NA | NA | \Classifications\Building System Class\D30-HVAC Systems\D3030 - Cooling SYS\Chilled Water Pump - PCH | 1013616
43-G1 | 43-G1 Santa Clara Courthouse | 43-G1-D3041-110-AHU03 | Air Handling Unit - AHU03 | Trane | DNA | DNA | OM00019020 |  | AC access D55 for AH3 | A46 | 16 x 25 x 2 (4) | R-22 | DNA | DNA | DNA | electric | 3 | NA | NA | \Classifications\Building System Class\D30-HVAC Systems\D3040 - Distribution SYS\Air Handling Unit - AHU | 1013617
43-G1 | 43-G1 Santa Clara Courthouse | 43-G1-D3040-120-FCU01 | Fan Coil Unit - FCU01 | DNA | DNA | DNA | OM00032345 | 2507-0100-COL01 | Chiller Room | A36 | NA | NA | DNA | DNA | DNA | electric | 3 | NA | NA | \Classifications\Building System Class\D30-HVAC Systems\D3040 - Distribution SYS\Fan Coil Unit - FCU | 1013618
43-G1 | 43-G1 Santa Clara Courthouse | 43-G1-D3042-220-EFN01 | Exhaust Fan - EFN01 | DNA | DNA | DNA | OM00032343 | 2507-00R2-EXF01 | Lower Roof | AP59 | NA | NA | DNA | DNA | DNA | electric | 3 | NA | NA | \Classifications\Building System Class\D30-HVAC Systems\D3040 - Distribution SYS\Supply/Exhaust/Return fans- FAN | 1013619
43-G1 | 43-G1 Santa Clara Courthouse | 43-G1-D3042-220-EFN03 | Exhaust Fan - EFN03 | DNA | DNA | DNA | OM00032344 | 2507-00R2-EXF03 | Lower Roof | AP42 | NA | NA | DNA | DNA | DNA | electric | 3 | NA | NA | \Classifications\Building System Class\D30-HVAC Systems\D3040 - Distribution SYS\Supply/Exhaust/Return fans- FAN | 1013620
43-G1 | 43-G1 Santa Clara Courthouse | 43-G1-D3040-120-FCU02 | Fan Coil Unit FCU02 | Carrier | DNA | DNA | OM00019417 |  | In ceiling |  |  | NA |  |  |  | Electric | 3 | NA | NA | \Classifications\Building System Class\D30-HVAC Systems\D3040 - Distribution SYS\Fan Coil Unit - FCU | 1014730
43-G1 | 43-G1 Santa Clara Courthouse | 43-G1-D3040-120-FCU03 | Fan Coil Unit FCU03 | Carrier | DNA | DNA | OM00019418 |  | In ceiling |  |  | NA |  |  |  | Electric | 3 | NA | NA | \Classifications\Building System Class\D30-HVAC Systems\D3040 - Distribution SYS\Fan Coil Unit - FCU | 1014731
43-G1 | 43-G1 Santa Clara Courthouse | 43-G1-D3040-120-FCU04 | Fan Coil Unit FCU04 | Carrier | DNA | DNA | OM00019419 |  | In ceiling |  |  | NA |  |  |  | Electric | 3 | NA | NA | \Classifications\Building System Class\D30-HVAC Systems\D3040 - Distribution SYS\Fan Coil Unit - FCU | 1014732
43-G1 | 43-G1 Santa Clara Courthouse | 43-G1-D3068-100-BAS01 | Building Automation System - BAS01 | Johnson Controls | MQTWQ-B2V44-Q9GT8-23BYC-RVJMW | Metasys v5.0.0.8300 | OM00019249 |  | DNA | NA | NA | NA | NA | 110 | DNA | Electric | 1 | NA | NA | \Classifications\Building System Class\D30-HVAC Systems\D3060 - Control & Inst Air\Building Automation System - BAS | 1015324
43-G1 | 43-G1 Santa Clara Courthouse | 43-G1-D2040-100-PSU01 | Pump, Sump - PSU01 | Paco | DNA | 85-340031-07 | OM00020857 |  | Basement Mechanical Room | NA | NA | NA | NA | 208 | 8 | Electric | 3 | NA | NA | \Classifications\Building System Class\D20-Plumbing\D2040 - Rain Drain\Sump Pump - PSU | 1020486
43-G1 | 43-G1 Santa Clara Courthouse | 43-G1-D2040-100-PSU02 | Pump, Sump - PSU02 | Paco | DNA | 85-340031-07 | OM00020858 |  | Basement Mechanical Room | NA | NA | NA | NA | 208 | 8 | Electric | 3 | NA | NA | \Classifications\Building System Class\D20-Plumbing\D2040 - Rain Drain\Sump Pump - PSU | 1020487
43-G1 | 43-G1 Santa Clara Courthouse | 43-G1-D3030-110-CTW02 | Cooling Tower - CTW02 | Baltimore Air Coil | U163218801-01-01 | Baltimore Air Coil | OM00020642 |  | Upper Roof | (2) B 75 | DNA | DNA | 7.5 | 200 | DNA | Electric | 3 | NA | NA | \Classifications\Building System Class\D30-HVAC Systems\D3030 - Cooling SYS\Cooling Tower - CTW | 1021418
43-N1 | 43-N1 Morgan Hill Courthouse | 43-N1-D1010-100-ELE01 | Elevator, Hydraulic ELE01 | National Elevator | 3524322 | HMC1000 | OM00020893 | State ID# 151771 | 1st | NA | NA | NA | NA | DNA | DNA | NA | DNA | NA | NA | \Classifications\Building System Class\D10-Conveyance Systems\D1010 - Elevator\Elevator,Hydraulic,Pass/Freight - ELE | EQ-1005871
43-N1 | 43-N1 Morgan Hill Courthouse | 43-N1-D3021-130-BLR01 | Boiler #1 | Laars Heating Systems Company | C06168327 | PNCH1500NACL2CXN | OM00018904 |  | North End Gated Area | NA | NA | NA | NA | Other | NA | gas | 1 | 1,499,940 | 1,260,000 | \Classifications\Building System Class\D30-HVAC Systems\D3020 - Heat SYS\Boiler,Hot Water,Oil/Gas/Comb. - BLR | EQ-1005872
43-N1 | 43-N1 Morgan Hill Courthouse | 43-N1-D3021-130-BLR02 | Boiler #2 | Laars Heating Systems Company | C06168325 | PNCH1500NACL2CXN | OM00018905 |  | North End Gated Area | NA | NA | NA | NA | Other | NA | gas | 1 | 1,499,940 | 1,260,000 | \Classifications\Building System Class\D30-HVAC Systems\D3020 - Heat SYS\Boiler,Hot Water,Oil/Gas/Comb. - BLR | EQ-1005873
43-N1 | 43-N1 Morgan Hill Courthouse | 43-N1-D3021-130-BLR03 | Boiler #3 | Laars Heating Systems Company | C06168326 | PNCH1500NACL2CXN | OM00018906 |  | North End Gated Area | NA | NA | NA | NA | Other | NA | gas | 1 | 1,499,940 | 1,260,000 | \Classifications\Building System Class\D30-HVAC Systems\D3020 - Heat SYS\Boiler,Hot Water,Oil/Gas/Comb. - BLR | EQ-1005874
43-N1 | 43-N1 Morgan Hill Courthouse | 43-N1-D3030-110-CTW01 | Cooling Tower CTW01 | Evapco | 5-129724 | LSCB-170 | OM00019228 |  | Ground Floor - NW Corner of Building | B-79 | NA | NA | NA | 240 | 4.8 | electric | 3 | DNA | DNA | \Classifications\Building System Class\D30-HVAC Systems\D3030 - Cooling SYS\Cooling Tower - CTW | EQ-1005875
43-N1 | 43-N1 Morgan Hill Courthouse | 43-N1-D3030-110-CTW02 | Cooling Tower CTW02 | Evapco | 5-129725 | LSCB-170 | OM00043845 |  | Ground Floor - NW Corner of Building | B-79 | NA | NA | NA | 240 | 4.8 | electric | 3 | DNA | DNA | \Classifications\Building System Class\D30-HVAC Systems\D3030 - Cooling SYS\Cooling Tower - CTW | EQ-1005876
43-N1 | 43-N1 Morgan Hill Courthouse | 43-N1-D3031-140-CLR01 | Chiller CLR01 | Carrier | 1206Q06101 | 30HXA171RZ-661AA | OM00018907 |  | North End Gated Area | NA | NA | R-134a | 109KW | 460 | 189.2 | electric | 3 | DNA | DNA | \Classifications\Building System Class\D30-HVAC Systems\D3030 - Cooling SYS\Chiller, Air Cooled - CLR | EQ-1005877
43-N1 | 43-N1 Morgan Hill Courthouse | 43-N1-D3031-140-CLR02 | Chiller CLR02 | Carrier | 1306Q06127 | 30HXA171RZ-661AA | OM00018899 |  | North End Gated Area | NA | NA | R-134a | 109KW | 460 | 189.2 | electric | 3 | DNA | DNA | \Classifications\Building System Class\D30-HVAC Systems\D3030 - Cooling SYS\Chiller, Air Cooled - CLR | EQ-1005878
43-N1 | 43-N1 Morgan Hill Courthouse | 43-N1-D3041-110-AHU01 | Air Handler Unit#1 (AHU01) | Haakon Industries | DNA | Airpak | OM00018911 |  | Floor 2 North Fan Room | 2-B95 | 15 24 X 24 X 2 Pleat 3 12 X 24 X 2 Pleat | NA | 20 | 460 | 23.5 | Electric | 3 | DNA | DNA | \Classifications\Building System Class\D30-HVAC Systems\D3040 - Distribution SYS\Air Handling Unit - AHU | EQ-1005879
43-N1 | 43-N1 Morgan Hill Courthouse | 43-N1-D3041-110-AHU02 | Air Handler Unit - AHU02 | Haakon Industries | 06-8594-05-C | DNA | OM00018889 |  | Floor 2, South End 2nd Floor | 4 - B103 | 15 - 24.24.2 pleat ¦ 5 - 12.24.2 pleat | NA | 30 | 460 | 35 | Electric | 3 | DNA | DNA | \Classifications\Building System Class\D30-HVAC Systems\D3040 - Distribution SYS\Air Handling Unit - AHU | EQ-1005880
43-N1 | 43-N1 Morgan Hill Courthouse | 43-N1-D3041-110-AHU03 | Air Handler Unit - AHU03 | Haakon Industries | 06-8594-06-C | DNA | OM00018912 |  | Floor 2 - South Fan Room | 2 - BX-71 | 8 - 24.24.2 pleat ¦ 4 - 12.24.2 pleat | NA | 15 | 460 | 17.7 | Electric | 3 | DNA | DNA | \Classifications\Building System Class\D30-HVAC Systems\D3040 - Distribution SYS\Air Handling Unit - AHU | EQ-1005881
43-N1 | 43-N1 Morgan Hill Courthouse | 43-N1-D3041-110-AHU04 | Air Handling Unit For Basement - AHU-3 | HAAKON INDUSTRIES | 06-8594-03-C | AIRPAK | OM00018909 |  | 2nd Flr. North Mech Room | NA | 24x24x2-(12) 24x12x2-(3) | NA | 20hp | 208/460 | 23.5a | electric | 3 | DNA | DNA | \Classifications\Building System Class\D30-HVAC Systems\D3040 - Distribution SYS\Air Handling Unit - AHU | EQ-1005882
43-N1 | 43-N1 Morgan Hill Courthouse | 43-N1-D3041-110-AHU05 | Air Handling Unit AHU-2 | HAAKON INDUSTRIES | 06-8994-02-C | AIRPAK | OM00018910 |  | Floor 2 North Fan Room | NA | 24x24x2-(12) 24x12x2-(3) | NA | 20hp | 208/460 | 23.5A | electric | 3 | DNA | DNA | \Classifications\Building System Class\D30-HVAC Systems\D3040 - Distribution SYS\Air Handling Unit - AHU | EQ-1005883
43-N1 | 43-N1 Morgan Hill Courthouse | 43-N1-D3041-110-AHU06 | Airhandling Unit AHU-4 | HAAKON INDUSTRIES | 068594-04-C | AIRPAK | OM00018890 |  | Floor 2 South Fan Room | NA | 24x24x2-(16) | NA | 30hp | 208/460 | 35a | electric | 3 | DNA | 20,3000 CFM | \Classifications\Building System Class\D30-HVAC Systems\D3040 - Distribution SYS\Air Handling Unit - AHU | EQ-1005884
43-N1 | 43-N1 Morgan Hill Courthouse | 43-N1-D3031-100-PCH01 | Chilled Water Pump # 4 CHP-4 (Secondary Pump) | Bell & Gossett | C021160-02 E60 | 1510 10.25 BF | OM00043779 |  | North End Gated Area | NA | NA | NA | 30hp | 230/460 | 34.4 | Electric | 3 | DNA | DNA | \Classifications\Building System Class\D30-HVAC Systems\D3030 - Cooling SYS\Chilled Water Pump - PCH | EQ-1005895
43-N1 | 43-N1 Morgan Hill Courthouse | 43-N1-D3031-100-PCH02 | Chilled Water Pump # 3 CHP-3 (Secondary Pump) | Bell & Gossett | C021160-01 E60 | 1510 10.25 BF | OM00043780 |  | North End Chiller Area | NA | NA | NA | 30hp | 230/460 | 34.4 | Electric | 3 | DNA | DNA | \Classifications\Building System Class\D30-HVAC Systems\D3030 - Cooling SYS\Chilled Water Pump - PCH | EQ-1005896
43-N1 | 43-N1 Morgan Hill Courthouse | 43-N1-D3044-125-PHW01 | Hot Water Pump - PHW01 | California Hydronics | C021161-02E60 | 1510 BF 10.25 | OM00018893 |  | North End Gated Area | NA | NA | NA | 5hp | Other | 18.5a | electric | 3 | DNA | DNA | \Classifications\Building System Class\D30-HVAC Systems\D3040 - Distribution SYS\Hot Water Pump - PHW | EQ-1005899
43-N1 | 43-N1 Morgan Hill Courthouse | 43-N1-D3044-125-PHW02 | Hot Water Pump - PHW02 | California Hydronics | C021161-01 E60 | 1510 BF 10.25 | OM00018892 |  | North End Gated Area | NA | NA | NA | 5hp | Other | 17.9 | electric | 3 | DNA | DNA | \Classifications\Building System Class\D30-HVAC Systems\D3040 - Distribution SYS\Hot Water Pump - PHW | EQ-1005901
43-N1 | 43-N1 Morgan Hill Courthouse | 43-N1-D3050-250-ACU02 | Air Conditioning,Split System - ACU02 | Compu-Aire | SY06-002-3280 (C) | ACC-3034 | OM00018901 |  | North End Chiller Area Combined unit includes PKU02 | NA | NA | R-22 | 4hp Motors | Other | 2.2 Each Motor | electric | 3 | DNA | DNA | \Classifications\Building System Class\D30-HVAC Systems\D3050 - Package SYS\Air Conditioning,Split System - ACU | EQ-1005903
43-N1 | 43-N1 Morgan Hill Courthouse | 43-N1-D2023-100-BFP03 | Fire Sprinkler Back Flow Preventor | Febco | F0609010948 | 806YD Size 8 DCDA 8" | OM00019234 | Acct #: 91420 Meter #: 4999967 | E side on Butterfield 806YD Size 8 DCDA 8" SN F06090104948 | NA | NA | NA | NA | NA | NA | NA | NA | NA | NA | \Classifications\Building System Class\D20-Plumbing\D2020 - Domestic Water\Backflow Preventer - BFP | EQ-1005905
43-N1 | 43-N1 Morgan Hill Courthouse | 43-N1-D2023-100-BFP02 | Backflow Preventor, Domestic, Main Bypass | Wilkins | X05792 | 375A | OM00043846 | Acct #: 91420 Meter #: | E side on Butterfield | NA | NA | NA | NA | NA | NA | NA | NA | NA | NA | \Classifications\Building System Class\D20-Plumbing\D2020 - Domestic Water\Backflow Preventer - BFP | EQ-1005906
43-N1 | 43-N1 Morgan Hill Courthouse | 43-N1-D4031-100-FEX15 | Fire Extinguishers Qty. 15 | Amerex | NA | NA | OM00043752 |  | Throughout Building | NA | NA | NA | NA | NA | NA | NA | NA | NA | NA | \Classifications\Building System Class\D40-Fire Protection SYS\D4030 - FIRE SPEC\Fire Extinguisher - FEX | EQ-1005907
43-N1 | 43-N1 Morgan Hill Courthouse | 43-N1-D5092-210-GEN01 | Emergency Standby Generator - GEN01 | Kohler | 216261 | 350RE02VG | OM00019227 | Permit Plant# 20861 | NORTH END | NA | NA | NA | 539 | 480 | 71 | Diesel | 3 | DNA | DNA | \Classifications\Building System Class\D50-Electrical SYS\D5090 - Elec SYS\Emergency Generator - GEN | EQ-1005908
43-N1 | 43-N1 Morgan Hill Courthouse | 43-N1-D5092-250-EML52 | Illuminated Exit Signs Qty. 52 | NA | NA | NA | OM00043753 |  | Throughout Building | NA | NA | NA | NA | DNA | DNA | electric | DNA | NA | NA | \Classifications\Building System Class\D50-Electrical SYS\D5090 - Elec SYS\Emergency And Exit Lighting - EML | EQ-1005909
43-N1 | 43-N1 Morgan Hill Courthouse | 43-N1-D2030-410-PMS01 | Sewage Ejector Pump #1 | Vaughn | 82328B | V3FGT | OM00019236 |  | Holding Area | NA | NA | NA | DNA | DNA | DNA | electric | DNA | NA | NA | \Classifications\Building System Class\D20-Plumbing\D2030 - Sani Waste\Sewage Ejector Pump - PMS | EQ-1005911
43-N1 | 43-N1 Morgan Hill Courthouse | 43-N1-D2030-410-PMS02 | Sewage Ejector Pump #2 | Vaughn | 82328A | V3FGT | OM00019093 |  | Holding Area | NA | NA | NA | DNA | DNA | DNA | electric | DNA | NA | NA | \Classifications\Building System Class\D20-Plumbing\D2030 - Sani Waste\Sewage Ejector Pump - PMS | EQ-1005912
43-N1 | 43-N1 Morgan Hill Courthouse | 43-N1-B2010-100-BLD01 | Building Structure | NA | NA | NA | OM00043758 | CUPA PT0478815 | NA | NA | NA | NA | NA | NA | NA | NA | NA | NA | NA | \Classifications\Building System Class\B20-General Building Exterior\B2010 - Exterior Walls\Building - BLD | EQ-1007378
43-N1 | 43-N1 Morgan Hill Courthouse | 43-N1-B3010-100-RUF01 | Roofing Systems | NA | NA | NA | OM00043757 |  | Roof | NA | NA | NA | NA | NA | NA | NA | NA | NA | NA | \Classifications\Building System Class\B30-Roofing\B3010 - Roof Types\Roof - RUF | EQ-1007555
43-N1 | 43-N1 Morgan Hill Courthouse | 43-N1-B2033-120-DOR01 | Door,Swinging Electric-DOR01 | DNA | DNA | DNA | OM00020916 | DNA | Main entrance | NA | NA | NA | DNA | DNA | DNA | Electric | 1 | NA | NA | \Classifications\Building System Class\B20-General Building Exterior\B2030 - Exterior Doors\Door,Automatic-Sliding,Revolving - DOR | 1008965
43-N1 | 43-N1 Morgan Hill Courthouse | 43-N1-B2033-120-DOR02 | Door,Swinging Electric-DOR02 | DNA | DNA | DNA | OM00043773 | DNA | Main exit | NA | NA | NA | DNA | DNA | DNA | Electric | 1 | NA | NA | \Classifications\Building System Class\B20-General Building Exterior\B2030 - Exterior Doors\Door,Automatic-Sliding,Revolving - DOR | 1008966
43-N1 | 43-N1 Morgan Hill Courthouse | 43-N1-B2034-400-DOH01 | Door,Overhead,Roll-up,Electric - DOH01 | Overhead Door | 2546038 1 | DNA | OM00019235 |  | parking lot. | NA | NA | NA | DNA | DNA | DNA | Electric | DNA | NA | NA | \Classifications\Building System Class\B20-General Building Exterior\B2030 - Exterior Doors\Door,Overhead-Shutter,Manual,Elec,Roll-up - DOH | 1008967
43-N1 | 43-N1 Morgan Hill Courthouse | 43-N1-B2034-400-DOH02 | Door,Overhead,Roll-up, Electric - DOH02 | Overhead Door | 2546036 3 | DNA | OM00043749 |  | 1st Floor - Northeast Corner of Building, Facing Diana St. | NA | NA | NA | DNA | DNA | DNA | Electric | DNA | NA | NA | \Classifications\Building System Class\B20-General Building Exterior\B2030 - Exterior Doors\Door,Overhead-Shutter,Manual,Elec,Roll-up - DOH | 1008968
43-N1 | 43-N1 Morgan Hill Courthouse | 43-N1-B2034-400-DOH03 | Shutter,Roll-up,Electric -DOH03 | DNA | DNA | DNA | OM00020904 |  | department 107 | NA | NA | NA | DNA | DNA | DNA | Electric | 1 | NA | NA | \Classifications\Building System Class\B20-General Building Exterior\B2030 - Exterior Doors\Door,Overhead-Shutter,Manual,Elec,Roll-up - DOH | 1008969
43-N1 | 43-N1 Morgan Hill Courthouse | 43-N1-C1020-110-FRD01 | Fire Doors Sliding (Fire Curtain) FRD01 | DNA | DNA | DNA | OM00020897 | DNA | Basement - In Ceiling Above Elevator 4 | NA | NA | NA | DNA | DNA | DNA | Electric | 3 | NA | NA | \Classifications\Building System Class\C10-General Building Interior\C1020 - Fire Doors\Fire Doors - FRD | 1008970
43-N1 | 43-N1 Morgan Hill Courthouse | 43-N1-C1020-110-FRD02 | Fire Doors Sliding (Fire Curtain) FRD02 | DNA | DNA | DNA | OM00020898 | DNA | Basement - In Ceiling above Elevator 3 | NA | NA | NA | DNA | DNA | DNA | Electric | DNA | NA | NA | \Classifications\Building System Class\C10-General Building Interior\C1020 - Fire Doors\Fire Doors - FRD | 1008971
43-N1 | 43-N1 Morgan Hill Courthouse | 43-N1-C1020-110-FRD03 | Fire Doors Sliding (Fire Curtain) FRD03 | DNA | DNA | DNA | OM00020899 | DNA | Basement - In Ceiling above Elevator 2 | NA | NA | NA | DNA | DNA | DNA | Electric | DNA | NA | NA | \Classifications\Building System Class\C10-General Building Interior\C1020 - Fire Doors\Fire Doors - FRD | 1008972
43-N1 | 43-N1 Morgan Hill Courthouse | 43-N1-D1010-100-ELE02 | Elevator,Hydraulic,Pass/Freight - ELE02 | National Elevator | 6962Y21 65534-15 | SUB 210R40 | OM00020894 | State ID# 151772 | NA | NA | NA | NA | 25 | 460 | 21 | Other | 3 | NA | NA | \Classifications\Building System Class\D10-Conveyance Systems\D1010 - Elevator\Elevator,Hydraulic,Pass/Freight - ELE | 1008973
43-N1 | 43-N1 Morgan Hill Courthouse | 43-N1-D1010-100-ELE03 | Elevator,Hydraulic,Pass/Freight - ELE03 | National Elevator | 6962Y21 66752-35 | SUB 210R40 | OM00020892 | State ID# 151773 | NA | NA | NA | NA | 25 | 460 | 21 | Other | 3 | NA | NA | \Classifications\Building System Class\D10-Conveyance Systems\D1010 - Elevator\Elevator,Hydraulic,Pass/Freight - ELE | 1008974
43-N1 | 43-N1 Morgan Hill Courthouse | 43-N1-D1010-100-ELE04 | Elevator,Hydraulic,Pass/Freight - ELE04 | National Elevator | 6962Y24 55957-16 | SUB 280R46 | OM00019012 | State ID# 151774 | NA | NA | NA | NA | 40 | 460 | 51 | Other | 3 | NA | NA | \Classifications\Building System Class\D10-Conveyance Systems\D1010 - Elevator\Elevator,Hydraulic,Pass/Freight - ELE | 1008975
43-N1 | 43-N1 Morgan Hill Courthouse | 43-N1-D2017-100-SHW03 | Eye Washes & Emergency Shower - SHW03 | Speakman | DNA | DNA | OM00001229 | DNA | First Floor, Mechanical Yard, 1st & 2nd Floor Janator closets | NA | NA | NA | NA | NA | NA | NA | NA | NA | NA | \Classifications\Building System Class\D20-Plumbing\D2010 - Plumb Fix\Showers - SHW | 1008976
43-N1 | 43-N1 Morgan Hill Courthouse | 43-N1-D2023-310-HWP01 | Domestic Hot Water Circulating Pump - HWP01 | Bell and Gossett | 1BL013 | PL-30B | OM00001231 | DNA | north end | NA | NA | NA | DNA | DNA | 1.4 | NA | NA | NA | NA | \Classifications\Building System Class\D20-Plumbing\D2020 - Domestic Water\Domestic Hot Water Circulating Pump - HWP | 1008977
43-N1 | 43-N1 Morgan Hill Courthouse | 43-N1-D2023-310-HWP02 | Domestic Hot Water Circulating Pump - HWP02 | Bell and Gossett | DNA | DNA | OM00001232 | DNA | north end | NA | NA | NA | DNA | DNA | DNA | NA | NA | NA | NA | \Classifications\Building System Class\D20-Plumbing\D2020 - Domestic Water\Domestic Hot Water Circulating Pump - HWP | 1008978
43-N1 | 43-N1 Morgan Hill Courthouse | 43-N1-D2023-310-HWP03 | Domestic Hot Water Circulating Pump - HWP03 | Bell and Gossett | DNA | DNA | OM00001233 | DNA | north end | NA | NA | NA | DNA | DNA | DNA | NA | NA | NA | NA | \Classifications\Building System Class\D20-Plumbing\D2020 - Domestic Water\Domestic Hot Water Circulating Pump - HWP | 1008979
43-N1 | 43-N1 Morgan Hill Courthouse | 43-N1-D2022-260-HWG01 | Domestic Water Heater, Gas - HWG01 | Laars Heating Systems | C06167950 | DNA | OM00018902 | DNA | north end | NA | NA | NA | NA | DNA | DNA | Gas | NA | NA | NA | \Classifications\Building System Class\D20-Plumbing\D2020 - Domestic Water\Domestic Water Heater, Gas - HWG | 1008980
43-N1 | 43-N1 Morgan Hill Courthouse | 43-N1-D2022-260-HWG02 | Domestic Water Heater, Gas - HWG02 | Laars Heating Systems | C06168195 | DNA | OM00018903 | DNA | north end | NA | NA | NA | NA | DNA | DNA | Gas | NA | NA | NA | \Classifications\Building System Class\D20-Plumbing\D2020 - Domestic Water\Domestic Water Heater, Gas - HWG | 1008981
43-N1 | 43-N1 Morgan Hill Courthouse | 43-N1-D3020-100-HET01 | Deaerator Tank - HET01 | Bell and Gossett | 24320706 | PT25V | OM00001234 | DNA | north end | NA | NA | NA | NA | NA | NA | NA | NA | NA | NA | \Classifications\Building System Class\D30-HVAC Systems\D3020 - Heat SYS\Heater Water Expansion Tank - HET | 1008983
43-N1 | 43-N1 Morgan Hill Courthouse | 43-N1-D3068-100-BAS01 | Building Automation System - BAS01 | Andover Controls | DNA | B-Link | OM00020905 | DNA | storage room for west fan room | NA | NA | NA | NA | 115/230 | 2.5 | Electric | 1 | NA | NA | \Classifications\Building System Class\D30-HVAC Systems\D3060 - Control & Inst Air\Building Automation System - BAS | 1008994
43-N1 | 43-N1 Morgan Hill Courthouse | 43-N1-D4010-150-FMS01 | System Extinguishing,Wet Pipe - FMS01 | Grinnell | DNA | DNA | OM00020896 | DNA | Fire riser room | NA | NA | NA | NA | NA | NA | NA | NA | NA | NA | \Classifications\Building System Class\D40-Fire Protection SYS\D4010 - Sprinkler SYS\Fire Systems, stand pipes - FMS | 1008995
43-N1 | 43-N1 Morgan Hill Courthouse | 43-N1-D4094-450-SFM01 | System,Extinguishing,FM200 - SFM01 | Fike Corp. | 070 2081 | 70-156-DW | OM00019225 | DNA | IT room | NA | NA | NA | DNA | DNA | DNA | Electric | DNA | NA | NA | \Classifications\Building System Class\D40-Fire Protection SYS\D4090 - Other Fire Protection Systems\Fire Suppression, Gaseous - SFM | 1008996
43-N1 | 43-N1 Morgan Hill Courthouse | 43-N1-D5010-200-ESD01 | Main Electrical Switchgear - SBR01 | Cutler Hammer | DNA | RD65K | OM00020888 |  | electrical room 1 | NA | NA | NA | NA | DNA | DNA | Electric | 3 | NA | NA | \Classifications\Building System Class\D50-Electrical SYS\D5010 - Elec Service & Dist\Electical Service and Distribution - ESD | 1008997
43-N1 | 43-N1 Morgan Hill Courthouse | 43-N1-D5010-234-ATS01 | Automatic Transfer Switch - ATS01 | Kohler | DNA | DNA | OM00020887 |  | electrical room 1 | NA | NA | NA | NA | DNA | DNA | Electric | 3 | NA | NA | \Classifications\Building System Class\D50-Electrical SYS\D5010 - Elec Service & Dist\Automatic Transfer Switch - ATS | 1008999
43-N1 | 43-N1 Morgan Hill Courthouse | 43-N1-D5037-710-FAP01 | Fire Alarm Panel - FAP01 | Notifier | DNA | FS-3030D w/ Radionics Dialer D7412V2N | OM00020890 | DNA | electrical room in holding cell area | NA | NA | NA | NA | DNA | DNA | Electric | 1 | NA | NA | \Classifications\Building System Class\D50-Electrical SYS\D5030 - Comm & Security\Fire Alarm Panel - FAP | 1009000
43-N1 | 43-N1 Morgan Hill Courthouse | 43-N1-D5038-810-ITA01 | Intrusion Alarm - ITA01 | Bosch | DNA | AJ9MUL-40532-AL-E | OM00020895 | DNA | electrical room in holding cell area | NA | NA | NA | NA | DNA | DNA | Electric | 1 | NA | NA | \Classifications\Building System Class\D50-Electrical SYS\D5030 - Comm & Security\Intrusion Alarm - ITA | 1009001
43-N1 | 43-N1 Morgan Hill Courthouse | 43-N1-D5092-100-CTY01 | Uninterruptible Power System - UPS01 | Eaton | EA261KXX05 | Powerware 9355 / Model 30 | OM00020900 | DNA | IT room | NA | NA | NA | NA | 208 | NA | Electric | DNA | NA | NA | \Classifications\Building System Class\D50-Electrical SYS\D5090 - Elec SYS\Uninterruptible Power System - UPS | 1009002
43-N1 | 43-N1 Morgan Hill Courthouse | 43-N1-G3010-210-PWT01 | Potable Water Storage Tank- PWT01 | California Hydronics | DNA | DNA | OM00001230 | DNA | north end | NA | NA | NA | NA | NA | NA | NA | NA | NA | NA | \Classifications\Building System Class\G30-Site Mechanical Utilities\G3010 - Water Supply\Potable Water Storage Tank - PWT | 1009003
43-N1 | 43-N1 Morgan Hill Courthouse | 43-N1-D5010-110-EMT01 | Electric Meter - EMT01 | Power Measurement | DNA | Ion 8500 | OM00020914 |  | electrical room 1 | NA | NA | NA | NA | DNA | DNA | Electric | 3 | NA | NA | \Classifications\Building System Class\D50-Electrical SYS\D5010 - Elec Service & Dist\Electric Meter Readings - EMT | 1009004
43-N1 | 43-N1 Morgan Hill Courthouse | 43-N1-D3012-120-GMR01 | Gas Meter - GMR01 | Roots Meters | 732171 | 2M175 | OM00043781 | DNA | north end | NA | NA | NA | NA | NA | NA | Gas | NA | NA | NA | \Classifications\Building System Class\D30-HVAC Systems\D3010 - Energy Supply\Gas Meter Readings - GMR | 1009005
43-N1 | 43-N1 Morgan Hill Courthouse | 43-N1-D2020-130-WMR01 | Water Meter - WMR01 | DNA | DNA | DNA | OM00020910 |  | East/North by street | NA | NA | NA | NA | NA | NA | NA | NA | NA | NA | \Classifications\Building System Class\D20-Plumbing\D2020 - Domestic Water\Water Meter Readings - WMR | 1009006
43-N1 | 43-N1 Morgan Hill Courthouse | 43-N1-G2050-200-LSC01 | Landscaping - LSC01 | John Deere | DNA | DNA | OM00043755 | DNA | north end | NA | NA | NA | NA | DNA | DNA | Electric | 1 | NA | NA | \Classifications\Building System Class\G20-Other Systems\G2050 - Landscaping\Landscaping - LSC | 1009007
43-N1 | 43-N1 Morgan Hill Courthouse | 43-N1-D5092-250-ELT47 | Exterior Lighting - ELT47 | DNA | DNA | DNA | OM00043754 | DNA | parking lot, sidewalk areas | NA | NA | NA | NA | DNA | DNA | Electric | DNA | NA | NA | \Classifications\Building System Class\D50-Electrical SYS\D5090 - Elec SYS\Exterior Lighting - ELT | 1009008
43-N1 | 43-N1 Morgan Hill Courthouse | 43-N1-G2049-300-HSC07 | Hardscape - HSC07 | DNA | DNA | DNA | OM00043756 | DNA | parking lot, green areas | NA | NA | NA | NA | NA | NA | NA | NA | NA | NA | \Classifications\Building System Class\G20-Other Systems\G2040 - Site Development\Hardscape - HSC | 1009009
43-N1 | 43-N1 Morgan Hill Courthouse | 43-N1-C1020-110-FRD04 | Fire Doors, Won - FRD04 | Stiles | WHI 078317 S | DNA | OM00032430 | NA | Floor 1 Between Records and Clerks | NA | NA | NA | NA | NA | NA | NA | NA | NA | Na | \Classifications\Building System Class\C10-General Building Interior\C1020 - Fire Doors\Fire Doors - FRD | 1010251
43-N1 | 43-N1 Morgan Hill Courthouse | 43-N1-D2023-100-BFP04 | Fire Sprinkler Back Flow Preventor bypass BFP04 ﾠ | Febco | H000168 | 805YD 3/4" | OM00019233 | Acct #: 91420 Meter #: 4000067 | East Side of Building on Butterfield | NA | NA | NA | NA | NA | NA | NA | NA | NA | NA | \Classifications\Building System Class\D20-Plumbing\D2020 - Domestic Water\Backflow Preventer - BFP | 1011663
43-N1 | 43-N1 Morgan Hill Courthouse | 43-N1-D2023-100-BFP05 | Mechanical Flow Preventor BFP05 2" | Watts | A14320 | 007M2OT 1 1/2" | OM00020618 | Acct #: 91420 Meter #: | Mechanical Pad North Side Mechanical Yard | [10 empty] | \Classifications\Building System Class\D20-Plumbing\D2020 - Domestic Water\Backflow Preventer - BFP | 1011664
43-N1 | 43-N1 Morgan Hill Courthouse | 43-N1-B2033-120-DOR03 | Door,Swinging Electric-DOR03 | DNA | DNA | DNA | OM00020901 |  | West staff entrance | NA | NA | NA | DNA | DNA | DNA | electric | 1 | NA | NA | \Classifications\Building System Class\B20-General Building Exterior\B2030 - Exterior Doors\Door,Automatic-Sliding,Revolving - DOR | 1013621
43-N1 | 43-N1 Morgan Hill Courthouse | 43-N1-B2033-120-DOR04 | Door,Swinging Electric-DOR04 | DNA | DNA | DNA | OM00032448 |  | North staff entrance | NA | NA | NA | DNA | DNA | DNA | electric | 1 | NA | NA | \Classifications\Building System Class\B20-General Building Exterior\B2030 - Exterior Doors\Door,Automatic-Sliding,Revolving - DOR | 1013622
43-N1 | 43-N1 Morgan Hill Courthouse | 43-N1-C1020-110-FRD05 | Fire Doors, Won - FRD05 | Stiles | WHI 077563 S | DNA | OM00032447 |  | Between Records and Clerks | NA | NA | NA | DNA | DNA | DNA | DNA | DNA | NA | Na | \Classifications\Building System Class\C10-General Building Interior\C1020 - Fire Doors\Fire Doors - FRD | 1013623
43-N1 | 43-N1 Morgan Hill Courthouse | 43-N1-C1020-110-FRD06 | Fire Doors Sliding (Fire Curtain)- FRD06 | DNA | DNA | DNA | OM00032370 |  | Across clerks | NA | NA | NA | DNA | DNA | DNA | electric | DNA | NA | NA | \Classifications\Building System Class\C10-General Building Interior\C1020 - Fire Doors\Fire Doors - FRD | 1013624
43-N1 | 43-N1 Morgan Hill Courthouse | 43-N1-D3031-100-PCH07 | Chilled Water Pump - PCH07 | Bell & Gossett | 187080 L50 -2 | 1531 7.625 BF | OM00020881 |  | Gated Area Outside | NA | NA | NA | 7.5 | DNA | NA | electric | DNA | NA | NA | \Classifications\Building System Class\D30-HVAC Systems\D3030 - Cooling SYS\Chilled Water Pump - PCH | 1013625
43-N1 | 43-N1 Morgan Hill Courthouse | 43-N1-D3042-220-EFN01 | Fan, Exhaust EF-3 | Twin City Fan & Blower | 06202356-5-1 | Size 270 | OM00018908 |  | Fan Room | NA | NA | NA | 7.5hp | 208/460 | 18.2/9.1A | electric | 3 | NA | NA | \Classifications\Building System Class\D30-HVAC Systems\D3040 - Distribution SYS\Supply/Exhaust/Return fans- FAN | 1013626
43-N1 | 43-N1 Morgan Hill Courthouse | 43-N1-D3042-220-EFN02 | Fan, Exhaust EF-4 | Twin City Fan & Blower | 06202356-6-1 | Size 270 | OM00018894 |  | Fan Room | NA | NA | NA | 7.5hp | 208/460 | 18.2/9.1A | electric | 3 | NA | NA | \Classifications\Building System Class\D30-HVAC Systems\D3040 - Distribution SYS\Supply/Exhaust/Return fans- FAN | 1013627
43-N1 | 43-N1 Morgan Hill Courthouse | 43-N1-D3041-230-RFN01 | Fan, Return -RF-1 | Twin City Fan & Blower | 06202356-1-1 | Size 270 | OM00018878 |  | North Fan Room | NA | NA | NA | 7.5hp | 208/460 | 18.2/9.1A | electric | 3 | DNA | DNA | \Classifications\Building System Class\D30-HVAC Systems\D3040 - Distribution SYS\Supply/Exhaust/Return fans- FAN | 1013628
43-N1 | 43-N1 Morgan Hill Courthouse | 43-N1-D3041-230-RFN02 | Fan, Return -RF-2 | Twin City Fan & Blower | 06202356-2-1 | Size 270 | OM00018879 |  | Fan Room | NA | NA | NA | 7.5hp | 208/460 | 18.2/9.1A | electric | 3 | DNA | DNA | \Classifications\Building System Class\D30-HVAC Systems\D3040 - Distribution SYS\Supply/Exhaust/Return fans- FAN | 1013629
43-N1 | 43-N1 Morgan Hill Courthouse | 43-N1-D3041-230-RFN03 | Fan, Return -RF-4 | Twin City Fan & Blower | 06202356-3-1 | Size 330 | OM00018882 |  | Fan Room | NA | NA | NA | 7.5hp | 208/460 | 18.2/9.1A | electric | 3 | DNA | DNA | \Classifications\Building System Class\D30-HVAC Systems\D3040 - Distribution SYS\Supply/Exhaust/Return fans- FAN | 1013630
43-N1 | 43-N1 Morgan Hill Courthouse | 43-N1-D3041-230-RFN04 | Fan, Return -RF-6 | Twin City Fan & Blower | 06202356-4-1 | Size 245 | OM00018881 |  | Fan Room | NA | NA | NA | 5hp | 208/460 | 12.3/6.2A | electric | 3 | DNA | DNA | \Classifications\Building System Class\D30-HVAC Systems\D3040 - Distribution SYS\Supply/Exhaust/Return fans- FAN | 1013631
43-N1 | 43-N1 Morgan Hill Courthouse | 43-N1-D2023-100-CTY06 | Backflow Prevention Device, Irrigation BFP06 | Wilkins | 2642537 | 975XLSM 2.000 | DNA - Dummy Asset Created Based on Notice | Acct #:91420 Meter #: 6369154 | Irrigation on Butterfield Next to Street | [10 empty] | \Classifications\Building System Class\D20-Plumbing\D2020 - Domestic Water\Backflow Preventer - BFP | 1015365
43-N1 | 43-N1 Morgan Hill Courthouse | 43-N1-D5011-240-TRN01 | Electrical, Transformer - TRN01 | Cutler-Hammer | J06D00041 | N48M28B75CO | OM00043751 |  | S Elec Room | NA | NA | NA | NA | 480 | 75kVA | Electric | 3 | NA | NA | \Classifications\Building System Class\D50-Electrical SYS\D5010 - Elec Service & Dist\Transformer - TRN | 1019526
43-N1 | 43-N1 Morgan Hill Courthouse | 43-N1-D3031-100-PCH05 | Pump, Chilled Water - PCH01 | PACO | 00C11128 | VM40-3 | OM00042115 |  | Basement, Fire Pump Room |  |  |  |  | 480 | 5.7 | Electric | 3 |  |  | \Classifications\Building System Class\D30-HVAC Systems\D3030 - Cooling SYS\Chilled Water Pump - PCH | 1019534
43-N1 | 43-N1 Morgan Hill Courthouse | 43-N1-D5011-240-TRN02 | Electrical, Transformer - TRN02 | Cutler-Hammer | J06F05024 | N48M28B12CU | OM00043776 |  | Elec Room |  |  |  |  | 480 | 112.5kVA | Electric | 3 |  |  | \Classifications\Building System Class\D50-Electrical SYS\D5010 - Elec Service & Dist\Transformer - TRN | 1019535
43-N1 | 43-N1 Morgan Hill Courthouse | 43-N1-D5011-240-TRN03 | Electrical, Transformer - TRN03 | Cutler-Hammer | J06c01869 | N48M28B30CU | OM00043775 |  | Elec Room |  |  |  |  | 480 | 30kVA | Electric | 3 |  |  | \Classifications\Building System Class\D50-Electrical SYS\D5010 - Elec Service & Dist\Transformer - TRN | 1019536
43-N1 | 43-N1 Morgan Hill Courthouse | 43-N1-D5011-240-TRN04 | Electrical, Transformer - TRN04 | Cutler-Hammer | J06F01551 | N48M28B30CU | OM00043750 |  | Clerk Area Elec Room |  |  |  |  | 480 | 30kVA | Electric | 3 |  |  | \Classifications\Building System Class\D50-Electrical SYS\D5010 - Elec Service & Dist\Transformer - TRN | 1019537
43-N1 | 43-N1 Morgan Hill Courthouse | 43-N1-D3040-120-FCU01 | Fan Coil Unit FCU01 | Williams | 320449 | W2D401R00 0 | OM00019098 |  | Elevator 1 & 2 machine room | NA | 2-12x24x1 pleat | DNA | DNA | 115 | 30 | Electric | 1 | NA | NA | \Classifications\Building System Class\D30-HVAC Systems\D3040 - Distribution SYS\Fan Coil Unit - FCU | 1021343
43-N1 | 43-N1 Morgan Hill Courthouse | 43-N1-D2040-100-PSU01 | Sump pump | PACO Pumps | PIP500B | PIP 500 Series | OM00043594 |  | Judges Parking Lot | NA | NA | NA | .5 | 115 | 11.6 | Electric | 1 | NA | NA | \Classifications\Building System Class\D20-Plumbing\D2040 - Rain Drain\Sump Pump - PSU | 1021730
43-N1 | 43-N1 Morgan Hill Courthouse | 43-N1-D2023-100-BFP06 | Landscape Backflow Preventor | Wilkins | 4531718 | 975XL2 | DNA | Acct #: 91420 Meter#: 66369154 | E side on Butterfield | NA | NA | NA | NA | NA | NA | NA | NA | NA | NA | \Classifications\Building System Class\D20-Plumbing\D2020 - Domestic Water\Backflow Preventer - BFP | 1022347
44-A1 | 44-A1 Main Courthouse | 44-A1-D4031-100-FEX13 | Fire Extinguisher (13) | Amerex | PW-1773451 | A500 | OM00043885 | OM00019006 | Various Rooms | NA | NA | NA | DNA | NA | NA | NA | NA | NA | NA | \Classifications\Building System Class\D40-Fire Protection SYS\D4030 - FIRE SPEC\Fire Extinguisher - FEX | EQ-1005040
44-A1 | 44-A1 Main Courthouse | 44-A1-B2010-100-BLD01 | Building Structure | NA | NA | NA | OM00043888 | OM00032431 | NA | NA | NA | NA | NA | NA | NA | NA | NA | NA | NA | \Classifications\Building System Class\B20-General Building Exterior\B2010 - Exterior Walls\Building - BLD | EQ-1007379
44-A1 | 44-A1 Main Courthouse | 44-A1-B3010-100-RUF01 | Roof - RUF01 | DNA | DNA | DNA | OM00043887 | OM00001196 | Roof | NA | NA | NA | NA | NA | NA | NA | NA | NA | NA | \Classifications\Building System Class\B30-Roofing\B3010 - Roof Types\Roof - RUF | EQ-1007556
44-A1 | 44-A1 Main Courthouse | 44-A1-D3041-110-AHU01 | Air Handling Unit - AHU01 | Magic Air | 920130653 | 24-8HW-4 | OM00004889 | OM00004889 | Above Chambers | A37 | Carbon 16x25x2 (x1) | NA | 1/4 | 115 | 4.6 | Electric | 1 | NA | NA | \Classifications\Building System Class\D30-HVAC Systems\D3040 - Distribution SYS\Air Handling Unit - AHU | 1009811
44-A1 | 44-A1 Main Courthouse | 44-A1-D3041-110-AHU02 | Air Handling Unit - AHU02 | McQuay | 4890 | 11005 | OM00004890 | DNA | Roof | 4L67OH | 16x25x2 (x6) | NA | DNA | 480/600 | DNA | Electric | DNA | NA | NA | \Classifications\Building System Class\D30-HVAC Systems\D3040 - Distribution SYS\Air Handling Unit - AHU | 1009812
44-A1 | 44-A1 Main Courthouse | 44-A1-D5092-250-EML10 | Emergency And Exit Lighting - EML10 | Lithonia | NA | NA | OM00043886 |  | perimeter lobby | NA | NA | NA | NA | DNA | DNA | Electrical | 1 | NA | NA | \Classifications\Building System Class\D50-Electrical SYS\D5090 - Elec SYS\Emergency And Exit Lighting - EML | 1009813
44-A1 | 44-A1 Main Courthouse | 44-A1-B2033-120-DOR01 | Door,Swinging Electric-DOR01 | Commercial Industrial Door Opener | DNA | DNA | OM00032894 | OM00001180 | perimeter lobby, SE corner | NA | NA | NA | DNA | 120 | 1.5 | Electric | 1 | NA | NA | \Classifications\Building System Class\B20-General Building Exterior\B2030 - Exterior Doors\Door,Automatic-Sliding,Revolving - DOR | 1009898
44-A1 | 44-A1 Main Courthouse | 44-A1-B2033-120-DOR02 | Door,Swinging Electric-DOR02 | Horton Automatics | DNA | DNA | OM00032899 | OM00001181 | perimeter lobby, SE corner | NA | NA | NA | DNA | DNA | DNA | Electric | 1 | NA | NA | \Classifications\Building System Class\B20-General Building Exterior\B2030 - Exterior Doors\Door,Automatic-Sliding,Revolving - DOR | 1009899
44-A1 | 44-A1 Main Courthouse | 44-A1-D3031-100-PCH01 | Chilled Water Pump - PCH01 | Bell & Gossett | 103203 | SLC-30 | OM00032340 |  | Above chambers | NA | NA | NA | 1/25 hp | 110 | 0.8 | electric | 1 | NA | NA | \Classifications\Building System Class\D30-HVAC Systems\D3030 - Cooling SYS\Chilled Water Pump - PCH | 1013632
44-A1 | 44-A1 Main Courthouse | 44-A1-D3050-310-HPU01 | Heat Pump Unit HPU01 | TRANE | 10491N8B1V / 10434G2S2F | 4TEC3F48B1000AA / 4TWA3048A4000BB | OM00032896 |  | Check Point Area | NA | 20x20x1 one | R-410A |  | 1/2 HP | 2.70 F.L. / 9.0 amps | Electric | 1 |  |  | \Classifications\Building System Class\D30-HVAC Systems\D3050 - Package SYS\Heat Pump,Water Cooled - HPU | 1018822
44-A1 | 44-A1 Main Courthouse | 44-A1-B2034-400-DOH01 | Door, Overhead (Manual) - DOH01 | Detex | WHI-0021795 | A019/Model 2000 | OM00032893 |  | East Hallway | NA | NA | NA | NA | 120VAC | 2A | Electric | 1 | NA | NA | \Classifications\Building System Class\B20-General Building Exterior\B2030 - Exterior Doors\Door,Overhead-Shutter,Manual,Elec,Roll-up - DOH | 1019780
44-A1 | 44-A1 Main Courthouse | 44-A1-B2034-400-DOH02 | Door, Overhead (Manual) - DOH02 | Record | DNA | DNA | OM00032895 |  | East Hallway | NA | NA | NA | NA | DNA | DNA | Electric | 1 | NA | NA | \Classifications\Building System Class\B20-General Building Exterior\B2030 - Exterior Doors\Door,Overhead-Shutter,Manual,Elec,Roll-up - DOH | 1019781
44-A2 | 44-A2 County Administration Bldg. | 44-A2-D4031-100-FEX07 | Fire Extinguisher - FEX07 | Amerex | ZM40519 | A500 | OM00043983 | OM00032332 | DNA | NA | NA | NA | DNA | NA | NA | NA | NA | NA | NA | \Classifications\Building System Class\D40-Fire Protection SYS\D4030 - FIRE SPEC\Fire Extinguisher - FEX | EQ-1005041
44-A2 | 44-A2 County Administration Bldg. | 44-A2-B2010-100-BLD01 | Building Structure BLD01 | NA | NA | NA | OM00043894 | OM00032330 | NA | NA | NA | NA | NA | NA | NA | NA | NA | NA | NA | \Classifications\Building System Class\B20-General Building Exterior\B2010 - Exterior Walls\Building - BLD | EQ-1007380
44-A2 | 44-A2 County Administration Bldg. | 44-A2-D3050-250-ACU01 | Air Conditioning,Split System - ACU01 | Fujitsu | BDAO34226 | ASUI ZCQ | OM00020119 | OM00019280 | IT Room | DNA | washable | R-410A | NA | 240 | 20 | Electric | 1 | NA | NA | \Classifications\Building System Class\D30-HVAC Systems\D3050 - Package SYS\Air Conditioning,Split System - ACU | 1015678
44-A3 | 44-A3 Jury Assembly Room | 44-A3-D4031-100-FEX02 | Fire Extinguisher (2) | Badger | B35730 | 5MB6H | OM00019008 |  | 1st floor, various | NA | NA | NA | DNA | NA | NA | NA | NA | NA | NA | \Classifications\Building System Class\D40-Fire Protection SYS\D4030 - FIRE SPEC\Fire Extinguisher - FEX | EQ-1005042
44-A3 | 44-A3 Jury Assembly Room | 44-A3-B2010-100-BLD01 | Building Structure BLD01 | NA | NA | NA | OM00032433 |  | NA | NA | NA | NA | NA | NA | NA | NA | NA | NA | NA | \Classifications\Building System Class\B20-General Building Exterior\B2010 - Exterior Walls\Building - BLD | EQ-1007381
44-A3 | 44-A3 Jury Assembly Room | 44-A3-B3010-100-RUF01 | Roof - RUF01 | NA | NA | NA | OM00001194 |  | NA | NA | NA | NA | NA | NA | NA | NA | NA | NA | NA | \Classifications\Building System Class\B30-Roofing\B3010 - Roof Types\Roof - RUF | EQ-1007558
44-A3 | 44-A3 Jury Assembly Room | 44-A3-D3050-210-PKU01 | Bard Unit HVAC PKU01 | Bard | DNA | 30WH6-7 | OM00000687 | NA | attached to south side building wall | NA | 15 x 30 x 1 | R-22 | DNA | DNA | DNA | Electric | DNA | NA | NA | \Classifications\Building System Class\D30-HVAC Systems\D3050 - Package SYS\Package Unit - PKU | 1010269
44-A3 | 44-A3 Jury Assembly Room | 44-A3-D3050-210-PKU02 | Bard Unit HVAC PKU02 | Bard | DNA | 30WH6-7 | OM00000689 | NA | attached to south side building wall | NA | 15 x 30 x 1 | R-22 | DNA | DNA | DNA | Electric | DNA | NA | NA | \Classifications\Building System Class\D30-HVAC Systems\D3050 - Package SYS\Package Unit - PKU | 1010270
44-A3 | 44-A3 Jury Assembly Room | 44-A3-D3050-210-PKU03 | Bard Unit HVAC PKU03 | Bard | DNA | 30WH6-7 | OM00000690 | NA | attached to south side building wall | NA | 15 x 30 x 1 | R-22 | DNA | DNA | DNA | Electric | DNA | NA | NA | \Classifications\Building System Class\D30-HVAC Systems\D3050 - Package SYS\Package Unit - PKU | 1010271
44-A3 | 44-A3 Jury Assembly Room | 44-A3-D5092-250-ELT02 | Exterior Lighting - ELT | DNA | DNA | DNA | OM00001195 | NA | underneath porch overhang- 2 locations | NA | NA | NA | NA | DNA | DNA | Electric | 1 | NA | NA | \Classifications\Building System Class\D50-Electrical SYS\D5090 - Elec SYS\Exterior Lighting - ELT | 1010272
44-A3 | 44-A3 Jury Assembly Room | 44-A3-D5038-810-ITA01 | Intrusion Alarm - ITA | Radionics | DNA | DNA | OM00000691 | NA | north hallway | NA | NA | NA | NA | DNA | DNA | Electric | 1 | NA | NA | \Classifications\Building System Class\D50-Electrical SYS\D5030 - Comm & Security\Intrusion Alarm - ITA | 1010273
44-A3 | 44-A3 Jury Assembly Room | 44-A3-D5010-200-CTY01 | Main Electrical Panel - SBR (ESD) | DNA | DNA | DNA | OM00000693 |  | outside NE corner of building | NA | NA | NA | NA | DNA | DNA | Electric | DNA | NA | NA | \Classifications\Building System Class\D50-Electrical SYS\D5010 - Elec Service & Dist\Electical Service and Distribution - ESD | 1010274
44-A3 | 44-A3 Jury Assembly Room | 44-A3-D5011-240-TRN01 | Transformer - TRN | Challenger Electrical Equipment Corp | DNA | 4 | OM00000686 | NA | outside n. side of building | NA | NA | NA | NA | 408/208/120 | DNA | Electric | 3 | NA | Na | \Classifications\Building System Class\D50-Electrical SYS\D5010 - Elec Service & Dist\Transformer - TRN | 1010275
44-A3 | 44-A3 Jury Assembly Room | 44-A3-D2022-100-HWE01 | Water Heater, Domestic, Electric - HWE01 | Eemat | 201202250002 | EMT2.5 | OM00032903 |  | Bathroom | NA | NA | NA | NA | 120VAC | 12A | Electric | 1 | NA | NA | \Classifications\Building System Class\D20-Plumbing\D2020 - Domestic Water\Domestic Water Heater, Electric - HWE | 1019779
44-B2 | 44-B2 Watsonville Courthouse | 44-B2-D2018-100-DKF01 | Water Fountian | DNA | 051117636 | LM103344 | OM00032714 |  | North East | NA | DNA | R-22 | DNA | DNA | DNA | DNA | DNA | NA | NA | \Classifications\Building System Class\D20-Plumbing\D2010 - Plumb Fix\Drink Fountain (Refr Indvl Wtrcooler) - DKF | EQ-1004668
44-B2 | 44-B2 Watsonville Courthouse | 44-B2-D2018-100-DKF02 | Water Fountian | HAWS | 06011800 | LM103344 | OM00032716 |  | East hall | NA | DNA | R-22 | DNA | DNA | DNA | DNA | DNA | NA | NA | \Classifications\Building System Class\D20-Plumbing\D2010 - Plumb Fix\Drink Fountain (Refr Indvl Wtrcooler) - DKF | EQ-1004869
44-B2 | 44-B2 Watsonville Courthouse | 44-B2-D4031-100-FEX18 | Fire Extinguisher - FEX18 | Cosmic Industries | LA784060 | 8456 | OM00043897 | OM00019009 | DNA | NA | NA | NA | DNA | NA | NA | NA | NA | NA | NA | \Classifications\Building System Class\D40-Fire Protection SYS\D4030 - FIRE SPEC\Fire Extinguisher - FEX | EQ-1005043
44-B2 | 44-B2 Watsonville Courthouse | 44-B2-B2010-100-BLD01 | Building Structure | NA | NA | NA | OM00043900 | OM00032434 | NA | NA | NA | NA | NA | NA | NA | NA | NA | NA | NA | \Classifications\Building System Class\B20-General Building Exterior\B2010 - Exterior Walls\Building - BLD | EQ-1007382
44-B2 | 44-B2 Watsonville Courthouse | 44-B2-B3010-100-RUF01 | Roofing Systems | DNA | DNA | DNA | OM00043899 | OM00032435 | NA | NA | NA | NA | NA | NA | NA | NA | NA | NA | NA | \Classifications\Building System Class\B30-Roofing\B3010 - Roof Types\Roof - RUF | EQ-1007559
44-B2 | 44-B2 Watsonville Courthouse | 44-B2-D1010-100-ELE01 | Elevator,Hydraulic,Pass/Public - ELE01 | Thyssen Krupp | EU8249 | EP26040 | OM00001189 | State ID# 145741 | elevator room off lobby | NA | NA | NA | 40 | 460 | 52.7 | Electric | 3 | NA | NA | \Classifications\Building System Class\D10-Conveyance Systems\D1010 - Elevator\Elevator,Hydraulic,Pass/Freight - ELE | EQ-1007737
44-B2 | 44-B2 Watsonville Courthouse | 44-B2-D1010-100-ELE02 | Elevator,Hydraulic,Pass/Public - ELE02 | Thyssen Krupp | EU8250 | EP26060 | OM00001188 | State ID# 145742 | elevator room off lobby | NA | NA | NA | 40 | 460 | 52.7 | Electric | 3 | NA | NA | \Classifications\Building System Class\D10-Conveyance Systems\D1010 - Elevator\Elevator,Hydraulic,Pass/Freight - ELE | EQ-1007738
44-B2 | 44-B2 Watsonville Courthouse | 44-B2-D1010-100-ELE03 | Elevator,Hydraulic,Pass/Secured - ELE03 | Thyssen Krupp | EU8251 | EP26060 | OM00001183 | State ID# 145743 | In-Custody Elevator 1 | NA | NA | NA | 40 | 460 | 83 | Electric | 3 | NA | NA | \Classifications\Building System Class\D10-Conveyance Systems\D1010 - Elevator\Elevator,Hydraulic,Pass/Freight - ELE | EQ-1007739
44-B2 | 44-B2 Watsonville Courthouse | 44-B2-D1010-100-ELE04 | Elevator,Hydraulic,Pass/Secured - ELE04 | Thyssen Krupp | EU8252 | EP26060 | OM00001184 | State ID# 145744 | In-Custody Elevator in detention area | NA | NA | NA | 60 | 460 | 83 | Electric | 3 | NA | NA | \Classifications\Building System Class\D10-Conveyance Systems\D1010 - Elevator\Elevator,Hydraulic,Pass/Freight - ELE | EQ-1007740
44-B2 | 44-B2 Watsonville Courthouse | 44-B2-D1010-100-ELE05 | Elevator,Hydraulic,Pass/Secured (Judges) - ELE05 | Thyssen Krupp | EU8254 | EP26040 | OM00001185 | State ID# 145746 | PASSENGER ELEVATOR # J1 | NA | NA | NA | 40 | 460 | 52.7 | Electric | 3 | NA |  | \Classifications\Building System Class\D10-Conveyance Systems\D1010 - Elevator\Elevator,Hydraulic,Pass/Freight - ELE | EQ-1007741
44-B2 | 44-B2 Watsonville Courthouse | 44-B2-D3050-250-ACU01 | Air Conditioning,Split System - ACU | Carrier | 1607V24668 | 400AC061 | OM00001191 |  | UPS room | NA | DNA | R-410A | 1/6 | 208/230 | DNA | Electric | 1 | NA | NA | \Classifications\Building System Class\D30-HVAC Systems\D3050 - Package SYS\Air Conditioning,Split System - ACU | 1010276
44-B2 | 44-B2 Watsonville Courthouse | 44-B2-D3050-250-ACU02 | Air Conditioning,Split System - ACU | Carrier | 1607V24669 | 400AC060 301 | OM00001192 |  | IT room | NA | DNA | R-410A | 1/6 | 208/230 | DNA | Electric | 1 | NA | NA | \Classifications\Building System Class\D30-HVAC Systems\D3050 - Package SYS\Air Conditioning,Split System - ACU | 1010277
44-B2 | 44-B2 Watsonville Courthouse | 44-B2-D2022-100-HWE01 | Domestic Water Heater, Electric - HWE | Instant Flow Water Heater | 585740 | SR20L/277 | OM00001237 | DNA | room 303 | NA | NA | NA | NA | 277 | 20 | Electric | 1 | NA | NA | \Classifications\Building System Class\D20-Plumbing\D2020 - Domestic Water\Domestic Water Heater, Electric - HWE | 1010278
44-B2 | 44-B2 Watsonville Courthouse | 44-B2-B2034-400-DOH01 | Door,Overhead,Roll-up,Electric - DOH01 | The Cookson Company | 1406-12 | PKO-GH | OM00001193 |  | judges parking lot west entrance | NA | NA | NA | 0.5 | DNA | DNA | Electric | 1 | NA | NA | \Classifications\Building System Class\B20-General Building Exterior\B2030 - Exterior Doors\Door,Overhead-Shutter,Manual,Elec,Roll-up - DOH | 1010279
44-B2 | 44-B2 Watsonville Courthouse | 44-B2-B2034-400-DOH02 | Door,Overhead,Roll-up,Electric - DOH02 | Overhead Door | C56D29F2 | SCR 24708J2 | OM00001239 |  | sally port | NA | NA | NA | 0.5 | DNA | DNA | Electric | 1 | NA | NA | \Classifications\Building System Class\B20-General Building Exterior\B2030 - Exterior Doors\Door,Overhead-Shutter,Manual,Elec,Roll-up - DOH | 1010280
44-B2 | 44-B2 Watsonville Courthouse | 44-B2-B2033-120-DOR01 | Door,Sliding,Electric - DOR01 | Door Engineering and Manufacturing | 06455F | DNA | OM00001238 | DNA | sally port | NA | NA | NA | DNA | DNA | DNA | Electric | DNA | NA | NA | \Classifications\Building System Class\B20-General Building Exterior\B2030 - Exterior Doors\Door,Automatic-Sliding,Revolving - DOR | 1010281
44-B2 | 44-B2 Watsonville Courthouse | 44-B2-D5092-250-EML38 | Emergency And Exit Lighting - EML38 | Lithonia | NA | NA | OM00043898 | OM00001198 | various | NA | NA | NA | NA | DNA | DNA | Electric | 1 | NA | NA | \Classifications\Building System Class\D50-Electrical SYS\D5090 - Elec SYS\Emergency And Exit Lighting - EML | 1010282
44-B2 | 44-B2 Watsonville Courthouse | 44-B2-D2022-100-HWE02 | Domestic Water Heater, Electric - HWE | Rhuud | 0507E01806 | E50A-9-G-1 | OM00032718 | DNA | Closet 3rd Floor | NA | NA | NA | NA | 240 | 20 | Electric | 1 | NA | NA | \Classifications\Building System Class\D20-Plumbing\D2020 - Domestic Water\Domestic Water Heater, Electric - HWE | 1015938
44-B2 | 44-B2 Watsonville Courthouse | 44-B2-D2022-100-HWE03 | Domestic Water Heater, Electric - HWE | Rhuud | 585749 | SR20L/277 | OM00032717 | DNA | Jury room women's restroom | NA | NA | NA | NA | 277 | 20 | Electric | 1 | NA | NA | \Classifications\Building System Class\D20-Plumbing\D2020 - Domestic Water\Domestic Water Heater, Electric - HWE | 1015939
44-B2 | 44-B2 Watsonville Courthouse | 44-B2-D2022-100-HWE04 | Domestic Water Heater, Electric - HWE | Rhuud | 585741 | SR20L/277 | OM00032713 | DNA | Jury room men's restroom | NA | NA | NA | NA | 277 | 20 | Electric | 1 | NA | NA | \Classifications\Building System Class\D20-Plumbing\D2020 - Domestic Water\Domestic Water Heater, Electric - HWE | 1015940
44-B2 | 44-B2 Watsonville Courthouse | 44-B2-D3050-250-ACU03 | HVAC Split System ACU03 | Liebert | 1607V24670 | 40QACO60 - 301 / 38HDR060 - 601 | OM00032885 |  | IT Room |  |  | R-410A |  | 1/6 HP 1/4 HP | 1.3 aps / 11.6 aps | Electric | 1 |  |  | \Classifications\Building System Class\D30-HVAC Systems\D3050 - Package SYS\Air Conditioning,Split System - ACU | 1018821
44-B2 | 44-B2 Watsonville Courthouse | 44-B2-B2034-400-DOH03 | Door, Overhead (Manual) - DOH03 | DNA | DNA | DNA | OM00043896 |  | Floor 1 Door | NA | NA | NA | NA | NA | NA | NA | NA | NA | NA | \Classifications\Building System Class\B20-General Building Exterior\B2030 - Exterior Doors\Door,Overhead-Shutter,Manual,Elec,Roll-up - DOH | 1019777
44-B2 | 44-B2 Watsonville Courthouse | 44-B2-B2034-400-DOH04 | Door, Overhead (Manual) - DOH04 | DNA | DNA | DNA | OM00043895 |  | Clerk's Office | NA | NA | NA | NA | NA | NA | NA | NA | NA | NA | \Classifications\Building System Class\B20-General Building Exterior\B2030 - Exterior Doors\Door,Overhead-Shutter,Manual,Elec,Roll-up - DOH | 1019778
44-D1 | 44-D1 Juvenile Court | 44-D1-D4031-100-FEX02 | Fire Extinguisher (2) | Amerex | RT-006274 | A500 | OM00043889 | OM00019010 | 1st floor, Various | NA | NA | NA | DNA | NA | NA | NA | NA | NA | NA | \Classifications\Building System Class\D40-Fire Protection SYS\D4030 - FIRE SPEC\Fire Extinguisher - FEX | EQ-1005044
44-D1 | 44-D1 Juvenile Court | 44-D1-B2010-100-BLD01 | Building Structure BLD01 | NA | NA | NA | OM00043982 | OM00032436 | NA | NA | NA | NA | NA | NA | NA | NA | NA | NA | NA | \Classifications\Building System Class\B20-General Building Exterior\B2010 - Exterior Walls\Building - BLD | EQ-1007383
44-D1 | 44-D1 Juvenile Court | 44-D1-B3010-100-RUF01 | Roofing Systems | DNA | DNA | DNA | OM00043981 | OM00032437 | NA | NA | NA | NA | NA | NA | NA | NA | NA | NA | NA | \Classifications\Building System Class\B30-Roofing\B3010 - Roof Types\Roof - RUF | EQ-1007560
44-D1 | 44-D1 Juvenile Court | 44-D1-B2034-400-DOH01 | Door,Overhead,Roll-up,Electric - DOH01 | Overhead Door | 301603-0001 | DNA | OM00001182 |  | clerks office, south side | DNA | NA | NA | DNA | NA | DNA | Electric | 1 | NA | NA | \Classifications\Building System Class\B20-General Building Exterior\B2030 - Exterior Doors\Door,Overhead-Shutter,Manual,Elec,Roll-up - DOH | 1010284
44-D1 | 44-D1 Juvenile Court | 44-D1-D3050-210-PKU01 | Package Unit 1 PKU01 | Trane | J19143270 | TC0750C30088 | OM00004894 |  | ROOF | 3940 | 16x25x2 | R-22 | NA | 187/253 | 36.6 | Electric | 3 | NA | NA | \Classifications\Building System Class\D30-HVAC Systems\D3050 - Package SYS\Package Unit - PKU | 1010285
44-D1 | 44-D1 Juvenile Court | 44-D1-D3050-210-PKU02 | Package Unit 2 PKU02 | Trane | J30144212D | TCO103B300DA | OM00004893 | DNA | ROOF | A 60 | (3) 20x20x2 (3) 16x20x2 | R-22 | NA | 208/230 | 49/60 | Electric | 3 | NA | NA | \Classifications\Building System Class\D30-HVAC Systems\D3050 - Package SYS\Package Unit - PKU | 1010286
44-D1 | 44-D1 Juvenile Court | 44-D1-D5092-250-EML06 | Emergency And Exit Lighting - EML06 | Lithonia | NA | EXGELM6 | OM00043890 | OM00032438 | various rooms | NA | NA | NA | NA | DNA | DNA | Electric | 1 | NA | NA | \Classifications\Building System Class\D50-Electrical SYS\D5090 - Elec SYS\Emergency And Exit Lighting - EML | 1010287
45-A1 | 45-A1 Main Courthouse | 45-A1-D3050-250-ACU01 | AC Split System with Temp and Humidity controls | Carrier | S503390A | 41CB017601 | OM00003407 |  | IT Room | (2) B-42 | (3) 24x24x4 (1) 18x24x4 | R-22 | 3 - Main Fan | 460 | 70 max HACR | Electric | 3 Ph, 60Hz | NA | NA | \Classifications\Building System Class\D30-HVAC Systems\D3050 - Package SYS\Air Conditioning,Split System - ACU | EQ-1004253
45-A1 | 45-A1 Main Courthouse | 45-A1-D3050-210-PKU01 | Package Unit PKU01 | Tempstar | L0017-56308 | PGC036K080B | OM00003409 |  | North/East Corner | Direct Drive | 24x24x1 | R-22 | NA | 208/230 | 40 max HACR | Natural Gas | 1 Ph, 60 Hz | 80,000 | 64,000 | \Classifications\Building System Class\D30-HVAC Systems\D3050 - Package SYS\Package Unit - PKU | EQ-1004255
45-A1 | 45-A1 Main Courthouse | 45-A1-D3050-210-PKU02 | Package Unit PKU02 | Bryant | 1699G20445 | 581BEV060072ADAA | OM00003410 |  | NW Corner | A-40 | (2) 16X25X2 | R-22 | NA | 460 | 20 MAX HACR | Natural Gas | 3 Ph, 60 hz | 50,000 - 72,000 | 41,000 59,040 | \Classifications\Building System Class\D30-HVAC Systems\D3050 - Package SYS\Package Unit - PKU | EQ-1004256
45-A1 | 45-A1 Main Courthouse | 45-A1-D3050-210-PKU03 | Package Unit PKU03 | Bryant | 1699G30856 | 581BEV120224AFAA | OM00003412 |  | Center/North | (1) A53 | (4) 20x20x2 | R-22 | NA | 460 | 24 - 30 | Natural Gas | 3 Ph, 60Hz | 180,000 -224,000 | 147,600 - 183,680 | \Classifications\Building System Class\D30-HVAC Systems\D3050 - Package SYS\Package Unit - PKU | EQ-1004257
45-A1 | 45-A1 Main Courthouse | 45-A1-D3050-210-PKU04 | Package Unit PKU04 | Bryant | 0399G11362 | 589ANW024040ADAD | OM00003413 |  | Roof top Center/East | Direct Drive | (1) 20x25x1 | R-22 | NA | 208/230 | 25 max HACR | Natural Gas | 1Ph, 60Hz | 40,000 | 32,400 | \Classifications\Building System Class\D30-HVAC Systems\D3050 - Package SYS\Package Unit - PKU | EQ-1004258
45-A1 | 45-A1 Main Courthouse | 45-A1-D3050-210-PKU05 | Package Unit PKU05 | Bryant | 4696G30602 | 581BPV120180ABYA | OM00003414 |  | Roof top Center/West | (1) A53 | (4) 20x20x2 | R-22 | NA | 208/230 | 61.9 - 70 Max overcurrent | Natural Gas | 3Ph, 60Hz | 120,000 - 180,000 | 147,600 | \Classifications\Building System Class\D30-HVAC Systems\D3050 - Package SYS\Package Unit - PKU | EQ-1004259
45-A1 | 45-A1 Main Courthouse | 45-A1-D3050-210-PKU06 | Package Unit PKU06 | Bryant | 1699G30855 | 581BEV120224AFAA | OM00003415 |  | Roof Center /South | (1) A53 | (4) 20x20x2 | R-22 | NA | 460 | 24.9 - 30max HACR | Natural Gas | 3Ph, 60Hz | 180,000 - 224,000 | 147,600 - 183,680 | \Classifications\Building System Class\D30-HVAC Systems\D3050 - Package SYS\Package Unit - PKU | EQ-1004260
45-A1 | 45-A1 Main Courthouse | 45-A1-D3050-210-PKU07 | Package Unit PKU07 | Payne | 2808G41969 | PY3PNA042060NB-- | OM00003417 |  | Roof top /South | Direct Drive | (2) 14x24x1 | R-22 | NA | 208/230 | 28 - 45 max overcurrent | Natural gas and electric | 1 Ph, 60Hz | 60,000 | 47,000 | \Classifications\Building System Class\D30-HVAC Systems\D3050 - Package SYS\Package Unit - PKU | EQ-1004261
45-A1 | 45-A1 Main Courthouse | 45-A1-D3050-250-ACU04 | Condenser | Bryant | 4096E17616 | 661CJ018-B | OM00003416 |  | South Roof | NA | Washable | R-22 | NA | 208/230 | 20 | Electric | 1 Ph, 60Hz | NA | NA | \Classifications\Building System Class\D30-HVAC Systems\D3050 - Package SYS\Air Conditioning,Split System - ACU | EQ-1004262
45-A1 | 45-A1 Main Courthouse | 45-A1-D3050-250-ACU05 | Condenser | Liebert | DNA | Unreadable | OM00003428 | CAC-1 | North/West Exterior | NA | NA | R-22 | NA | 208/230 | 7 | NA | 1 Ph, 60 Hz | NA | NA | \Classifications\Building System Class\D30-HVAC Systems\D3050 - Package SYS\Air Conditioning,Split System - ACU | EQ-1004265
45-A1 | 45-A1 Main Courthouse | 45-A1-D3050-250-ACU03 | Elevator Room Split System | Hitachi | 627242-FKF | Unreadable | OM00003429 | ECU-5 | North/West Exterior | NA | NA | R-22 | DNA | 115 | 11.4 A | NA | 1 | NA | NA | \Classifications\Building System Class\D30-HVAC Systems\D3050 - Package SYS\Air Conditioning,Split System - ACU | EQ-1004266
45-A1 | 45-A1 Main Courthouse | 45-A1-D3031-140-CLR01 | Chiller # 1 | Trane | U99A05303 | RTWA0704XD01C3D0WN | OM00003430 |  | Mech Room/Basement | NA | NA | R-22 | NA | 460 | 125 | NA | 3 | NA | NA | \Classifications\Building System Class\D30-HVAC Systems\D3030 - Cooling SYS\Chiller, Air Cooled - CLR | EQ-1004267
45-A1 | 45-A1 Main Courthouse | 45-A1-D2022-100-HWE01 | Domestic Hot Water Heater HWE01 | AO Smith | GK91-0898630-913 | EES-66-913 | OM00003431 | Water Heater | Fire Control Room | NA | NA | NA | NA | NA | DNA | Electric | 50/60 Hz | DNA | DNA | \Classifications\Building System Class\D20-Plumbing\D2020 - Domestic Water\Domestic Water Heater, Electric - HWE | EQ-1004269
45-A1 | 45-A1 Main Courthouse | 45-A1-D2017-100-SHW01 | Eyewash | Bradley | NA | NA | OM00004233 | DNA | Roof Top /near cooling tower/ basement near boiler | NA | NA | NA | NA | NA | NA | NA | NA | NA | NA | \Classifications\Building System Class\D20-Plumbing\D2010 - Plumb Fix\Showers - SHW | EQ-1004274
45-A1 | 45-A1 Main Courthouse | 45-A1-D1010-100-ELE01 | Elevator #1 | OTIS (030486) | 19429 | Controller VVMC 1000-PTGSCR Motion Control Engineering | OM00004302 | State ID# 030486¦ Pass | Rooftop Control Room | NA | NA | NA | NA | NA | DNA | Electric | DNA | NA | NA | \Classifications\Building System Class\D10-Conveyance Systems\D1010 - Elevator\Elevator,Hydraulic,Pass/Freight - ELE | EQ-1004277
45-A1 | 45-A1 Main Courthouse | 45-A1-D4094-450-SFM01 | FM-200 Fire Extinguisher (Haylon Ststem) | PEMALL | NA | PEM2000 | OM00004305 |  | Basement North/East | NA | NA | NA | NA | NA | NA | NA | NA | NA | NA | \Classifications\Building System Class\D40-Fire Protection SYS\D4090 - Other Fire Protection Systems\Fire Suppression, Gaseous - SFM | EQ-1004280
45-A1 | 45-A1 Main Courthouse | 45-A1-D3031-100-PCH01 | Condensed Water Pump #1 | Baldor Mtr/Taco Pump | Mtr-JMM3611T-- Pump CE2507 | NA | OM00027081 |  | North/East | NA | NA | NA | 3 | 208/230/460 | 8.5-8.2-4.1 | Electrical | 3 | NA | NA | \Classifications\Building System Class\D30-HVAC Systems\D3030 - Cooling SYS\Chilled Water Pump - PCH | EQ-1004283
45-A1 | 45-A1 Main Courthouse | 45-A1-D3031-100-PCH04 | Chilled Water Pump #1 | Mtr Baldor Pump TACO | MTR JMM3554 PMP M-89785 | CE2506 PCP1 | OM00027083 |  | Basement, Mechanical Room near chiller | NA | NA | NA | 1.5 | 208/230/460 | 5.3/5/2.5 | Electrical | 3 | NA | NA | \Classifications\Building System Class\D30-HVAC Systems\D3030 - Cooling SYS\Chilled Water Pump - PCH | EQ-1004284
45-A1 | 45-A1 Main Courthouse | 45-A1-D2040-100-PSU03 | Sump Pump in Pit - 2 Pumps and Alarm | Zoeller | none | M98-0 | OM00003735 |  | Basement North/West | NA | NA | NA | .5 | 115 | 9.4 | NA | 1 | NA | NA | \Classifications\Building System Class\D20-Plumbing\D2040 - Rain Drain\Sump Pump - PSU | EQ-1004287
45-A1 | 45-A1 Main Courthouse | 45-A1-D3044-125-PHW01 | Boiler Pump #1 | Baldor MR TACO PMP | F1298 | Baldor JMM3611T/TACO CE2007 | OM00004225 | HCP - 1 | Mech Room/Basement near boiler | NA | NA | NA | 3 | 230 | 8.2 | NA | 3 | NA | NA | \Classifications\Building System Class\D30-HVAC Systems\D3040 - Distribution SYS\Hot Water Pump - PHW | EQ-1004288
45-A1 | 45-A1 Main Courthouse | 45-A1-D3044-125-PHW02 | Boiler Boiler Pump #2 | Baldor | 1098 | JMM3611T | OM00003739 | HCP - 2 | Basement mechanical room Near Boiler | NA | NA | NA | NA | 230 Ac | 8.2 | NA | 3 | NA | NA | \Classifications\Building System Class\D30-HVAC Systems\D3040 - Distribution SYS\Hot Water Pump - PHW | EQ-1004289
45-A1 | 45-A1 Main Courthouse | 45-A1-D2023-310-HWP03 | Boiler Pump #3 Hot Water Circulating Pump #3 | Bell & Gosset | 950108 | DNA | OM00003738 | HCP - 3 | Basement (Boiler Room) | NA | NA | NA | 5 | 240 | 13.6 | NA | 3 | NA | NA | \Classifications\Building System Class\D20-Plumbing\D2020 - Domestic Water\Domestic Hot Water Circulating Pump - HWP | EQ-1004290
45-A1 | 45-A1 Main Courthouse | 45-A1-D2023-100-CTY01 | BFP - Main Domestic water - Exterior /North serviced by City of Redding | AMES | 31J0897 | 3000SE - 8 inch | OM00004307 | 31J0897 | DNA | NA | NA | NA | NA | NA | NA | NA | NA | NA | NA | \Classifications\Building System Class\D20-Plumbing\D2020 - Domestic Water\Backflow Preventer - BFP | EQ-1004291
45-A1 | 45-A1 Main Courthouse | 45-A1-D2023-100-CTY02 | BFP - Fire System - Exterior / North Serviced by City Of Redding | WATTS | Z5103 | 007M2QT - 3/4 inch | OM00004306 | Z5103 | DNA | NA | NA | NA | NA | NA | NA | NA | NA | NA | NA | \Classifications\Building System Class\D20-Plumbing\D2020 - Domestic Water\Backflow Preventer - BFP | EQ-1004292
45-A1 | 45-A1 Main Courthouse | 45-A1-D2023-100-CTY03 | BFP - Irrigation - Exterior/ North - serviced by City of Redding | AMES | 1101270703 | 4000SS - 6inch | OM00004308 | 1101270703 | DNA | NA | NA | NA | NA | NA | NA | NA | NA | NA | NA | \Classifications\Building System Class\D20-Plumbing\D2020 - Domestic Water\Backflow Preventer - BFP | EQ-1004293
45-A1 | 45-A1 Main Courthouse | 45-A1-D4031-100-FEX27 | Fire Extinguishers FEX27 | NA | NA | NA | OM00004136 |  | All Floors | NA | NA | NA | NA | NA | NA | NA | NA | NA | NA | \Classifications\Building System Class\D40-Fire Protection SYS\D4030 - FIRE SPEC\Fire Extinguisher - FEX | EQ-1004294
45-A1 | 45-A1 Main Courthouse | 45-A1-D4010-150-FMS01 | DRY Stand Pipe System | DNA | DNA | DNA | OM00004139 |  | All Floors North and South end of building | NA | NA | NA | NA | NA | NA | NA | NA | NA | NA | \Classifications\Building System Class\D40-Fire Protection SYS\D4010 - Sprinkler SYS\Fire Systems, stand pipes - FMS | EQ-1004295
45-A1 | 45-A1 Main Courthouse | 45-A1-D5092-250-EML41 | Emergency Exit Lights | NA | NA | NA | OM00027078 |  | Throughout | NA | NA | NA | NA | DNA | DNA | Electric | DNA | NA | NA | \Classifications\Building System Class\D50-Electrical SYS\D5090 - Elec SYS\Emergency And Exit Lighting - EML | EQ-1004296
45-A1 | 45-A1 Main Courthouse | 45-A1-D3030-110-CTW01 | Cooling Tower CTW01 | Baltimore Aircoil | 99205441 | VT0-102-KM | OM00003411 |  | Roof Top /North | (2) B78 | NA | NA | NA | 480 | DNA | NA | 3 Ph, 60 Hz | NA | NA | \Classifications\Building System Class\D30-HVAC Systems\D3030 - Cooling SYS\Cooling Tower - CTW | EQ-1004569
45-A1 | 45-A1 Main Courthouse | 45-A1-B2010-100-BLD01 | Building Structure | NA | NA | NA | OM00027087 | NA | Floor 1, Building exterior | NA | NA | NA | NA | NA | NA | NA | NA | NA | NA | \Classifications\Building System Class\B20-General Building Exterior\B2010 - Exterior Walls\Building - BLD | EQ-1007384
45-A1 | 45-A1 Main Courthouse | 45-A1-B3010-100-RUF01 | Roofing Systems | NA | NA | NA | OM00027077 |  | NA | NA | NA | NA | NA | NA | NA | NA | NA | NA | NA | \Classifications\Building System Class\B30-Roofing\B3010 - Roof Types\Roof - RUF | EQ-1007561
45-A1 | 45-A1 Main Courthouse | 45-A1-D3050-250-ACU02 | AC Split system/with Temp and Humidity controls | Liebert | 158477-001 | FH199AUA10 | OM00003408 | DNA | Basement Data Room (IT) | (2) B-42 | (3) 24x24x4, (1) 18x24,4 | R-22 | 3 Main Fan Motor | 460 | 70 max HACR | Electric | 3 Ph, 60 Hz | NA |  | \Classifications\Building System Class\D30-HVAC Systems\D3050 - Package SYS\Air Conditioning,Split System - ACU | 1010109
45-A1 | 45-A1 Main Courthouse | 45-A1-D2090-230-WIP01 | Chemical Feed pumps/Cooling tower | Pulsatron | #1) 00041000033 #2) 951114584 | R1531 | OM00003737 |  | Roof top near cooling tower, tagged on side of pump | NA | NA | NA | NA | 120 | .6 | Electric | 1 | NA | NA | \Classifications\Building System Class\D20-Plumbing\D2090 - Other Plumbing SYS\Water Treatment Inhibitor Pump - WIP | 1012464
45-A1 | 45-A1 Main Courthouse | 45-A1-D3031-100-PCH02 | Condensed Water Pump #2 | Baldor Mtr/Taco Pump | Mtr-JMM3615TMTR--Pump CE2508 | NA | OM00027082 |  | North/East | NA | NA | NA | 5 | 208/230/460 | 15/13/6.8 | Electrical | 3 | NA | NA | \Classifications\Building System Class\D30-HVAC Systems\D3030 - Cooling SYS\Chilled Water Pump - PCH | 1012465
45-A1 | 45-A1 Main Courthouse | 45-A1-D3041-110-AHU03 | Air Handling unit #3 w/filters | American Blower corporation | 486-49 | 486 | OM00027088 |  | DNA | BM158 | (40) 20x25x2 | NA | 25 | 230/460 | 60.4/33.6 | Electrical | 3 |  |  | \Classifications\Building System Class\D30-HVAC Systems\D3040 - Distribution SYS\Air Handling Unit - AHU | 1012467
45-A1 | 45-A1 Main Courthouse | 45-A1-D3068-100-BAS01 | Delta system HVAC Controls | DELTA |  |  | OM00027086 |  | DNA | NA | NA | NA | NA | NA | DNA | Electrical | DNA | NA | NA | \Classifications\Building System Class\D30-HVAC Systems\D3060 - Control & Inst Air\Building Automation System - BAS | 1012468
45-A1 | 45-A1 Main Courthouse | 45-A1-D4010-150-FMS02 | WET Pipe Sprinkler System | NA | NA | NA | OM00004232 |  | Room B9 Fir Sprinkler control Room | NA | NA | NA | NA | NA | NA | NA | NA | NA | NA | \Classifications\Building System Class\D40-Fire Protection SYS\D4010 - Sprinkler SYS\Fire Systems, stand pipes - FMS | 1012469
45-A1 | 45-A1 Main Courthouse | 45-A1-D3020-100-HET01 | Expansion Tank for Condensor | KOS SYSTEMS | Asset wrapped, unable to read | Asset wrapped, unable to read | OM00037443 | NA | Basement - Chiller Room | NA | NA | NA | NA | NA | NA | NA | NA | NA | NA | \Classifications\Building System Class\D30-HVAC Systems\D3020 - Heat SYS\Heater Water Expansion Tank - HET | 1015994
45-A1 | 45-A1 Main Courthouse | 45-A1-D3020-100-HET02 | Expansion Tank for Chilled Water Loop #1 | Asset wrapped, unable to read | Asset wrapped, unable to read | Asset wrapped, unable to read | OM00037442 | NA | Basement - Chiller Room | NA | NA | NA | NA | NA | NA | NA | NA | NA | NA | \Classifications\Building System Class\D30-HVAC Systems\D3020 - Heat SYS\Heater Water Expansion Tank - HET | 1015995
45-A1 | 45-A1 Main Courthouse | 45-A1-D3020-100-HET03 | Expansion Tank for Chilled Water Loop #2 | TACO | DNA | DNA | OM00037441 | NA | Basement - Chiller Room | NA | NA | NA | NA | NA | NA | NA | NA | NA | NA | \Classifications\Building System Class\D30-HVAC Systems\D3020 - Heat SYS\Heater Water Expansion Tank - HET | 1015996
45-A1 | 45-A1 Main Courthouse | 45-A1-D3042-220-EFN01 | Exhaust Fan for Generator Room #1 | DAYTON | DNA | 5K192C | OM00039366 | NA | Basement - Generator Room | 2410 | NA | NA | 1/4 | 110 | NA | NA | 1 | NA | NA | \Classifications\Building System Class\D30-HVAC Systems\D3040 - Distribution SYS\Supply/Exhaust/Return fans- FAN | 1015997
45-A1 | 45-A1 Main Courthouse | 45-A1-D3042-220-EFN02 | Exhaust Fan for Generator Room #2 | SHELTONS | 2-661495 | 91 | OM00039365 |  | Basement - Generator Room | 5109 | NA | NA | 1/4 | 110 | NA | Electric | 1 | NA | NA | \Classifications\Building System Class\D30-HVAC Systems\D3040 - Distribution SYS\Supply/Exhaust/Return fans- FAN | 1015998
45-A1 | 45-A1 Main Courthouse | 45-A1-D3042-220-EFN03 | Exhaust Fan by Elevator Control Rm. | SA | DNA | 4HX93A | OM00037453 |  | By Elevator Control Rm | (1) 3L130 | NA | NA | 1/8 | 110 | DNA | Electric | DNA | NA | NA | \Classifications\Building System Class\D30-HVAC Systems\D3040 - Distribution SYS\Supply/Exhaust/Return fans- FAN | 1015999
45-A1 | 45-A1 Main Courthouse | 45-A1-D3042-220-EFN04 | Exhaust Fan at Center Rooftop | SA | DNA | 4HX93A | OM00037454 | NA | Center Roof-Top | (1) 3L130 | NA | NA | 1/8 | 110 | DNA | Electric | DNA | NA | NA | \Classifications\Building System Class\D30-HVAC Systems\D3040 - Distribution SYS\Supply/Exhaust/Return fans- FAN | 1016000
45-A1 | 45-A1 Main Courthouse | 45-A1-D2023-100-BFP08 | Backflow for Boiler | WILKINS | 802647 | 975XL | OM00037447 |  | Basement - Boiler Room | NA | NA | NA | NA | NA | NA | NA | NA | NA | NA | \Classifications\Building System Class\D20-Plumbing\D2020 - Domestic Water\Backflow Preventer - BFP | 1016002
45-A1 | 45-A1 Main Courthouse | 45-A1-D5010-200-ESD01 | Main Electrical Panel | GE | 187070 | AV181-33439 | OM00037448 | NA | Basement - Generator Room | NA | NA | NA | NA | 480 | 1200 | Electric | 3 | NA | NA | \Classifications\Building System Class\D50-Electrical SYS\D5010 - Elec Service & Dist\Electical Service and Distribution - ESD | 1016004
45-A1 | 45-A1 Main Courthouse | 45-A1-D5037-710-FAP02 | Fire Alam Panel | Tri-Signal | NA | NA | OM00037444 |  | Basement - Boiler Room | NA | NA | NA | NA | NA | NA | NA | NA | NA | NA | \Classifications\Building System Class\D50-Electrical SYS\D5030 - Comm & Security\Fire Alarm Panel - FAP | 1016010
45-A1 | 45-A1 Main Courthouse | 45-A1-D3020-100-HET04 | Expansion Tank for Boiler #1 | TACO | R11989 | 142381 | OM00037445 | NA | Basement - Boiler Room | NA | NA | NA | NA | NA | NA | NA | NA | NA | NA | \Classifications\Building System Class\D30-HVAC Systems\D3020 - Heat SYS\Heater Water Expansion Tank - HET | 1016011
45-A1 | 45-A1 Main Courthouse | 45-A1-D3020-100-HET05 | Expansion Tank for Boiler #2 | Roy-Hansel | 6606 | NA | OM00037446 |  | Basement - Boiler Room | NA | NA | NA | NA | NA | NA |  | NA | NA | NA | \Classifications\Building System Class\D30-HVAC Systems\D3020 - Heat SYS\Heater Water Expansion Tank - HET | 1016012
45-A1 | 45-A1 Main Courthouse | 45-A1-D5092-250-ELT21 | All Exterior Lights | NA | NA | NA | OM00027079 |  |  | NA | NA | NA | NA | NA | NA | NA | NA | NA | NA | \Classifications\Building System Class\D50-Electrical SYS\D5090 - Elec SYS\Exterior Lighting - ELT | 1016013
45-A1 | 45-A1 Main Courthouse | 45-A1-D2017-100-SHW02 | Fire Control Room Eye Wash Station | NA | NA | NA | OM00039930 |  | Basement | NA | NA | NA | NA | NA | NA | NA |  | NA | NA | \Classifications\Building System Class\D20-Plumbing\D2010 - Plumb Fix\Showers - SHW | 1016710
45-A1 | 45-A1 Main Courthouse | 45-A1-C1020-110-FRD01 | Fire Door Basement Break Area | NA | NA | NA | OM00039929 |  | Fire Door Basement Break Area | NA | NA | NA | NA | NA | NA | NA |  | NA | NA | \Classifications\Building System Class\C10-General Building Interior\C1020 - Fire Doors\Fire Doors - FRD | 1016711
45-A1 | 45-A1 Main Courthouse | 45-A1-D3031-100-PCH05 | Chilled Water Pump #2 | Echtop | 130404196 | GA3-AL-TF-184JM-4-B-D-5 | OM00027029 | OM00027084 | Basement in Mechanical Room North/East near Chiller | NA | NA | NA | 5 | 230/460 | 12.6/6.32 | Electric | 3 | NA | NA | \Classifications\Building System Class\D30-HVAC Systems\D3030 - Cooling SYS\Chilled Water Pump - PCH | 1019968
45-A1 | 45-A1 Main Courthouse | 45-A1-D2023-100-BFP09 | Back Flow Preventer for #1 Cooling Tower Make-Up | Febco | BG6843 | 825Y | OM00027072 |  | Roof Cooling Tower | NA | NA | NA | NA | NA | NA | NA | NA |  | NA | \Classifications\Building System Class\D20-Plumbing\D2020 - Domestic Water\Backflow Preventer - BFP | 1021796
45-A1 | 45-A1 Main Courthouse | 45-A1-D3050-250-ACU06 | Split Unit AC for Room B10 | Carrier | NA | 38GR | OM00027073 |  | Exterior North Corner of Building in front pit | NA | NA | R-22 | NA | 208 | NA | Electric | 2 | NA | NA | \Classifications\Building System Class\D30-HVAC Systems\D3050 - Package SYS\Air Conditioning,Split System - ACU | 1021802
45-A1 | 45-A1 Main Courthouse | 45-A1-D5092-210-GEN02 | Emergency Generator 2 | KOHLER | SGM32KVCZ | 100REOZJF | OM00031191 |  | OUTSIDE ANNEX, NW | NA | NA | NA | DNA | 480 | 200 | Diesel | 3 | NA | NA | \Classifications\Building System Class\D50-Electrical SYS\D5090 - Elec SYS\Emergency Generator - GEN | 1022357
45-A1 | 45-A1 Main Courthouse | 45-A1-D5010-234-ATS02 | TRANSFER SWITCH | KOHLER | SGM32KNDD | MX200/ZTSL26EC-7 | OM00031190 |  | Basement, GEN ROOM | NA | NA | NA | NA | 480 | 200 | NA | 3 | NA | NA | \Classifications\Building System Class\D50-Electrical SYS\D5010 - Elec Service & Dist\Automatic Transfer Switch - ATS | 1022650
45-A1 | 45-A1 Main Courthouse | 45-A1-D2040-100-PSU04 | SUMP PUMP ALARM | BOSCH | NA | D7412GV4 | OM00037461 |  | Basement, Communications Phone Rm | NA | NA | NA | NA | 120/16.5 | NA | NA | Single | NA | NA | \Classifications\Building System Class\D20-Plumbing\D2040 - Rain Drain\Sump Pump - PSU | 1022886
45-A1 | 45-A1 Main Courthouse | 45-A1-D3021-130-BLR02 | Boiler,Hot Water,Oil/Gas/Comb. - BLR ¦ D3021-130-BLR | LOCHINVAR | 1849 112752537 | CHN1802 | OM00031194 |  | Fire control room | NA | NA | NA | NA | 120 | DNA | Gas | 1 | 1530000 |  | \Classifications\Building System Class\D30-HVAC Systems\D3020 - Heat SYS\Boiler,Hot Water,Oil/Gas/Comb. - BLR | 1022911
45-A7 | 45-A7 Courthouse Annex | 45-A7-D3041-110-AHU01 | AHU#1 | Dunham-Bush | 36952-01A94L | RT33LA AHU1 | OM00003418 |  | Roof Top | (2) 5V840 | (9) 24X24X22 Bag (3), 24X12X22 Bag (4), (9) 24X24X2-Pre, (3) 24X12xX-Pre | NA | 15HP Supply Fan 10HP Return Fan (25HP Total) | 480vt 3Phase | NA | Electrical | 3 | NA | NA | \Classifications\Building System Class\D30-HVAC Systems\D3040 - Distribution SYS\Air Handling Unit - AHU | EQ-1004254
45-A7 | 45-A7 Courthouse Annex | 45-A7-D3031-140-CLR02 | Chiller # 2 | Trane | U05H03793 | RTWA-1254-XH01-D3D0-WFN | OM00003433 |  | Floor 1, Mech Room | DNA | DNA | R-22 | DNA | 460 | 225 | NA | 3 | NA | NA | \Classifications\Building System Class\D30-HVAC Systems\D3030 - Cooling SYS\Chiller, Air Cooled - CLR | EQ-1004268
45-A7 | 45-A7 Courthouse Annex | 45-A7-D3041-230-RFN01 | Return Fan RFN01 for air handler #2 | Sheldons | U-66149C | 600 | OM00003434 | VFD-2 | Mechanical room 1st floor/annex | (2) B210 | NA | NA | 7.5 | 480 | DNA | NA | DNA | NA | NA | \Classifications\Building System Class\D30-HVAC Systems\D3040 - Distribution SYS\Supply/Exhaust/Return fans- FAN | EQ-1004271
45-A7 | 45-A7 Courthouse Annex | 45-A7-D3090-114-CMP01 | Air Compressor CMP01 | Curtis-Toledo Inc | Outfit Model 6DJ7FD | 20x50-60 Gal | OM00003436 | State ID# A001201-95 | Mech Room | (4)Ax56 | NA | NA | NA | 208 | DNA | NA | 3 | NA | NA | \Classifications\Building System Class\D30-HVAC Systems\D3090 - Other HVAC Systems and Equipment\Air Compressor - CMP | EQ-1004273
45-A7 | 45-A7 Courthouse Annex | 45-A7-D3050-210-PKU02 | Package Unit PKU02 | Carrier | 3194G20540 | 48HJD006---521-- | OM00003420 |  | Roof top secure area | (1) A40 | (2) 16x25x2 | R-22 | NA | 208/230 | 29-35 max HACR | Natural Gas | 3 Ph, 60Hz | 50,000 - 74,000 | 40,500 - 59,940 | \Classifications\Building System Class\D30-HVAC Systems\D3050 - Package SYS\Package Unit - PKU | EQ-1004298
45-A7 | 45-A7 Courthouse Annex | 45-A7-D3050-250-ACU01 | Split System A/C ACU01 | Hitachi | 590258-HKF | RAS-3128U/RAC-3128UV | OM00003421 |  | Roof top annex secure area | NA | Washable | R-22 | NA | 115 | 13.9 MIN CIRCUIT AMPS | NA | 1 Ph, 60Hz | NA | NA | \Classifications\Building System Class\D30-HVAC Systems\D3050 - Package SYS\Air Conditioning,Split System - ACU | EQ-1004301
45-A7 | 45-A7 Courthouse Annex | 45-A7-D3050-250-ACU02 | Split System A/C - ACU02 | Hitachi | Prod # U4Y-14518 | RAS-24AQ | OM00003424 | ECU - 1 | Annex roof near the cooling tower | NA | Washable | R-22 | NA | 208/230 | 30 max fuse size | Electric | 1 Ph, 60Hz | NA | NA | \Classifications\Building System Class\D30-HVAC Systems\D3050 - Package SYS\Air Conditioning,Split System - ACU | EQ-1004302
45-A7 | 45-A7 Courthouse Annex | 45-A7-D3030-110-CTW01 | Cooling Tower CTW01 | Baltimore Aircoil | 94201563 | FXT-115C | OM00003419 |  | Roof top | NA | DNA | NA | 5 | 480 | DNA | DNA | DNA | NA | NA | \Classifications\Building System Class\D30-HVAC Systems\D3030 - Cooling SYS\Cooling Tower - CTW | EQ-1004303
45-A7 | 45-A7 Courthouse Annex | 45-A7-D1010-100-ELE02 | Elevator (104986) | Montgomery | CP-80364 | DNA | OM00004303 | State ID# 104986¦ Pass3 | Basement Secure Area | NA | NA | NA | NA | DNA | DNA | NA | DNA | NA | NA | \Classifications\Building System Class\D10-Conveyance Systems\D1010 - Elevator\Elevator,Hydraulic,Pass/Freight - ELE | EQ-1004305
45-A7 | 45-A7 Courthouse Annex | 45-A7-D2023-310-HWP01 | Dom Hot Water Circ Pump | Bell & Gossett | 106192 | 100AB-C59 | OM00003736 |  | North/WestPenthouse | NA | NA | NA | 1/12 | 115 | 1.75 | NA | DNA | 1 Ph, 60 Hz | NA | \Classifications\Building System Class\D20-Plumbing\D2020 - Domestic Water\Domestic Hot Water Circulating Pump - HWP | EQ-1004308
45-A7 | 45-A7 Courthouse Annex | 45-A7-D3031-100-PCH01 | chilled water pump for chiller #1 | Pump Bell & Gosset | DNA | B083A | OM00027068 |  | 1st floor/west | NA | NA | NA | 10 | 208/230/460 | 28.9/27.2/13.6 | Electrical | 3 | NA | NA | \Classifications\Building System Class\D30-HVAC Systems\D3030 - Cooling SYS\Chilled Water Pump - PCH | EQ-1004309
45-A7 | 45-A7 Courthouse Annex | 45-A7-D2023-100-CTY02 | Domestic Water Backflow Assembly | FEBCO | 1268 | 770 | OM00004301 |  | Building Exterior, South /West Corner | NA | NA | NA | NA | NA | NA | NA | NA | NA | NA | \Classifications\Building System Class\D20-Plumbing\D2020 - Domestic Water\Backflow Preventer - BFP | EQ-1004310
45-A7 | 45-A7 Courthouse Annex | 45-A7-D2023-100-CTY01 | Backflow Assembly-Fire Sprinkler 8-inch | AMES | 31J0897 | 3000SE | OM00004300 |  | Exterior North/west corner | NA | NA | NA | NA | NA | NA | NA | NA | NA | NA | \Classifications\Building System Class\D20-Plumbing\D2020 - Domestic Water\Backflow Preventer - BFP | EQ-1004311
45-A7 | 45-A7 Courthouse Annex | 45-A7-D2023-100-CTY03 | Non-Potable Water Backflow Assembly | DNA | DNA | DNA | DNA |  | DNA | NA | NA | NA | NA | NA | NA | NA | NA | NA | NA | \Classifications\Building System Class\D20-Plumbing\D2020 - Domestic Water\Backflow Preventer - BFP | EQ-1004312
45-A7 | 45-A7 Courthouse Annex | 45-A7-D4031-100-FEX23 | Fire Extinguishers 23 | Multiple | Multiple | Multiple | OM00004137 |  | Multiple | NA | NA | NA | NA | NA | NA | NA | NA | NA | NA | \Classifications\Building System Class\D40-Fire Protection SYS\D4030 - FIRE SPEC\Fire Extinguisher - FEX | EQ-1004313
45-A7 | 45-A7 Courthouse Annex | 45-A7-D4010-150-FMS01 | West Pipe System tagged @ PIV | NA | NA | NA | OM00004229 |  | West Side of Bldg, Outside of Marshal's Secure Parkin Gate | NA | NA | NA | NA | NA | NA | NA | NA | NA | NA | \Classifications\Building System Class\D40-Fire Protection SYS\D4010 - Sprinkler SYS\Fire Systems, stand pipes - FMS | EQ-1004314
45-A7 | 45-A7 Courthouse Annex | 45-A7-D5092-250-EML58 | Emergency Exit Lights | Multiple | Multiple | Multiple | OM00004227 |  | Throughout Building | NA | NA | NA | NA | Some 120 some 277 | .01 to .03 | Electric | 1 (Single) | NA | NA | \Classifications\Building System Class\D50-Electrical SYS\D5090 - Elec SYS\Emergency And Exit Lighting - EML | EQ-1004315
45-A7 | 45-A7 Courthouse Annex | 45-A7-D1010-100-ELE01 | Elevator (104985) | Montgomery | CP-PHD-80363 | 2100 | OM00003744 | State ID# 104985¦ Pass 2 | Basement Control Room | NA | NA | NA | NA | DNA | DNA | NA | DNA | NA | NA | \Classifications\Building System Class\D10-Conveyance Systems\D1010 - Elevator\Elevator,Hydraulic,Pass/Freight - ELE | EQ-1005263
45-A7 | 45-A7 Courthouse Annex | 45-A7-D2022-260-HWG01 | Domestic Hot Water Heater HWG01 | State Industries | C99247507 | SBT75-75-NE1 | OM00003425 | Water Heater - 75 gal | Penthouse/West | NA | NA | NA | NA | DNA | DNA | Natural gas | DNA | 75,100 | DNA | \Classifications\Building System Class\D20-Plumbing\D2020 - Domestic Water\Domestic Water Heater, Gas - HWG | EQ-1005264
45-A7 | 45-A7 Courthouse Annex | 45-A7-B2010-100-BLD01 | Building Structure 45-A7 | NA | NA | NA | OM00027066 | NA | All | NA | NA | NA | NA | NA | NA | NA | NA | NA | NA | \Classifications\Building System Class\B20-General Building Exterior\B2010 - Exterior Walls\Building - BLD | EQ-1007385
45-A7 | 45-A7 Courthouse Annex | 45-A7-B3010-100-RUF01 | Roofing Systems Single ply | NA | NA | NA | OM00027065 |  | NA | NA | NA | NA | NA | NA | NA | NA | NA | NA | NA | \Classifications\Building System Class\B30-Roofing\B3010 - Roof Types\Roof - RUF | EQ-1007562
45-A7 | 45-A7 Courthouse Annex | 45-A7-D3031-100-PCH02 | Condenser Water Pump | Bell & Gosset | DNA | DNA | OM00004236 |  | 1st floor hallway south | NA | NA | NA | 10 | 230/460 | 27.3/13.6 | Electrical | 3 |  |  | \Classifications\Building System Class\D30-HVAC Systems\D3030 - Cooling SYS\Chilled Water Pump - PCH | 1012470
45-A7 | 45-A7 Courthouse Annex | 45-A7-D3041-110-AHU02 | AHU#2 | MACQUARIE INC | 69710-1 | XXL5164H | OM00027069 |  | 1st floor south/west | (5) B25 | (32) 20x25x2 | NA | 25 | 460 | NA | Electrical | DNA | NA | NA | \Classifications\Building System Class\D30-HVAC Systems\D3040 - Distribution SYS\Air Handling Unit - AHU | 1012471
45-A7 | 45-A7 Courthouse Annex | 45-A7-D4010-150-FMS02 | Dry Stand Pipe /all floors center stairway | NA | NA | NA | OM00004230 |  | All Floors/ Center Stairway | NA | NA | NA | NA | NA | NA | NA | NA | NA | NA | \Classifications\Building System Class\D40-Fire Protection SYS\D4010 - Sprinkler SYS\Fire Systems, stand pipes - FMS | 1012472
45-A7 | 45-A7 Courthouse Annex | 45-A7-G2023-150-PEG01 | Secure Parking Gate- Judge's | Chamberlain | SV061503-6248A | CSW2000UL | OM00027103 |  | North/ West Exterior | NA | NA | NA | .5 | 120 AC | 4 |  | 1 | NA | NA | \Classifications\Building System Class\G20-Other Systems\G2020 - Parking Lots\Secured Parking Gate - PEG | 1012473
45-A7 | 45-A7 Courthouse Annex | 45-A7-G2023-150-PEG02 | Secure Parking Gate-Marshal's | Viking | DNA | DNA | OM00027102 |  | Exterior North/West | NA | NA | NA | .5 | 120/240 | 4 |  | 1 | DNA | DNA | \Classifications\Building System Class\G20-Other Systems\G2020 - Parking Lots\Secured Parking Gate - PEG | 1012474
45-A7 | 45-A7 Courthouse Annex | 45-A7-D5092-250-ELT26 | Exterior lighting wall packs | MULTIPLE | MULTIPLE | MULTIPLE | OM00027070 |  | Building Exterior | NA | NA | NA | NA | NA | DNA | Electrical | DNA | NA | NA | \Classifications\Building System Class\D50-Electrical SYS\D5090 - Elec SYS\Exterior Lighting - ELT | 1012475
45-A7 | 45-A7 Courthouse Annex | 45-A7-D2023-100-BFP07 | Backflow for Cooling Tower | FEBCO | DNA | VG6710 | OM00037455 |  | Cooling Tower | NA | NA | NA | DNA | DNA | NA | Electric |  | NA | NA | \Classifications\Building System Class\D20-Plumbing\D2020 - Domestic Water\Backflow Preventer - BFP | 1016001
45-A7 | 45-A7 Courthouse Annex | 45-A7-D3042-220-EFN01 | Exhaust Fan next to Penthouse | DAYTON | DNA | SK1162 | OM00037458 |  | Near Penthouse | (1) A19 | NA | NA | NA | 110 | DNA | Electric | NA | NA | NA | \Classifications\Building System Class\D30-HVAC Systems\D3040 - Distribution SYS\Supply/Exhaust/Return fans- FAN | 1016005
45-A7 | 45-A7 Courthouse Annex | 45-A7-D3042-220-EFN02 | Exhaust Fan above Secured Holding Area | DAYTON | DNA | SK1162 | OM00037457 | NA | Roof Top Secure Holding Area | (1) A19 | NA | NA | NA | 110 | DNA | Electric | NA | NA | NA | \Classifications\Building System Class\D30-HVAC Systems\D3040 - Distribution SYS\Supply/Exhaust/Return fans- FAN | 1016006
45-A7 | 45-A7 Courthouse Annex | 45-A7-D3042-220-EFN03 | Exhaust Fan at West End of Roof | S&P | 10006132 | DB14PH15 | OM00037456 | NA | West Side of Roof | NA | NA | NA | NA | 110 | DNA | Electric | NA | NA | NA | \Classifications\Building System Class\D30-HVAC Systems\D3040 - Distribution SYS\Supply/Exhaust/Return fans- FAN | 1016007
45-A7 | 45-A7 Courthouse Annex | 45-A7-D3020-100-HET06 | Domestic Cold Water Expansion Tank | No info | No info | No info | OM00037460 |  | Floor 1 - Mech Room | NA | NA | NA | NA | 112 | DNA | NA | NA | NA | NA | \Classifications\Building System Class\D30-HVAC Systems\D3020 - Heat SYS\Heater Water Expansion Tank - HET | 1016009
45-A7 | 45-A7 Courthouse Annex | 45-A7-D2040-100-PSU01 | Sump Pump for Secured Elevator Shaft | Myers | DNA | DNA | OM00039932 | NA | Secured Elevator Shaft | NA | NA | NA | DNA | DNA | DNA | Electric |  | NA | NA | \Classifications\Building System Class\D20-Plumbing\D2040 - Rain Drain\Sump Pump - PSU | 1016709
45-A7 | 45-A7 Courthouse Annex | 45-A7-D2090-230-WIP01 | Chemicle feed System | Safeeder | 950717433 | LBO3SA-VTU-XXX | OM00039934 |  | Penthouse | NA | NA | NA |  | DNA | 4 | Electric | 1 | NA | NA | \Classifications\Building System Class\D20-Plumbing\D2090 - Other Plumbing SYS\Water Treatment Inhibitor Pump - WIP | 1016712
45-A7 | 45-A7 Courthouse Annex | 45-A7-D3042-220-EFN04 | Exhaust Fan 4 | DNA | DNA | DNA | OM00039935 | NA | Roof | DNA | NA | NA | DNA | DNA | DNA | Electric |  | NA | NA | \Classifications\Building System Class\D30-HVAC Systems\D3040 - Distribution SYS\Supply/Exhaust/Return fans- FAN | 1016713
45-A7 | 45-A7 Courthouse Annex | 45-A7-C1020-110-FRD01 | Fire Door - Floor 1 Center Stairwell Door 1 | DNA | DNA | DNA | OM00039921 | NA | Center Stairwell | NA | NA | NA | NA | NA | NA | NA |  | NA | NA | \Classifications\Building System Class\C10-General Building Interior\C1020 - Fire Doors\Fire Doors - FRD | 1016714
45-A7 | 45-A7 Courthouse Annex | 45-A7-C1020-110-FRD02 | Fire Door - Floor 2 Center Stairwell Door 2 | DNA | DNA | DNA | OM00039919 | NA | Center Stairwell | NA | NA | NA | NA | NA | NA | NA |  | NA | NA | \Classifications\Building System Class\C10-General Building Interior\C1020 - Fire Doors\Fire Doors - FRD | 1016715
45-A7 | 45-A7 Courthouse Annex | 45-A7-C1020-110-FRD03 | Fire Door - Floor 3 Center Stairwell Door 3 | DNA | DNA | DNA | OM00039920 | NA | Center Stairwell | NA | NA | NA | NA | NA | NA | NA |  | NA | NA | \Classifications\Building System Class\C10-General Building Interior\C1020 - Fire Doors\Fire Doors - FRD | 1016716
45-A7 | 45-A7 Courthouse Annex | 45-A7-C1020-110-FRD04 | Fire Door - Floor 1 West Stairwell Door 4 | DNA | DNA | DNA | OM00039925 | NA | West Stairwell | NA | NA | NA | NA | NA | NA | NA |  | NA | NA | \Classifications\Building System Class\C10-General Building Interior\C1020 - Fire Doors\Fire Doors - FRD | 1016717
45-A7 | 45-A7 Courthouse Annex | 45-A7-C1020-110-FRD05 | Fire Door - Floor 2 West Stairwell Door 5 | DNA | DNA | DNA | OM00039924 | NA | West Stairwell | NA | NA | NA | NA | NA | NA | NA |  | NA | NA | \Classifications\Building System Class\C10-General Building Interior\C1020 - Fire Doors\Fire Doors - FRD | 1016718
45-A7 | 45-A7 Courthouse Annex | 45-A7-C1020-110-FRD06 | Fire Door - Floor 2 West Stairwell Door 6 | DNA | DNA | DNA | OM00039923 | NA | West Stairwell | NA | NA | NA | NA | NA | NA | NA |  | NA | NA | \Classifications\Building System Class\C10-General Building Interior\C1020 - Fire Doors\Fire Doors - FRD | 1016719
45-A7 | 45-A7 Courthouse Annex | 45-A7-C1020-110-FRD07 | Fire Door - Floor 4 West Stairwell Door 7 | DNA | DNA | DNA | OM00039922 | NA | West Stairwell | NA | NA | NA | NA | NA | NA | NA |  | NA | NA | \Classifications\Building System Class\C10-General Building Interior\C1020 - Fire Doors\Fire Doors - FRD | 1016720
45-A7 | 45-A7 Courthouse Annex | 45-A7-C1020-110-FRD08 | Fire Door - Floor 2 Secure Elevator 1 | DNA | DNA | DNA | OM00039931 | NA | Floor 2 Secure Elevator | NA | NA | NA | NA | NA | NA | NA |  | NA | NA | \Classifications\Building System Class\C10-General Building Interior\C1020 - Fire Doors\Fire Doors - FRD | 1016721
45-A7 | 45-A7 Courthouse Annex | 45-A7-C1020-110-FRD09 | Fire Door - Floor 2 Public Elevator 2 | DNA | DNA | DNA | OM00039927 | NA | Floor 2 Public Elevator | NA | NA | NA | NA | NA | NA | NA |  | NA | NA | \Classifications\Building System Class\C10-General Building Interior\C1020 - Fire Doors\Fire Doors - FRD | 1016722
45-A7 | 45-A7 Courthouse Annex | 45-A7-C1020-110-FRD10 | Fire Door - Floor 3 Secure Elevator 3 | DNA | DNA | DNA | OM00039933 | NA | Floor 3 Secure Elevator | NA | NA | NA | NA | NA | NA | NA |  | NA | NA | \Classifications\Building System Class\C10-General Building Interior\C1020 - Fire Doors\Fire Doors - FRD | 1016723
45-A7 | 45-A7 Courthouse Annex | 45-A7-C1020-110-FRD12 | Fire Door - Floor 3 Secure Elevator 1 | Warnock Hersey | DNA | DNA | OM00039926 | NA | Floor 3 Public Elevator | NA | NA | NA | NA | NA | NA | NA |  | NA | NA | \Classifications\Building System Class\C10-General Building Interior\C1020 - Fire Doors\Fire Doors - FRD | 1016729
45-A7 | 45-A7 Courthouse Annex | 45-A7-C1020-110-FRD11 | Fire Door - Floor 1 Secure Elevator 1 | Warnock Hersey | DNA | DNA | OM00039928 | NA | Floor 1 Public Elevator | NA | NA | NA | NA | NA | NA | NA |  | NA | NA | \Classifications\Building System Class\C10-General Building Interior\C1020 - Fire Doors\Fire Doors - FRD | 1016728
45-A9 | 45-A9 Justice Center Court Modular | 45-A9-D3050-310-HPU01 | Heatpump # 1 | Goodman | 0804089560 | GPH1360H21AC | OM00003740 | # 1 | DNA | NA | 16x20x1 & 20x25x1 | R-22 | DNA | 208/230 | 39.8 - 60 max | Electric | 1 ph., 60 Hz | NA | NA | \Classifications\Building System Class\D30-HVAC Systems\D3050 - Package SYS\Heat Pump,Air Cooled - HPU | EQ-1004316
45-A9 | 45-A9 Justice Center Court Modular | 45-A9-D3050-310-HPU02 | Heatpump # 2 | Goodman | 803094325 | GPH1360H21AC | OM00003741 | # 2 | Roof Top | NA | 16x20x2 & 20x25x1 | R-22 | DNA | 208/230 | 39.8 - 60 | Electric | 1 Ph., 60 hz | NA | NA | \Classifications\Building System Class\D30-HVAC Systems\D3050 - Package SYS\Heat Pump,Air Cooled - HPU | EQ-1004317
45-A9 | 45-A9 Justice Center Court Modular | 45-A9-D3050-310-HPU03 | Heatpump # 3 | Goodman | 807029223 | GPH1360H21AC | OM00003742 | # 3 | Roof Top | NA | 16x20x3 & 20x25x1 | R-22 | DNA | 208/230 | 39.8 - 60 | Electric | 1 Ph - 60 Hz | NA | NA | \Classifications\Building System Class\D30-HVAC Systems\D3050 - Package SYS\Heat Pump,Air Cooled - HPU | EQ-1004318
45-A9 | 45-A9 Justice Center Court Modular | 45-A9-D3050-310-HPU04 | Heatpump # 4 | Goodman | 807029224 | GPH1360H21AC | OM00003743 | # 4 | DNA | NA | 16x20x2 & 20x25x1 | R-22 | DNA | 208/230 | 39.8 - 60 | Electric | 1 Ph, 60 Hz | NA | NA | \Classifications\Building System Class\D30-HVAC Systems\D3050 - Package SYS\Heat Pump,Air Cooled - HPU | EQ-1004319
45-A9 | 45-A9 Justice Center Court Modular | 45-A9-D4031-100-FEX03 | Fire Extinguishers FEX03 | Amerex | Multiple | B500 | OM00004226 |  | OM# on extingusher #1 at front entrance weapons screening, #2 at rear exit to Judge's parking.,#3 located in Courtroom next to Baliff's desk | NA | NA | NA | NA | NA | NA | NA | NA | NA | NA | \Classifications\Building System Class\D40-Fire Protection SYS\D4030 - FIRE SPEC\Fire Extinguisher - FEX | EQ-1004322
45-A9 | 45-A9 Justice Center Court Modular | 45-A9-D5092-250-EML10 | Emergency Exit Lights | Cooper Lights | Multiple | Sure light (exit sign + light combo Model # LPX70GWHDH Emergency Lights model # CC28 | OM00004135 |  | OM# on #1 light - above front entrance btwn public rr doors#3 above door after entering secure hall from public lobby,#4 rear exit to Judge's parking, | NA | NA | NA | NA | 120 | .03 | Electric | single | NA | NA | \Classifications\Building System Class\D50-Electrical SYS\D5090 - Elec SYS\Emergency And Exit Lighting - EML | EQ-1004323
45-A9 | 45-A9 Justice Center Court Modular | 45-A9-B2010-100-BLD01 | Building Structure | NA | NA | NA | OM00004234 |  | NA | NA | NA | NA | NA | NA | NA | NA | NA | NA | NA | \Classifications\Building System Class\B20-General Building Exterior\B2010 - Exterior Walls\Building - BLD | EQ-1007386
45-A9 | 45-A9 Justice Center Court Modular | 45-A9-B3010-100-RUF01 | Roofing Systems | NA | NA | NA | GET TAG AGAIN |  | NA | NA | NA | NA | NA | NA | NA | NA | NA | NA | NA | \Classifications\Building System Class\B30-Roofing\B3010 - Roof Types\Roof - RUF | EQ-1007563
45-A9 | 45-A9 Justice Center Court Modular | 45-A9-D2023-100-CTY01 | Domestic Backflow BFP 01 City of Redding does testing and repairs | Wilkins | 2890765 | 975XL 1 inch | OM00004132 |  | Located west of 45-A9 near street | NA | NA | NA | NA | NA | NA | NA | NA | NA | NA | \Classifications\Building System Class\D20-Plumbing\D2020 - Domestic Water\Backflow Preventer - BFP | 1010094
45-A9 | 45-A9 Justice Center Court Modular | 45-A9-D5037-710-FAP01 | Fire Alarm Panel - FAP | MIRCOM | NA | FA-300-6DDR | OM00003733 |  | Floor 1, Hallway Fire Alarm Closet North/East | NA | NA | NA | NA | DNA | DNA | DNA | DNA | NA | NA | \Classifications\Building System Class\D50-Electrical SYS\D5030 - Comm & Security\Fire Alarm Panel - FAP | 1011071
45-A9 | 45-A9 Justice Center Court Modular | 45-A9-G2023-150-PEG01 | Security Parking Gates | Chamberlain | 2609N2937 | SL3000 | OM00027101 |  | Exterior North/West | 4L340 FHP | NA | NA | 1 | 120 | 8.4 | Electrical | 1 | NA | NA | \Classifications\Building System Class\G20-Other Systems\G2020 - Parking Lots\Secured Parking Gate - PEG | 1012476
47-B1 | 47-B1 Dorris | 47-B1-D2022-100-HWE01 | WATER HEATER HWE01 | NATIONAL WATER HEATER CO. | 78-806290 | NRG52-1 | OM00031052 | OM00003253 | FLOOR 1 CUSTODIAN CLOSET | NA | NA | NA | NA | 240 | NA | Electric | 1 Ph, 60 Hz | DNA | DNA | \Classifications\Building System Class\D20-Plumbing\D2020 - Domestic Water\Domestic Water Heater, Electric - HWE | EQ-1004345
47-B1 | 47-B1 Dorris | 47-B1-D3050-210-CTY02 | PACKAGE UNIT (Sheriff's Office) | CARRIER | 369200870 | 50NQ024310 | OM00003255 | DNA | SOUTH | Unit has no V belt | 14x25x1 | R-22 | 1/2 HP | 208/230 | 30 | Electrical | 1 Ph, 60 Hz | DNA | DNA | \Classifications\Building System Class\D30-HVAC Systems\D3050 - Package SYS\Package Unit - PKU | EQ-1004347
47-B1 | 47-B1 Dorris | 47-B1-D4031-100-FEX05 | Portable, Hand Held, Fire Extinguisher FEX05 | Various | NA | NA | OM00031045 |  | Throughout Courthouse | NA | NA | NA | NA | NA | NA | NA | NA | NA | NA | \Classifications\Building System Class\D40-Fire Protection SYS\D4030 - FIRE SPEC\Fire Extinguisher - FEX | EQ-1004628
47-B1 | 47-B1 Dorris | 47-B1-D5092-250-EML05 | LIGHT, EMERGENCY, HARDWIRED SYSTEM | NA | NA | NA | OM00031046 | [8 empty] | Electrical |  | NA | NA | \Classifications\Building System Class\D50-Electrical SYS\D5090 - Elec SYS\Emergency And Exit Lighting - EML | EQ-1004631
47-B1 | 47-B1 Dorris | 47-B1-B2010-100-BLD01 | Building Structure | NA | NA | Wood | OM00031051 |  | NA | NA | NA | NA | NA | NA | NA | NA | NA | NA | NA | \Classifications\Building System Class\B20-General Building Exterior\B2010 - Exterior Walls\Building - BLD | EQ-1007389
47-B1 | 47-B1 Dorris | 47-B1-B3010-100-RUF01 | Roofing Systems | NA | NA | Shingles | OM00031050 |  | NA | NA | NA | NA | NA | NA | NA | NA | NA | NA | NA | \Classifications\Building System Class\B30-Roofing\B3010 - Roof Types\Roof - RUF | EQ-1007566
47-B1 | 47-B1 Dorris | 47-B1-G2050-200-LSC01 | Landscape | NA | NA | NA | OM00031048 |  | Exterior Landscape | NA | NA | NA | NA | NA | NA | NA | NA | NA | NA | \Classifications\Building System Class\G20-Other Systems\G2050 - Landscaping\Landscaping - LSC | 1012477
47-B1 | 47-B1 Dorris | 47-B1-D5092-250-ELT01 | Exterior Lighting | MULTIPLE | MULTIPLE | MULTIPLE | OM00031047 |  | NA | NA | NA | NA | NA | 120 | 15 | Electrical | 1 Ph | NA | NA | \Classifications\Building System Class\D50-Electrical SYS\D5090 - Elec SYS\Exterior Lighting - ELT | 1012478
47-B1 | 47-B1 Dorris | 47-B1-G2049-300-HSC01 | Walkways and Parking area | NA | NA | NA | OM00031049 |  | NA | NA | NA | NA | NA | NA | NA | DNA | NA | NA | NA | \Classifications\Building System Class\G20-Other Systems\G2040 - Site Development\Hardscape - HSC | 1012479
47-B1 | 47-B1 Dorris | 47-B1-G2023-150-PEG01 | East Side Gate Opener | GTO Pro Slide Gate Opener | NA | GTO PRO 2000 Series / Part # AQ251 | OM00039307 |  | Grounds - East Side Gate | NA | NA | NA | NA | 120 | 20 | Electric | 1 | NA | NA | \Classifications\Building System Class\G20-Other Systems\G2020 - Parking Lots\Secured Parking Gate - PEG | 1020515
47-B1 | 47-B1 Dorris | 47-B1-G2023-150-PEG02 | West Side Gate Opener | GTO Pro Slide Gate Opener | NA | GTO PRO 2000 Series / Part # AQ251 | OM00039306 |  | Grounds - West Side Gate | NA | NA | NA | NA | 120 | 20 | Electric | 1 | NA | NA | \Classifications\Building System Class\G20-Other Systems\G2020 - Parking Lots\Secured Parking Gate - PEG | 1020516
47-B1 | 47-B1 Dorris | 47-B1-D3050-210-PKU02 | Package Unit Heat Pump Roof Mounted 3 Ton | Payne | 1716C46039 | PH4GNAB36000AATP | OM00031068 | OM00003254 | Roof | NA | (1) 20x30x2 | R-410A | 14.1 | 208-230 | DNA | Electric | 1 | NA | NA | \Classifications\Building System Class\D30-HVAC Systems\D3050 - Package SYS\Package Unit - PKU | 1021371
48-A1 | 48-A1 Hall of Justice _ | 48-A1-D2017-100-SHW01 | Eye Washes & Emergency Showers - SHW01 | North |  | Z127042 | OM00005160 | NA | mechanical room | NA | NA | NA | NA | NA | NA | NA | NA | NA | NA | \Classifications\Building System Class\D20-Plumbing\D2010 - Plumb Fix\Showers - SHW | EQ-1005045
48-A1 | 48-A1 Hall of Justice | 48-A1-D2022-100-HWE02 | Indirect Fired Storage Water Heater - Heat Exchanger | Slant Fin | F08K0234 | WH-60D | OM00005145 |  | 1st Floor, South Wing Mechanical Room | NA | NA | NA | NA | 208/230 | 20 | NA | NA | NA | NA | \Classifications\Building System Class\D20-Plumbing\D2020 - Domestic Water\Domestic Water Heater, Electric - HWE | EQ-1005914
48-A1 | 48-A1 Hall of Justice | 48-A1-D2023-310-HWP02 | Domestic Hot Water Circulating Pump - HWP02 | Bell & Gossett Motors | P00351 | Series 100 | OM00001450 | NA | 1st Floor, South Wing Mechanical Room | NA | NA | NA | 1/2hp | 110 | 2.5 | ELECTRICAL | 1 | NA | NA | \Classifications\Building System Class\D20-Plumbing\D2020 - Domestic Water\Domestic Hot Water Circulating Pump - HWP | EQ-1005921
48-A1 | 48-A1 Hall of Justice _ | 48-A1-D1010-100-ELE01 | Elevator,Hydraulic,Pass/Freight - ELE01 | Dover | CA 35287 | NA | OM00032231 | State ID# 062201 | 600 Union - 1st Floor - South East Quadrant - Elevator Room | NA | NA | NA | 40 | 460 | 53 | Electric | 3 | NA | NA | \Classifications\Building System Class\D10-Conveyance Systems\D1010 - Elevator\Elevator,Hydraulic,Pass/Freight - ELE | EQ-1007117
48-A1 | 48-A1 Hall of Justice _ | 48-A1-D1010-100-ELE02 | Elevator,Hydraulic,Pass/Freight - ELE02 | Northern Elevator | NA | NA | OM00005153 | State ID# 156180 | 600 Union -1 Floor - Southwest Elevator Room | NA | NA | NA | 40 | 460 | 52 | Electric | 3 | NA | NA | \Classifications\Building System Class\D10-Conveyance Systems\D1010 - Elevator\Elevator,Hydraulic,Pass/Freight - ELE | EQ-1007118
48-A1 | 48-A1 Hall of Justice _ | 48-A1-D1010-100-ELE03 | Elevator,Hydraulic,Pass/Freight - ELE03 | Northern Elevator | CA 35432 | NA | OM00005154 | State ID# 062202 | 600 Union - 1st Floor - Southwest Elevator Room | NA | NA | NA | 40 | 460 | 53 | Electric | 3 | NA | NA | \Classifications\Building System Class\D10-Conveyance Systems\D1010 - Elevator\Elevator,Hydraulic,Pass/Freight - ELE | EQ-1007119
48-A1 | 48-A1 Hall of Justice _ | 48-A1-D1010-100-ELE04 | Elevator,Hydraulic,Pass/Freight - ELE04 | Dream Ride | NA | NA | OM00005155 | State ID# 050521 | 600 Union - Basement - North Elevator Room | NA | NA | NA | 40 | 200 | 120 | Electric | 3 | NA | NA | \Classifications\Building System Class\D10-Conveyance Systems\D1010 - Elevator\Elevator,Hydraulic,Pass/Freight - ELE | EQ-1007120
48-A1 | 48-A1 Hall of Justice _ | 48-A1-D1010-100-ELE05 | Elevator,Hydraulic,Pass/Freight - ELE05 | Dream Ride | NA | NA | OM00005156 | State ID# 050522 | 600 Union Basement - North Elevator Room | NA | NA | NA | 40 | 200 | 120 | Electric | 3 | NA | NA | \Classifications\Building System Class\D10-Conveyance Systems\D1010 - Elevator\Elevator,Hydraulic,Pass/Freight - ELE | EQ-1007121
48-A1 | 48-A1 Hall of Justice _ | 48-A1-D2022-100-HWE01 | Indirect Fired Storage Water Heater - Heat Exchanger | Slant Fin | JO8J0193 | WH-40D | OM00005140 |  | Basement North Wing HOJ Mechanical Room | NA | NA | NA | NA | NA | NA | other | NA | NA | NA | \Classifications\Building System Class\D20-Plumbing\D2020 - Domestic Water\Domestic Water Heater, Electric - HWE | EQ-1007122
48-A1 | 48-A1 Hall of Justice _ | 48-A1-D3041-110-AHU01 | Air Handling Unit - AHU01 | Trane | K03L58711A | MCCB012UA0C0UA | OM00005142 | NA | 1st Floor, North Wing HOJ Mechanical Room | (1) BX47 & (1) BX49 | (6) 20X20X2 | NA | 5 | 200 | 14.8 | electric | 3 | NA | NA | \Classifications\Building System Class\D30-HVAC Systems\D3040 - Distribution SYS\Air Handling Unit - AHU | EQ-1007123
48-A1 | 48-A1 Hall of Justice _ | 48-A1-D3041-110-AHU02 | Air Handling Unit - AHU02 | Trane | K03K48385A | TSCA025UOC00000000AA00A213.5 | OM00005149 | NA | 3rd Floor, North Wing Roof Mechanical Space | (2) 5VX710, (2) BX71 | (4) 16x25, (4) 20x25 | NA | 7.5 | 208 | FLA 36/22 | electric | 3 | NA | NA | \Classifications\Building System Class\D30-HVAC Systems\D3040 - Distribution SYS\Air Handling Unit - AHU | EQ-1007124
48-A1 | 48-A1 Hall of Justice _ | 48-A1-D3041-110-AHU03 | Air Handling Unit - AHU03 | Trane | K03K48385A | TSCA025UOC00000000AA00A213.5 | OM00005150 | NA | 3rd Floor, North Wing Roof Mechanical Space | (2) BX73, (2) BX71 | (10) 16x25x2 | NA | 7.5 | 200 | FLA 22 | electric | 3 | NA | NA | \Classifications\Building System Class\D30-HVAC Systems\D3040 - Distribution SYS\Air Handling Unit - AHU | EQ-1007125
48-A1 | 48-A1 Hall of Justice | 48-A1-D3041-110-AHU07 | Air Handler Room (S-1) - AHU-04 | (2)ABB Motors S1 | Supply- MM58223-02/ Return-MM58229-01 | Supply- AVM B1722466-LKA 1 / Return-AVMB1652461-LKA1 | OM00005144 | NA | LAJ Mechanical Roof Space | (3) CX105, (2) BX95 | (24) 24X24X22 -BAG FILTERS, (24) 24X24X2 FINAL FILTERS | NA | S-50/ R-10 | 230/460 | S- 130/65 / R-40/20 | electric | 3 | NA | NA | \Classifications\Building System Class\D30-HVAC Systems\D3040 - Distribution SYS\Air Handling Unit - AHU | EQ-1007126
48-A1 | 48-A1 Hall of Justice _ | 48-A1-D3050-250-ACU02 | Air Conditioning,Split System - ACU02 | Mitsubishi Electric | 26D01024C | PU18EK | OM00005138 |  | 1st Floor, Break Patio | NA | NA | R-22 | NA | 208/230 | 20 | electric | 1 | NA | NA | \Classifications\Building System Class\D30-HVAC Systems\D3050 - Package SYS\Air Conditioning,Split System - ACU | EQ-1007131
48-A1 | 48-A1 Hall of Justice | 48-A1-D3050-250-ACU03 | Air Conditioning,Split System - ACU03 | Mitsubishi Electric | 5001058B | PU18G6.US | OM00005139 |  | 1st Floor, Break Patio | NA | NA | R-22 | NA | 208/230 | 20 | electric | 1 | NA | NA | \Classifications\Building System Class\D30-HVAC Systems\D3050 - Package SYS\Air Conditioning,Split System - ACU | EQ-1007132
48-A1 | 48-A1 Hall of Justice _ | 48-A1-D4031-100-FEX46 | Fire Extinguisher - FEX46 | Wilkirk | BL-715912 | 456 Class A,B,C | OM00005159 |  | Whole bldg | NA | NA | NA | NA | NA | NA | other | NA | NA | NA | \Classifications\Building System Class\D40-Fire Protection SYS\D4030 - FIRE SPEC\Fire Extinguisher - FEX | EQ-1007134
48-A1 | 48-A1 Hall of Justice _ | 48-A1-B2010-100-BLD01 | Building Structure | NA | NA | NA | OM00032439 | CUPA 91140 301935-3030 | NA | NA | NA | NA | NA | NA | NA | NA | NA | NA | NA | \Classifications\Building System Class\B20-General Building Exterior\B2010 - Exterior Walls\Building - BLD | EQ-1007390
48-A1 | 48-A1 Hall of Justice _ | 48-A1-B3010-100-RUF01 | Roof - RUF01 | NA | NA | NA | OM00019681 | NA | NA | NA | NA | NA | NA | NA | NA | NA | NA | NA | NA | \Classifications\Building System Class\B30-Roofing\B3010 - Roof Types\Roof - RUF | EQ-1007567
48-A1 | 48-A1 Hall of Justice | 48-A1-B2033-120-DOR01 | Door,Sliding,Electric - DOR01 | BESAM | 4539760 | 110ISLIDE OCT FBO | OM00001443 | NA | Entrance to building | NA | NA | NA | NA | 110 | 3 | Electric | 1 | NA | NA | \Classifications\Building System Class\B20-General Building Exterior\B2030 - Exterior Doors\Door,Automatic-Sliding,Revolving - DOR | 1009010
48-A1 | 48-A1 Hall of Justice | 48-A1-B2033-120-DOR02 | Door,Sliding,Electric - DOR02 | BESAM | 4539761 | 110ISLIDE OCT FBO | OM00001444 | NA | Entrance to building | NA | NA | NA | NA | 110 | 3 | Electric | 1 | NA | NA | \Classifications\Building System Class\B20-General Building Exterior\B2030 - Exterior Doors\Door,Automatic-Sliding,Revolving - DOR | 1009011
48-A1 | 48-A1 Hall of Justice | 48-A1-B2034-400-DOH01 | Door,Overhead,Roll-up,Electric - DOH01 | WARNOCK HERSEY | 17691R | WHI001861 | OM00001440 | NA | Traffic Room | NA | NA | NA | NA | 110 | DNA | Electric | 1 | NA | NA | \Classifications\Building System Class\B20-General Building Exterior\B2030 - Exterior Doors\Door,Overhead-Shutter,Manual,Elec,Roll-up - DOH | 1009012
48-A1 | 48-A1 Hall of Justice | 48-A1-B2034-400-DOH02 | Door,Overhead,Roll-up,Electric - DOH02 | WARNOCK HERSEY | 1771R | WHI001861 | OM00001441 | NA | Traffic Room | NA | NA | NA | NA | 110 | DNA | Electric | 1 | NA | NA | \Classifications\Building System Class\B20-General Building Exterior\B2030 - Exterior Doors\Door,Overhead-Shutter,Manual,Elec,Roll-up - DOH | 1009013
48-A1 | 48-A1 Hall of Justice | 48-A1-B2034-400-DOH03 | Door,Overhead,Roll-up,Electric - DOH03 | WARNOCK HERSEY | NA | WHI001861 | OM00001442 | NA | Legal Advice Center | NA | NA | NA | NA | 110 | DNA | Electric | 1 | NA | NA | \Classifications\Building System Class\B20-General Building Exterior\B2030 - Exterior Doors\Door,Overhead-Shutter,Manual,Elec,Roll-up - DOH | 1009014
48-A1 | 48-A1 Hall of Justice | 48-A1-D2040-100-PSU03 | Sump Pump - PSU03 | NA | NA | NA | OM00001452 | OM00001439 | Mechanical Room 175, elev. Mach. Room sump | NA | NA | NA | 5 | 460 | DNA | Electric | 3 | NA | NA | \Classifications\Building System Class\D20-Plumbing\D2040 - Rain Drain\Sump Pump - PSU | 1009017
48-A1 | 48-A1 Hall of Justice | 48-A1-D3041-160-FDP02 | Fire Dampers - FDP02 | NA | NA | NA | OM00001449 | NA | Courtroom 103 & Judicial Asst. Rm. | NA | NA | NA | NA | 24 | DNA | Electric | 1 | NA | NA | \Classifications\Building System Class\D30-HVAC Systems\D3040 - Distribution SYS\Fire Dampers - FDP | 1009018
48-A1 | 48-A1 Hall of Justice | 48-A1-D3041-110-AHU05 | Air Handler Room (S-2) - AHU05 | ABB Motors S2 | MM59161-01 | AWB1652461-LKA | OM00005147 | NA | Mechanical Room | (3) CX112, (3) BX110 | (28) 24X24X22 -BAG FILTERS, (28) 24X24X2 FINAL FILTERS | NA | 15 | 230/460 | 40/20 | Electric | 3 | NA | NA | \Classifications\Building System Class\D30-HVAC Systems\D3040 - Distribution SYS\Air Handling Unit - AHU | 1009019
48-A1 | 48-A1 Hall of Justice | 48-A1-D3041-110-AHU06 | Air Handler Room (S-3) - AHU06 | ABB Motors S3 | MM58224-10 | AWB1652461-LKA | OM00005148 | NA | Mechanical Room | (3) CX105, (2) BX90 | (24) 24X24X22 -BAG FILTERS, (24) 24X24X2 FINAL FILTERS | NA | 15 | 230/460 | 40/20 | Electric | 3 | NA | NA | \Classifications\Building System Class\D30-HVAC Systems\D3040 - Distribution SYS\Air Handling Unit - AHU | 1009020
48-A1 | 48-A1 Hall of Justice | 48-A1-D3068-100-BAS01 | Building Automation System - BAS01 | TRANE | NA | TRACER SUMMIT | OM00019683 | 139010 | Maintenance Office | NA | NA | NA | NA | 110 | DNA | Electric | 1 | NA | NA | \Classifications\Building System Class\D30-HVAC Systems\D3060 - Control & Inst Air\Building Automation System - BAS | 1009021
48-A1 | 48-A1 Hall of Justice | 48-A1-D2023-100-CTY02 | Backflow Preventer - BFP02 MAIN DOMESTIC COLD WATER BFP02 MAIN DOMESTIC COLD WATER - AOC Owned/Testing performed by the City. | FEBCO | 9909281240 | 880V TYPE RP 3 inch | OM00019691 |  | COLD WATER TO SOUTH WING BUILDING | NA | NA | NA | NA | NA | NA | NA | NA | NA | NA | \Classifications\Building System Class\D20-Plumbing\D2020 - Domestic Water\Backflow Preventer - BFP | 1009024
48-A1 | 48-A1 Hall of Justice | 48-A1-D2023-100-CTY03 | Backflow Preventer - BFP03 MAIN FIRE - AOC Owned/Testing performed by the City. | FEBCO | 10521 | 806 TYPE YD 6 inch | OM00019692 |  | Exterior | NA | NA | NA | NA | NA | NA | NA | NA | NA | NA | \Classifications\Building System Class\D20-Plumbing\D2020 - Domestic Water\Backflow Preventer - BFP | 1009025
48-A1 | 48-A1 Hall of Justice | 48-A1-D2023-100-CTY04 | BFP04 MAIN DOMESTIC COLD WATER - AOC Owned/Testing performed by the City. | FEBCO | 9906111244 | 880V TYPE RP 2 inch | OM00001433 |  | COLD WATER TO NORTH WING BUILDING | NA | NA | NA | NA | NA | NA | NA | NA | NA | NA | \Classifications\Building System Class\D20-Plumbing\D2020 - Domestic Water\Backflow Preventer - BFP | 1009026
48-A1 | 48-A1 Hall of Justice | 48-A1-D4010-150-FMS01 | System Extinguishing,Wet Pipe - FMS01 | NA | NA | NA | OM00001431 | NA | County Storage Shop | NA | NA | NA | NA | NA | NA | NA | NA | NA | NA | \Classifications\Building System Class\D40-Fire Protection SYS\D4010 - Sprinkler SYS\Fire Systems, stand pipes - FMS | 1009028
48-A1 | 48-A1 Hall of Justice | 48-A1-D4010-150-FMS02 | System Extinguishing,Wet Pipe - FMS02 | NA | NA | NA | OM00001432 | NA | Exterior | NA | NA | NA | NA | NA | NA | NA | NA | NA | NA | \Classifications\Building System Class\D40-Fire Protection SYS\D4010 - Sprinkler SYS\Fire Systems, stand pipes - FMS | 1009029
48-A1 | 48-A1 Hall of Justice | 48-A1-D4024-100-FHS22 | Other Stand Pipe and Hose Systems - FHS22 | NA | NA | NA | OM00001447 | NA | Throughout | NA | NA | NA | NA | NA | NA | NA | NA | NA | NA | \Classifications\Building System Class\D40-Fire Protection SYS\D4020 - Stand Pipe\Other Stand Pipe Hose Systems - FHS | 1009030
48-A1 | 48-A1 Hall of Justice | 48-A1-D5010-200-ESD01 | Main Electrical Panel - SBR01 | GENERAL ELECTRIC | 1S1-37013 | AV INLINE SWITCHBOARD | OM00019689 |  | Exterior | NA | NA | NA | NA | 208 | 3000 | Electric | 3 | NA | NA | \Classifications\Building System Class\D50-Electrical SYS\D5010 - Elec Service & Dist\Electical Service and Distribution - ESD | 1009031
48-A1 | 48-A1 Hall of Justice | 48-A1-D5010-234-ATS01 | Automatic Transfer Switch - ATS01 | ASCO | 153643-5 | A300360041C | OM00019690 |  | Exterior | NA | NA | NA | NA | 208 | 600 | Electric | NA | NA | NA | \Classifications\Building System Class\D50-Electrical SYS\D5010 - Elec Service & Dist\Automatic Transfer Switch - ATS | 1009032
48-A1 | 48-A1 Hall of Justice | 48-A1-D5037-710-FAP01 | Fire Alarm Panel - FAP01 | NOTIFIER | FA09546743 | NFS2-640/E | OM00019675 | NA | Employee Entrance Hallway | NA | NA | NA | NA | 110 | DNA | Electric | 1 | NA | NA | \Classifications\Building System Class\D50-Electrical SYS\D5030 - Comm & Security\Fire Alarm Panel - FAP | 1009033
48-A1 | 48-A1 Hall of Justice | 48-A1-D5092-250-EML62 | Emergency And Exit Lighting - EML62 | LITHONIA | NA | QUANTUM SERIES | OM00032440 | NA | Throughout | NA | NA | NA | NA | 110 | DNA | Electric | 1 | NA | NA | \Classifications\Building System Class\D50-Electrical SYS\D5090 - Elec SYS\Emergency And Exit Lighting - EML | 1009035
48-A1 | 48-A1 Hall of Justice | 48-A1-D3012-120-GMR01 | Gas Meter Readings - GMR01 | Roots Meter | 7460149 | 11M125 | OM00005161 | NA | Exterior | NA | NA | NA | NA | NA | NA | NA | NA | NA | NA | \Classifications\Building System Class\D30-HVAC Systems\D3010 - Energy Supply\Gas Meter Readings - GMR | 1009039
48-A1 | 48-A1 Hall of Justice | 48-A1-D2020-130-WMR01 | Water Meter Readings - WMR01 | NA | NA | NA | OM00019682 | NA | Exterior | NA | NA | NA | NA | NA | NA | NA | NA | NA | NA | \Classifications\Building System Class\D20-Plumbing\D2020 - Domestic Water\Water Meter Readings - WMR | 1009040
48-A1 | 48-A1 Hall of Justice | 48-A1-G2050-200-LSC01 | Landscaping - LSC01 | NA | NA | NA | OM00001437 |  | Exterior | NA | NA | NA | NA | NA | NA | NA | NA | NA | NA | \Classifications\Building System Class\G20-Other Systems\G2050 - Landscaping\Landscaping - LSC | 1009041
48-A1 | 48-A1 Hall of Justice | 48-A1-D5092-250-ELT26 | Exterior Lighting - ELT26 | NA | NA | NA | OM00032441 | NA | Exterior | NA | NA | NA | NA | 110 | DNA | Electric | 1 | NA | NA | \Classifications\Building System Class\D50-Electrical SYS\D5090 - Elec SYS\Exterior Lighting - ELT | 1009042
48-A1 | 48-A1 Hall of Justice | 48-A1-G2049-300-HSC18 | Hardscape - HSC18 | NA | NA | NA | OM00001436 | NA | Exterior | NA | NA | NA | NA | NA | NA | NA | NA | NA | NA | \Classifications\Building System Class\G20-Other Systems\G2040 - Site Development\Hardscape - HSC | 1009043
48-A1 | 48-A1 Hall of Justice | 48-A1-D2023-100-BFP05 | BFP05 MAIN IRRIGATION - AOC Owned/Testing performed by the City. | WATTS | 210074 | 009M2OT RP 2 inch | OM00001434 |  | Exterior | NA | NA | NA | NA | NA | NA | NA | NA | NA | NA | \Classifications\Building System Class\D20-Plumbing\D2020 - Domestic Water\Backflow Preventer - BFP | 1009802
48-A1 | 48-A1 Hall of Justice | 48-A1-D5092-210-GEN02 | Emergency Standby Generator - GEN02 | Cummins | G100136479 | DSHAC-4872209 | OM00000257 | Plant #14316 B4316 | Exterior | NA | Fleetguard #AF25708M / Nelson#870904N | NA | 364 | 208 | 694 | Diesel | 3 | NA | NA | \Classifications\Building System Class\D50-Electrical SYS\D5090 - Elec SYS\Emergency Generator - GEN | 1009803
48-A1 | 48-A1 Hall of Justice | 48-A1-D2023-310-HWP03 | Domestic Hot Water Circulating Pump - HWP03 | Bell & Gossett Motors | 6189 | Series 100 | OM00032212 |  | North Wing HOJ Mechanical Room | NA | NA | NA | 1/2hp | 110 | 1.75 | electric | 1 | NA | NA | \Classifications\Building System Class\D20-Plumbing\D2020 - Domestic Water\Domestic Hot Water Circulating Pump - HWP | 1013633
48-A1 | 48-A1 Hall of Justice | 48-A1-D2040-100-PSU04 | Sump Pump - PSU04 | Zoeller Pump Co. | NA | NA | OM00032213 |  | Exterior | NA | NA | NA | 5 | 460 | DNA | electric | 3 | NA | NA | \Classifications\Building System Class\D20-Plumbing\D2040 - Rain Drain\Sump Pump - PSU | 1013634
48-A1 | 48-A1 Hall of Justice | 48-A1-D3041-230-RFN01 | Fan, Return-RFN01 | Trane | J4E34379 | 3657 | OM00032214 |  | Roof | B-100 (x2) | NA | NA | 5 | 230/460 | 13.1/6.54 | electric | 3 | NA | NA | \Classifications\Building System Class\D30-HVAC Systems\D3040 - Distribution SYS\Supply/Exhaust/Return fans- FAN | 1013635
48-A1 | 48-A1 Hall of Justice | 48-A1-D3041-230-RFN02 | Fan, Return-RFN02 | Trane | U4E34380 | 33S7 | OM00032211 |  | Roof | B-87 (x2) | NA | NA | 5 | 230/460 | DNA | electric | 3 | NA | NA | \Classifications\Building System Class\D30-HVAC Systems\D3040 - Distribution SYS\Supply/Exhaust/Return fans- FAN | 1013636
48-A1 | 48-A1 Hall of Justice | 48-A1-D3041-230-RFN03 | Fan, Return-RFN03 | Trane | U4S34400 | 33S7 | OM00032215 |  | Roof | B-87 (x2) | NA | NA | 5 | 230/460 | DNA | electric | 3 | NA | NA | \Classifications\Building System Class\D30-HVAC Systems\D3040 - Distribution SYS\Supply/Exhaust/Return fans- FAN | 1013637
48-A1 | 48-A1 Hall of Justice | 48-A1-D1013-310-WCL04 | Wheel Chair Lift - WCL04 | NA | NA | NA | OM00032209 | State ID# 160508 | 600 Union Ave - 2nd floor south East Breezeway to 530 Union | [6 empty] | Electric |  |  |  | \Classifications\Building System Class\D10-Conveyance Systems\D1010 - Elevator\Wheelchair Lift - WCL | 1015483
48-A1 | 48-A1 Hall of Justice | 48-A1-D3090-114-CMP02 | Compressor, Trailer - Flood Pumps - CMP02 | Sullair | 2.01206E+11 | 375H / 275HAFDPQ-CA3 | OM00032221 |  | Utility Yard | NA | NA | NA | 140 | NA | NA | Diesel | NA | NA | NA | \Classifications\Building System Class\D30-HVAC Systems\D3090 - Other HVAC Systems and Equipment\Air Compressor - CMP | 1015673
48-A1 | 48-A1 Hall of Justice | 48-A1-D1013-310-WCL03 | Wheelchair Lift - WCL03 | Porch Lift | NA | NA | OM00019672 | State ID# 156361 | West Entry Lobby | NA | NA | NA | NA | 110 | DNA | Electric | 1 | NA | NA | \Classifications\Building System Class\D10-Conveyance Systems\D1010 - Elevator\Wheelchair Lift - WCL | 1015852
48-A1 | 48-A1 Hall of Justice | 48-A1-C1020-110-FRD01 | Fire Door Rolling Overhead FRD01 | Cookson | 33603 | FD-10 | OM00032223 |  | North Wing Window Opening from Room 269 to Room 257 | NA | NA | NA | NA | NA | DNA | NA | DNA | NA | NA | \Classifications\Building System Class\C10-General Building Interior\C1020 - Fire Doors\Fire Doors - FRD | 1017625
48-A1 | 48-A1 Hall of Justice | 48-A1-C1020-110-FRD02 | Fire Door Rolling Overhead FRD02 | Cookson | 33608 | FD-10 | OM00032224 |  | Door Opening from Room 254 to Room 269 | NA | NA | NA | NA | NA | NA | NA | NA | NA | NA | \Classifications\Building System Class\C10-General Building Interior\C1020 - Fire Doors\Fire Doors - FRD | 1017626
48-A1 | 48-A1 Hall of Justice | 48-A1-C1020-110-FRD03 | Fire Door Rolling Overhead FRD03 | Cookson | 33607 | FD-10 | OM00032225 |  | Door Opening from Room 254 to Room 259 | NA | NA | NA | NA | NA | NA | NA | NA | NA | NA | \Classifications\Building System Class\C10-General Building Interior\C1020 - Fire Doors\Fire Doors - FRD | 1017627
48-A1 | 48-A1 Hall of Justice | 48-A1-C1020-110-FRD05 | Fire Door Rolling Overhead FRD05 | Cookson | 33605 | FD-10 | OM00032227 |  | Door Opening from Room 254 to Room 259 | NA | NA | NA | NA | NA | NA | NA | NA | NA | NA | \Classifications\Building System Class\C10-General Building Interior\C1020 - Fire Doors\Fire Doors - FRD | 1017629
48-A1 | 48-A1 Hall of Justice | 48-A1-C1020-110-FRD06 | Fire Door Rolling Overhead FRD06 | Cookson | 33604 | FD-10 | OM00032228 |  | Door Opening from Room 254 to Room 259 | NA | NA | NA | NA | NA | DNA | NA | DNA | NA | NA | \Classifications\Building System Class\C10-General Building Interior\C1020 - Fire Doors\Fire Doors - FRD | 1017630
48-A1 | 48-A1 Hall of Justice | 48-A1-C1020-110-FRD04 | Fire Door Rolling Overhead FRD04 | Cookson | 33606 | FD-10 | OM00032226 |  | Door Opening from Room 254 to Room 259 | NA | NA | NA | NA | NA | NA | NA | NA | NA | NA | \Classifications\Building System Class\C10-General Building Interior\C1020 - Fire Doors\Fire Doors - FRD | 1017628
48-A1 | 48-A1 Hall of Justice | 48-A1-D2023-100-BFP06 | Backflow Preventer - BFP01 | Wilkens Zurn | A318893 | 350XL | OM00032521 |  | Basement South Wing Mechanical Room | NA | NA | NA | NA | NA | [5 empty] | \Classifications\Building System Class\D20-Plumbing\D2020 - Domestic Water\Backflow Preventer - BFP | 1018022
48-A1 | 48-A1 Hall of Justice | 48-A1-D2040-100-PSU05 | Sump Pump PSU05 |  |  |  | OM00032536 |  | Outside Southside of 48-A1 |  |  |  | 7.5 | 460 |  |  | 3 |  |  | \Classifications\Building System Class\D20-Plumbing\D2040 - Rain Drain\Sump Pump - PSU | 1018547
48-A1 | 48-A1 Hall of Justice | 48-A1-D3050-250-ACU04 | Air Conditioning Split System - ACU04 | Fujitsu | GDN000412 | AOU24CL1 | OM00032484 |  | 2nd Floor IDF Room 252 | NA | NA, Washable | R-410A |  | 208 | 20 | Electric | 1 | 24000 | NA | \Classifications\Building System Class\D30-HVAC Systems\D3050 - Package SYS\Air Conditioning,Split System - ACU | 1019323
48-A1 | 48-A1 Hall of Justice | 48-A1-B2033-120-DOR03 | Automatic Low Energy Door Operator- Main Exit Door | Besam | BS 688 384 | Besam Assa Abloy SW100 | OM00032540 |  | Floor 1, Main Public Exit Door | NA | NA | NA | NA | 120 | 75 Watts | Electric | 1 | NA | NA | \Classifications\Building System Class\B20-General Building Exterior\B2030 - Exterior Doors\Door,Automatic-Sliding,Revolving - DOR | 1019329
48-A1 | 48-A1 Hall of Justice | 48-A1-G2023-150-PEG01 | Sally Port Parking Gate Operator | Elite Access Systems | U0531004785 | CSW-200-UL | OM00032539 |  | Sally Port NE side of Bldg | NA | NA | NA | 0.5 | 120 | 4 | Electric | 1 | NA | NA | \Classifications\Building System Class\G20-Other Systems\G2020 - Parking Lots\Secured Parking Gate - PEG | 1019330
48-A1 | 48-A1 Hall of Justice | 48-A1-D5011-240-TRN01 | Electrical, Transformer - TRN01 | General Electric | NA | 9T26Y5075 G2 | OM00032947 |  | 1st Floor North Riser Room 196 | NA | NA | NA | NA | 480/208/120VAC | 750KVA | Electric | 3 |  |  | \Classifications\Building System Class\D50-Electrical SYS\D5010 - Elec Service & Dist\Transformer - TRN | 1020288
48-A1 | 48-A1 Hall of Justice | 48-A1-D5011-240-CTY02 | Electrical, Transformer - TRN02 | General Electric | DNA | Unknown | OM00032948 |  | Exterior Utility Yard South | NA | NA | NA | NA | 480VAC | 12kVA | Electric | 3 | NA | NA | \Classifications\Building System Class\D50-Electrical SYS\D5010 - Elec Service & Dist\Transformer - TRN | 1020289
48-A1 | 48-A1 Hall of Justice | 48-A1-D2030-410-PMS03 | Pump, Ejector Sewage - PMS03 | Grundfos | 9863243810000024 | SL1.30.A30.30.4.61J.C | OM00032943 |  | Breezeway between A1/A2, Pit #2 | NA | NA | NA | 3.7 | 208VAC | 9.8 | Electric | 3 |  |  | \Classifications\Building System Class\D20-Plumbing\D2030 - Sani Waste\Sewage Ejector Pump - PMS | 1020305
48-A1 | 48-A1 Hall of Justice | 48-A1-D2030-410-PMS04 | Pump, Ejector Sewage - PMS04 | Grundfos | 9863243810000021 | SL1.30.A30.30.4.61J.C | OM00032944 |  | Grounds Breezeway between A1/A2, Pit #2 | NA | NA | NA | 3.7 | 208VAC | 9.8 | Electric | 3 | NA | NA | \Classifications\Building System Class\D20-Plumbing\D2030 - Sani Waste\Sewage Ejector Pump - PMS | 1020306
48-A1 | 48-A1 Hall of Justice | 48-A1-D2040-100-PSU09 | Pump, Sump - PSU09 | Grundfos | 9862506310000030 | SL1.30.A40.55.4.61J.C | OM00032945 |  | Grounds SE corner of 48-A1 at Sheriffs traffic circle, Pit #3 | NA | NA | NA | 5.5 | 208VAC | 17.3 | Electric | 3 | NA | NA | \Classifications\Building System Class\D20-Plumbing\D2040 - Rain Drain\Sump Pump - PSU | 1020307
48-A1 | 48-A1 Hall of Justice | 48-A1-D2040-100-PSU10 | Pump, Sump - PSU10 | Grundfos | 9862506310000025 | SL1.30.A40.55.4.61J.C | OM00032946 |  | Grounds SE corner of 48-A1 at Sheriffs traffic circle, Pit #3 | NA | NA | NA | 5.5 | 208VAC | 17.3 | Electric | 3 | NA | NA | \Classifications\Building System Class\D20-Plumbing\D2040 - Rain Drain\Sump Pump - PSU | 1020308
48-A1 | 48-A1 Hall of Justice | 48-A1-D2040-100-PSU07 | Pump, Sump - PSU07 | Grundfos | 9862506310000031 | SL1.30.A40.55.4.61J.C | OM00032941 |  | Grounds Breezeway between A1/A2, Pit #2 | NA | NA | NA | 5.5 | 208VAC | 17.3 | Electric | 3 | NA | NA | \Classifications\Building System Class\D20-Plumbing\D2040 - Rain Drain\Sump Pump - PSU | 1020309
48-A1 | 48-A1 Hall of Justice | 48-A1-D2040-100-PSU08 | Pump, Sump - PSU08 | Grundfos | 9862506310000032 | SL1.30.A40.55.4.61J.C | OM00032942 |  | Grounds Breezeway between A1/A2, Pit #2 | NA | NA | NA | 5.5 | 208VAC | 17.3 | Electric | 3 | NA | NA | \Classifications\Building System Class\D20-Plumbing\D2040 - Rain Drain\Sump Pump - PSU | 1020310
48-A2 | 48-A2 Law and Justice Center | 48-A2-D3041-110-AHU16 | Air Handling Unit - AHU16 | Temtrol | 31998 | RDR64M | OM00005151 | NA | Roof | (4) BX120, (3) BX133 | 24x24x2-(18) pleated filters, 24x24x22-(18) bag filters | NA | 40 (SUPPLY FAN) / 15 (RETURN FAN) | 460 | 48.5 (SUPPLY FAN) / 18.3 (RETURN FAN) | Electric | 3 | NA | NA | \Classifications\Building System Class\D30-HVAC Systems\D3040 - Distribution SYS\Air Handling Unit - AHU | EQ-1005926
48-A2 | 48-A2 Law and Justice Center | 48-A2-D4031-100-FEX06 | Fire Extinguisher - FEX06 | AMEREX | HW-418218 | 456 | OM00005162 |  | Throughout | NA | NA | NA | NA | NA | NA | NA | NA | NA | NA | \Classifications\Building System Class\D40-Fire Protection SYS\D4030 - FIRE SPEC\Fire Extinguisher - FEX | EQ-1005927
48-A2 | 48-A2 Law and Justice Center | 48-A2-B2010-100-BLD01 | Building Structure | NA | NA | NA | OM00032442 | NA | NA | NA | NA | NA | NA | NA | NA | NA | NA | NA | NA | \Classifications\Building System Class\B20-General Building Exterior\B2010 - Exterior Walls\Building - BLD | EQ-1007391
48-A2 | 48-A2 Law and Justice Center | 48-A2-D5092-250-EML18 | Emergency And Exit Lighting - EML18 | Lithonia | NA | NA | OM00019674 | NA | Throughout | NA | NA | NA | NA | 110 | DNA | Electric | 1 | NA | NA | \Classifications\Building System Class\D50-Electrical SYS\D5090 - Elec SYS\Emergency And Exit Lighting - EML | 1009044
48-A2 | 48-A2 Law and Justice Center | 48-A2-D1010-100-ELE01 | Elevator ELE01 - Inmate | Thyssen Krup | EAL536 | EP08020 | OM00032232 | State ID# 156491 | 530 Union Ave - West Holding | NA | NA | NA | NA | 480 | 28.4 | Electric | 3 | NA | NA | \Classifications\Building System Class\D10-Conveyance Systems\D1010 - Elevator\Elevator,Hydraulic,Pass/Freight - ELE | 1011604
48-A2 | 48-A2 Law and Justice Center | 48-A2-D1010-100-CTY02 | Elevator 2, County maintained | DNA | DNA | DNA | DNA | County Maintained/County Permitted | 530 Union - Secured area | [10 empty] | \Classifications\Building System Class\D10-Conveyance Systems\D1010 - Elevator\Elevator,Electric,Pass/Freight - ELE | 1011606
48-A2 | 48-A2 Law and Justice Center | 48-A2-D1010-100-CTY03 | Elevator 3, County maintained | DNA | DNA | DNA | DNA | County Maintained/County Permitted | 530 Union - Secured location | [10 empty] | \Classifications\Building System Class\D10-Conveyance Systems\D1010 - Elevator\Elevator,Electric,Pass/Freight - ELE | 1011607
48-A2 | 48-A2 Law and Justice Center | 48-A2-D3068-100-BAS01 | Building Automation System - BAS01 | Johnson Controls | NA | NCE | OM00032222 |  | IT Room | NA | NA | NA | NA | 110 | DNA | Electric | 1 | NA | NA | \Classifications\Building System Class\D30-HVAC Systems\D3060 - Control & Inst Air\Building Automation System - BAS | 1015819
48-A2 | 48-A2 Law and Justice Center | 48-A2-D3050-250-ACU01 | Air Conditioning,Split System - ACU03 | Movin Cool | 9306 0058 | CM-12 | OM00032230 |  | IT Room | NA | 20x20x1 | R-22 | DNA | 110 | 11.8 | electric | 1 | NA | 10500 | \Classifications\Building System Class\D30-HVAC Systems\D3050 - Package SYS\Air Conditioning,Split System - ACU | 1016086
48-A3 | 48-A3 Old Solano Courthouse | 48-A3-B2010-100-BLD01 | Building - BLD-01 | NA | NA | NA | OM00032531 |  |  | NA | NA | NA | NA | NA |  | NA |  | NA | NA | \Classifications\Building System Class\B20-General Building Exterior\B2010 - Exterior Walls\Building - BLD | 1017644
48-A3 | 48-A3 Old Solano Courthouse | 48-A3-D2023-100-CTY04 | Backflow Preventer - BFP04 | Febco | H019391 | 805 YB | OM00032108 |  | North Sidewalk at Empire st. adjacent to Driveway | NA | NA | NA | NA | NA | NA | NA | NA | NA | NA | \Classifications\Building System Class\D20-Plumbing\D2020 - Domestic Water\Backflow Preventer - BFP | 1018187
48-A3 | 48-A3 Old Solano Courthouse | 48-A3-D3021-130-BLR01 | Boiler, Hot Water, Oil/Gas/Comb. - BLR01 | Hydrotherm | 12154 CRN#M1500-5C | KN6 (2013) | OM00032245 |  | Boiler Room | NA | NA | NA | NA | 120 | 6A | Gas | 1 | 600000 | 510000 | \Classifications\Building System Class\D30-HVAC Systems\D3020 - Heat SYS\Boiler,Hot Water,Oil/Gas/Comb. - BLR | 1018189
48-A3 | 48-A3 Old Solano Courthouse | 48-A3-D3040-120-FCU03 | Fan Coil Unit - FCU03 | Mitsubishi | 34M00308 | PKFY-P24NKMU-E2 | OM00019677 |  | MDF Room 033 | NA | NA | R-410A | NA | 208 | 15 | NA | 1 | 24000 | NA | \Classifications\Building System Class\D30-HVAC Systems\D3040 - Distribution SYS\Fan Coil Unit - FCU | 1018195
48-A3 | 48-A3 Old Solano Courthouse | 48-A3-D5092-210-GEN01 | Emergency Standby Generator - GEN01 | Spectrum Detroit | 602060 | Model: 300DS, Spec: PA-191274 | OM00005171 | Plant #21270 | North Utility Yard at Empire St. | NA | NA | NA | 490 | 240VAC | 300kW | Diesel | 3 | DNA | DNA | \Classifications\Building System Class\D50-Electrical SYS\D5090 - Elec SYS\Emergency Generator - GEN | 1018197
48-A3 | 48-A3 Old Solano Courthouse | 48-A3-D3020-100-HET02 | Heater Water Expansion Tank (Dearator)- HET02 | Wessels | CRN L9699.5C L35 | HD.099 2:1 SH.107 | OM00032250 |  | Boiler Room 032 | NA | NA | NA | NA | NA | NA | NA | NA | NA | NA | \Classifications\Building System Class\D30-HVAC Systems\D3020 - Heat SYS\Heater Water Expansion Tank - HET | 1018199
48-A3 | 48-A3 Old Solano Courthouse | 48-A3-D2022-260-HWG01 | Water Heater, Domestic, Gas - HWG01 | State | 1342M001648 | SUF100199NE 100 Item #9281056001 | OM00032248 |  | Boiler Room 032 | NA | NA | NA | NA | 120 | 5A | Gas | 1 | 199,900 | NA | \Classifications\Building System Class\D20-Plumbing\D2020 - Domestic Water\Domestic Water Heater, Gas - HWG | 1018201
48-A3 | 48-A3 Old Solano Courthouse | 48-A3-D2023-310-HWP01 | Pump, Domestic Hot Water Circulating - HWP02 | Bell and Gosset | 1BL003LF J31 | PL-36B | OM00032254 |  | Boiler Room 032 | NA | NA | NA | NA | 115 | 2.1A | Electric | 1 | NA | NA | \Classifications\Building System Class\D20-Plumbing\D2020 - Domestic Water\Domestic Hot Water Circulating Pump - HWP | 1018202
48-A3 | 48-A3 Old Solano Courthouse | 48-A3-D5011-240-TRN02 | Electrical, Transformer - TRN02 | GE | 1M0325655 | 9T83B3819G51 | OM00032102 |  | North Utility Yard at Empire St. | NA | NA | NA | NA | 240D-208Y | 400kVA | Electric | 3 | NA | NA | \Classifications\Building System Class\D50-Electrical SYS\D5010 - Elec Service & Dist\Transformer - TRN | 1018208
48-A3 | 48-A3 Old Solano Courthouse | 48-A3-D5010-234-ATS01 | Automatic Transfer Switch - ATS01 | ASCO | NA | J7ATB C3 150 C5XM | OM00032103 |  | North Utility Yard at Empire St. | NA | NA | NA | NA | 208VAC | 150A | Electric | 3 | NA | NA | \Classifications\Building System Class\D50-Electrical SYS\D5010 - Elec Service & Dist\Automatic Transfer Switch - ATS | 1018182
48-A3 | 48-A3 Old Solano Courthouse | 48-A3-D5010-234-ATS02 | Automatic Transfer Switch - ATS02 | ASCO | NA | J7ATB C3 150 C5XM | OM00032104 |  | North Utility Yard at Empire St. | NA | NA | NA | NA | 208VAC | 600A | Electric | 3 | NA | NA | \Classifications\Building System Class\D50-Electrical SYS\D5010 - Elec Service & Dist\Automatic Transfer Switch - ATS | 1018183
48-A3 | 48-A3 Old Solano Courthouse | 48-A3-D2023-100-CTY01 | Backflow Preventer - BFP01 | Watts | 13931 | LF009M2QT | OM00032242 |  | South Sidewalk at Texas St. | NA | NA | NA | NA | NA | NA | NA | NA | NA | NA | \Classifications\Building System Class\D20-Plumbing\D2020 - Domestic Water\Backflow Preventer - BFP | 1018184
48-A3 | 48-A3 Old Solano Courthouse | 48-A3-D2023-100-CTY02 | Backflow Preventer - BFP02 | Wilkins-Zurn | 3664695 | 975 XL2 | OM00032243 |  | North Sidewal at Empire St. Adjacent to Fire OS&Y Valves | NA | NA | NA | NA | NA | NA | NA | NA | NA | NA | \Classifications\Building System Class\D20-Plumbing\D2020 - Domestic Water\Backflow Preventer - BFP | 1018185
48-A3 | 48-A3 Old Solano Courthouse | 48-A3-D2023-100-CTY03 | Backflow Preventer - BFP03 | Febco | N13050806657 | 856 DCDA | OM00032107 |  | North Sidewalk at Empire st. adjacent to Driveway | NA | NA | NA | NA | NA | NA | NA | NA | NA | NA | \Classifications\Building System Class\D20-Plumbing\D2020 - Domestic Water\Backflow Preventer - BFP | 1018186
48-A3 | 48-A3 Old Solano Courthouse | 48-A3-D2023-100-BFP05 | Backflow Preventer - BFP05 | Watts | 022593RP | LF009M2QT | OM00032244 |  | Boiler Room | NA | NA | NA | NA | NA | NA | NA | NA | NA | NA | \Classifications\Building System Class\D20-Plumbing\D2020 - Domestic Water\Backflow Preventer - BFP | 1018188
48-A3 | 48-A3 Old Solano Courthouse | 48-A3-D3021-130-BLR02 | Boiler, Hot Water, Oil/Gas/Comb. - BLR02 | Hydrotherm | 12155 CRN#M1500-5C | KN6 (2013) | OM00032246 |  | Boiler Room | NA | NA | NA | NA | 120 | 6A | Gas | 1 | 600000 | 510000 | \Classifications\Building System Class\D30-HVAC Systems\D3020 - Heat SYS\Boiler,Hot Water,Oil/Gas/Comb. - BLR | 1018190
48-A3 | 48-A3 Old Solano Courthouse | 48-A3-D5036-200-CSY01 | Clock Systems - CSY01 | American Time | 00116D050113 | ASQMSTR-00X2E | OM00005163 |  | IDR Room 227 | NA | NA | NA | NA | 120 | DNA | Electric | 1 | NA | NA | \Classifications\Building System Class\D50-Electrical SYS\D5030 - Comm & Security\Clock Systems - CSY | 1018191
48-A3 | 48-A3 Old Solano Courthouse | 48-A3-D5037-710-FAP01 | Fire Alarm Panel - FAP01 | Honeywell Notifier | NA | NFS-320 | OM00032256 |  | FACP Room 029 | NA | NA | NA | NA | 115 | NA | Electric | 1 | NA | NA | \Classifications\Building System Class\D50-Electrical SYS\D5030 - Comm & Security\Fire Alarm Panel - FAP | 1018192
48-A3 | 48-A3 Old Solano Courthouse | 48-A3-D3040-120-FCU01 | Fan Coil Unit - FCU01 | Mitsubishi | 34M00306 | PKFY-P24NKMU-E2 | OM00019676 |  | Main Electrical Room 028 | NA | NA | R-410A | NA | 208 | 15 | NA | 1 | 24000 | NA | \Classifications\Building System Class\D30-HVAC Systems\D3040 - Distribution SYS\Fan Coil Unit - FCU | 1018193
48-A3 | 48-A3 Old Solano Courthouse | 48-A3-D3040-120-FCU02 | Fan Coil Unit - FCU02 | Mitsubishi | 34M00304 | PKFY-P24NKMU-E2 | OM00032229 |  | FACP Room 029 | NA | NA | R-410A | NA | 208 | 15 | NA | 1 | 24000 | NA | \Classifications\Building System Class\D30-HVAC Systems\D3040 - Distribution SYS\Fan Coil Unit - FCU | 1018194
48-A3 | 48-A3 Old Solano Courthouse | 48-A3-D3040-120-FCU04 | Fan Coil Unit - FCU04 | Mitsubishi | 32M00295 | PKFY-P24NKMU-E2 | OM00019678 |  | IDF Room 113 | NA | NA | R-410A | NA | 208 | 15 | NA | 1 | 24000 | NA | \Classifications\Building System Class\D30-HVAC Systems\D3040 - Distribution SYS\Fan Coil Unit - FCU | 1018196
48-A3 | 48-A3 Old Solano Courthouse | 48-A3-D3020-100-HET01 | Heater Water Expansion Tank (Dearator)- HET01 | Wessels | 13-4230 | 271551 Size:12c | OM00032251 |  | Boiler Room 032 | NA | NA | NA | NA | NA | NA | NA | NA | NA | NA | \Classifications\Building System Class\D30-HVAC Systems\D3020 - Heat SYS\Heater Water Expansion Tank - HET | 1018198
48-A3 | 48-A3 Old Solano Courthouse | 48-A3-D3020-100-HET03 | Heater Water Expansion Tank (Dearator)- HET03 | Lochinvar | J13J00256398 | RVU120 | OM00032249 |  | Boiler Room 032 | NA | NA | NA | NA | NA | NA | NA | NA | NA | NA | \Classifications\Building System Class\D30-HVAC Systems\D3020 - Heat SYS\Heater Water Expansion Tank - HET | 1018200
48-A3 | 48-A3 Old Solano Courthouse | 48-A3-G2023-150-PEG01 | Security Parking Gate - PEG01 | HY Security | SL15-1427-585 | Slide Smart DC15 | OM00032110 |  | NW Corner of Parking Lot | NA | NA | NA | NA | 120 | 3A | Electric | 1 | NA | NA | \Classifications\Building System Class\G20-Other Systems\G2020 - Parking Lots\Secured Parking Gate - PEG | 1018203
48-A3 | 48-A3 Old Solano Courthouse | 48-A3-D3044-125-PHW01 | Pump, Hot Water - PHW01 | Bell and Gosset | PH013178 | 1510 1.25AC 6.5BF | OM00032252 |  | Boiler Room 032 | NA | NA | NA | NA | 208 | 4.5A | Electric | 3 | NA | NA | \Classifications\Building System Class\D30-HVAC Systems\D3040 - Distribution SYS\Hot Water Pump - PHW | 1018204
48-A3 | 48-A3 Old Solano Courthouse | 48-A3-D5010-200-ESD03 | Electrical, Switchboard, under 560 volts - SBR01 | GE | 17822238D-2 | 47512400 | OM00005170 |  | Main Electrical Room | NA | NA | NA | NA | 208 | 1600A | Electric | 3 | NA | NA | \Classifications\Building System Class\D50-Electrical SYS\D5010 - Elec Service & Dist\Electical Service and Distribution - ESD | 1018205
48-A3 | 48-A3 Old Solano Courthouse | 48-A3-D5010-200-ESD02 | Electrical, Switchboard, under 560 volts - SBR02 | GE | NA | NA | OM00032105 |  | Exterior | NA | NA | NA | NA | 208 | 600A | Electric | 3 | NA | NA | \Classifications\Building System Class\D50-Electrical SYS\D5010 - Elec Service & Dist\Electical Service and Distribution - ESD | 1018206
48-A3 | 48-A3 Old Solano Courthouse | 48-A3-D5011-240-TRN01 | Electrical, Transformer - TRN01 | Cooper Power Systems | 0001FP11XKFA | CP1450001247 | OM00005172 |  | North Utility Yard at Empire St. | NA | NA | NA | NA | 12kV-208Y | 750kVA | Electric | 3 | NA | NA | \Classifications\Building System Class\D50-Electrical SYS\D5010 - Elec Service & Dist\Transformer - TRN | 1018207
48-A3 | 48-A3 Old Solano Courthouse | 48-A3-D3041-110-AHU01 | Air Handling Unit - AHU01 | Alliance Air Products | 1977AHU1 | 2 SB-64.6-AS-PF-EC-FF-H -DX-PF-CU/Job:1312-1977 | OM00032481 |  | Roof | NA | See Notes | R-410A | SF: 40 RF: 25 | 208 | 110A | Electric | 3 | NA | NA | \Classifications\Building System Class\D30-HVAC Systems\D3040 - Distribution SYS\Air Handling Unit - AHU | 1018389
48-A3 | 48-A3 Old Solano Courthouse | 48-A3-D3031-210-CDR01 | Condenser, Air Cooled CDR01 | Mitsubishi Electric | 3YW00775 | PUHY-P72TKMU-A | OM00032474 |  | Roof | NA | NA | R-410A |  | 208/230 | DNA | Electric | 3 | NA | NA | \Classifications\Building System Class\D30-HVAC Systems\D3030 - Cooling SYS\Condensing Unit, Air Cooled - CDR | 1018390
48-A3 | 48-A3 Old Solano Courthouse | 48-A3-D3031-210-CDR02 | Condenser, Air Cooled CDR02 | Mitsubishi Electric | 3YW00776 | PUHY-P72TKMU-A | OM00032475 |  | Roof | NA | NA | R-410A |  | 208/230 |  | Electric | 3 | NA | NA | \Classifications\Building System Class\D30-HVAC Systems\D3030 - Cooling SYS\Condensing Unit, Air Cooled - CDR | 1018391
48-A3 | 48-A3 Old Solano Courthouse | 48-A3-B2033-120-DOR02 | Door, Automatic Sliding - DOH02 |  |  |  | OM00032523 |  | 1st Floor | NA | NA | NA | NA | 120 |  | Electric | 1 | NA | NA | \Classifications\Building System Class\B20-General Building Exterior\B2030 - Exterior Doors\Door,Automatic-Sliding,Revolving - DOR | 1018394
48-A3 | 48-A3 Old Solano Courthouse | 48-A3-D3031-210-CDR03 | AHU 1 Condensing unit- Air Cooled CDR03 | Carrier | 0514Q80119 | 38APD0805JA1C020 | OM00032473 |  | Roof | NA | NA | R-410A | NA | 208 | Compresors: RLA: 55.8A Each, LRA: 340A Fans: 1.4HP, FLA 6A each Qty 5 | Electric | 3 | NA | NA | \Classifications\Building System Class\D30-HVAC Systems\D3030 - Cooling SYS\Condensing Unit, Air Cooled - CDR | 1018392
48-A3 | 48-A3 Old Solano Courthouse | 48-A3-B2033-120-DOR01 | Door, Automatic Sliding - DOH01 |  |  |  | OM00032522 |  | 1st Floor | NA | NA | NA | NA | 120 |  | Electric | 1 | NA | NA | \Classifications\Building System Class\B20-General Building Exterior\B2030 - Exterior Doors\Door,Automatic-Sliding,Revolving - DOR | 1018393
48-A3 | 48-A3 Old Solano Courthouse | 48-A3-D3042-220-EFN01 | Fan, Exhaust - EFN01 | Soler & Palau USA Ventilation Systems | Serial # Obscured. Order:B128235 WO:460493 | SQB10 | OM00032111 |  | Ceiling above counter in 010; Serves Restroom 011 | NA | NA | NA | 1/2 | 115 |  | Electric | 1 | NA | NA | \Classifications\Building System Class\D30-HVAC Systems\D3040 - Distribution SYS\Supply/Exhaust/Return fans- FAN | 1018395
48-A3 | 48-A3 Old Solano Courthouse | 48-A3-D3042-220-EFN02 | Fan, Exhaust - EFN02 | Soler & Palau USA Ventilation Systems | 100134335 | SQB08 | OM00032112 |  | Mens Restroom Ceiling 031 | NA | NA | NA | 1/4 | 115 |  | Electric | 1 | NA | NA | \Classifications\Building System Class\D30-HVAC Systems\D3040 - Distribution SYS\Supply/Exhaust/Return fans- FAN | 1018396
48-A3 | 48-A3 Old Solano Courthouse | 48-A3-D3042-220-EFN06 | Fan, Exhaust - EFN06 | Soler & Palau USA Ventilation Systems | 100134338 | RED06 | OM00032479 |  | Roof | NA | NA | NA | 1/10 | 115 |  | Electric | 1 | NA | NA | \Classifications\Building System Class\D30-HVAC Systems\D3040 - Distribution SYS\Supply/Exhaust/Return fans- FAN | 1018400
48-A3 | 48-A3 Old Solano Courthouse | 48-A3-D3042-220-EFN07 | Fan, Exhaust - EFN07 | NA | NA | NA | OM00032480 |  | Roof | NA | NA | NA |  | 115 |  | Electric | 1 | NA | NA | \Classifications\Building System Class\D30-HVAC Systems\D3040 - Distribution SYS\Supply/Exhaust/Return fans- FAN | 1018401
48-A3 | 48-A3 Old Solano Courthouse | 48-A3-D1010-100-ELE01 | Elevator,Electric,Pass/Freight - ELE01 | Kone | 20359526 | KCM831 Traction-Hoistway Machine | OM00005166 | State ID# 167309 | Elevator Control Room 016 | NA | NA | NA | NA | 208 | DNA | Electric | 3 | NA | NA | \Classifications\Building System Class\D10-Conveyance Systems\D1010 - Elevator\Elevator,Electric,Pass/Freight - ELE | 1018402
48-A3 | 48-A3 Old Solano Courthouse | 48-A3-D1010-100-ELE02 | Elevator,Electric,Pass/Freight - ELE02 | Kone | 20359527 | KCM831 Traction-Hoistway Machine | OM00005167 | State ID# 167310 | Elevator Control Room 016 | NA | NA | NA | NA | 208 | 60A | Electric | 3 | NA | NA | \Classifications\Building System Class\D10-Conveyance Systems\D1010 - Elevator\Elevator,Electric,Pass/Freight - ELE | 1018403
48-A3 | 48-A3 Old Solano Courthouse | 48-A3-D3040-120-FCU05 | Fan Coil Unit - FCU05 | Mitsubishi | 32M 00295 | PKFY-P24NKMU-E2 | OM00019678 |  | IDF Room 113 | NA | NA | R-410A | NA | 208 | 15A | Electric | 1 | NA | NA | \Classifications\Building System Class\D30-HVAC Systems\D3040 - Distribution SYS\Fan Coil Unit - FCU | 1018405
48-A3 | 48-A3 Old Solano Courthouse | 48-A3-D1010-100-ELE03 | Elevator,Electric,Pass/Freight - ELE03 | Kone | NA | KCM831 Traction-Hoistway Machine | OM00005168 | State ID# 167311 | Elevator Control Room 016 | NA | NA | NA | NA | 208 | 60a | Electric | 3 | NA | NA | \Classifications\Building System Class\D10-Conveyance Systems\D1010 - Elevator\Elevator,Electric,Pass/Freight - ELE | 1018404
48-A3 | 48-A3 Old Solano Courthouse | 48-A3-D3040-120-FCU06 | Fan Coil Unit - FCU06 | Mitsubishi | 32M 00312 | PKFY-P24NKMU-E2 | OM00019679 |  | IDF Room 227 | NA | NA | R-410A | NA | 208 | 15A | Electric | 1 | NA | NA | \Classifications\Building System Class\D30-HVAC Systems\D3040 - Distribution SYS\Fan Coil Unit - FCU | 1018406
48-A3 | 48-A3 Old Solano Courthouse | 48-A3-D4031-100-FEX14 | Fire Extinguishers - FEX14 | NA | NA | 5lb ABC Rated Fire Extinguisher | OM00032524 |  | Floors G, 1, 2 | NA | NA | NA | NA | NA | NA | NA | NA | NA | NA | \Classifications\Building System Class\D40-Fire Protection SYS\D4030 - FIRE SPEC\Fire Extinguisher - FEX | 1018407
48-A3 | 48-A3 Old Solano Courthouse | 48-A3-D5010-200-ESD01 | Main Electrical Switchgear - MCE01 | GE | Job #17822238E-1 | 47512400 | OM00032106 |  | Exterior- North Utility Yard @ Empire St. | NA | NA | NA | NA | 208VAC | 200A | Electric | 3 | NA | NA | \Classifications\Building System Class\D50-Electrical SYS\D5010 - Elec Service & Dist\Electical Service and Distribution - ESD | 1018412
48-A3 | 48-A3 Old Solano Courthouse | 48-A3-D3020-100-HET04 | Heating Water Expansion tank - HET04 | Caleffi | NA | Discal | OM00032247 |  | Boiler Room | NA | NA | NA | NA | NA |  | NA |  | NA | NA | \Classifications\Building System Class\D30-HVAC Systems\D3020 - Heat SYS\Heater Water Expansion Tank - HET | 1018408
48-A3 | 48-A3 Old Solano Courthouse | 48-A3-G2049-300-HSC01 | Hardscaping - HSC01 | NA | NA | NA | OM00032529 |  | Exterior | NA | NA | NA | NA | NA |  | NA |  | NA | NA | \Classifications\Building System Class\G20-Other Systems\G2040 - Site Development\Hardscape - HSC | 1018409
48-A3 | 48-A3 Old Solano Courthouse | 48-A3-G2050-200-LSC01 | Landscaping - LSC01 | Various | NA | NA | OM00032528 |  | Exterior | NA | NA | NA | NA | NA |  | NA |  | NA | NA | \Classifications\Building System Class\G20-Other Systems\G2050 - Landscaping\Landscaping - LSC | 1018411
48-A3 | 48-A3 Old Solano Courthouse | 48-A3-D3044-125-PHW02 | Pump, Hot Water - PHW02 | Bell and Gosset | PH013178-A | 1510 1.25AC 6.5BF | OM00032253 |  | Boiler Room 032 | NA | NA | NA | 0002 | 208VAC | 4.5A | Electric | 3 | NA | NA | \Classifications\Building System Class\D30-HVAC Systems\D3040 - Distribution SYS\Hot Water Pump - PHW | 1018413
48-A3 | 48-A3 Old Solano Courthouse | 48-A3-D2040-100-PSU02 | Pump, Sump - PSU02 | HOMA | NA | AMX334-155/2,9T/C | OM00032483 |  | Exterior- East side of building at parking lot | NA | NA | NA | NA | 208VAC |  | Electric | 3 | NA | NA | \Classifications\Building System Class\D20-Plumbing\D2040 - Rain Drain\Sump Pump - PSU | 1018415
48-A3 | 48-A3 Old Solano Courthouse | 48-A3-B3010-100-RUF01 | Roof - RUF01 | NA | NA | Built up, with cap sheet | OM00032530 |  | Roof | NA | NA | NA | NA | NA |  | NA |  | NA | NA | \Classifications\Building System Class\B30-Roofing\B3010 - Roof Types\Roof - RUF | 1018416
48-A3 | 48-A3 Old Solano Courthouse | 48-A3-D1013-310-WCL01 | Lift, Wheelchair Lift - WCL01 | Garaventa | 58605 | Express-II | OM00005165 | State ID# 167297 | Courtroom 2 | NA | NA | NA | NA | 208VAC |  | Electric | 1 | NA | NA | \Classifications\Building System Class\D10-Conveyance Systems\D1010 - Elevator\Wheelchair Lift - WCL | 1018417
48-A3 | 48-A3 Old Solano Courthouse | 48-A3-D2040-100-PSU01 | Pump, Sump - PSU01 | HOMA | NA | AMX334-155/2,9T/C | OM00032482 |  | Exterior- East side of building at parking lot | NA | NA | NA | NA | 208VAC |  | Electric | 3 | NA | NA | \Classifications\Building System Class\D20-Plumbing\D2040 - Rain Drain\Sump Pump - PSU | 1018414
48-A3 | 48-A3 Old Solano Courthouse | 48-A3-D5092-250-EML124 | Emergency and Exit Lights EML124 |  |  |  | OM00032527 |  | All |  |  |  |  | 120VAC |  |  | 1 |  |  | \Classifications\Building System Class\D50-Electrical SYS\D5090 - Elec SYS\Emergency And Exit Lighting - EML | 1018495
48-A3 | 48-A3 Old Solano Courthouse | 48-A3-D5092-250-ELT56 | Exterior Lighting ELT56 |  |  |  | OM00032526 |  | Exterior | [10 empty] | \Classifications\Building System Class\D50-Electrical SYS\D5090 - Elec SYS\Exterior Lighting - ELT | 1018496
48-A3 | 48-A3 Old Solano Courthouse | 48-A3-D3068-100-BAS01 | Building Automation System BAS01 | NA |  | NA | OM00032534 |  | Basement 25 | NA | NA | NA |  | 115 |  | Electric | 1 |  |  | \Classifications\Building System Class\D30-HVAC Systems\D3060 - Control & Inst Air\Building Automation System - BAS | 1018696
48-A3 | 48-A3 Old Solano Courthouse | 48-A3-B2033-120-DOR03 | Automatic Door DOR03 |  |  |  | OM00032533 |  | "Ground floor ADA elevator lobby entrance" | NA | NA | NA |  | 120 |  | Electric | 1 |  |  | \Classifications\Building System Class\B20-General Building Exterior\B2030 - Exterior Doors\Door,Automatic-Sliding,Revolving - DOR | 1018697
48-A3 | 48-A3 Old Solano Courthouse | 48-A3-B2033-120-DOR04 | Automatic Door DOR04 |  |  |  | OM00032532 |  | Secure corridor | NA | NA | NA |  | 120 |  | Electric | 1 |  |  | \Classifications\Building System Class\B20-General Building Exterior\B2030 - Exterior Doors\Door,Automatic-Sliding,Revolving - DOR | 1018698
48-A3 | 48-A3 Old Solano Courthouse | 48-A3-B2033-120-DOR05 | Automatic Door DOR05 |  |  |  | OM00032535 |  | "Secure corridor- Jury Deliberation 222 to chambers 218" | NA | NA | NA |  | 120 |  | Electric | 1 |  |  | \Classifications\Building System Class\B20-General Building Exterior\B2030 - Exterior Doors\Door,Automatic-Sliding,Revolving - DOR | 1018699
48-A3 | 48-A3 Old Solano Courthouse | 48-A3-D4010-150-FMS01 | System Extinguishing,Wet Pipe - FMS01 | Westates Mechanical | NA | NA | OM00032525 |  | Basement | NA | NA | NA | NA | NA | NA | NA | NA | NA | NA | \Classifications\Building System Class\D40-Fire Protection SYS\D4010 - Sprinkler SYS\Fire Systems, stand pipes - FMS | 1019262
48-B1 | 48-B1 Solano Justice Building | 48-B1-D4031-100-FEX18 | Fire Extinguisher - FEX18 | Amerex | RP-476149 | B456 | OM00019771 |  | Whole bldg | NA | NA | NA | NA | NA | NA | NA | NA | NA | NA | \Classifications\Building System Class\D40-Fire Protection SYS\D4030 - FIRE SPEC\Fire Extinguisher - FEX | EQ-1007116
48-B1 | 48-B1 Solano Justice Building | 48-B1-B2010-100-BLD01 | Building Structure | NA | NA | NA | OM00032444 | NA | NA | NA | NA | NA | NA | NA | NA | NA | NA | NA | NA | \Classifications\Building System Class\B20-General Building Exterior\B2010 - Exterior Walls\Building - BLD | EQ-1007392
48-B1 | 48-B1 Solano Justice Building | 48-B1-D1013-310-WCL01 | Wheelchair Lift - WCL01 | Access Industries | NA | Porch-Lift Vertical Platform Lift | OM00001425 | NA | 321 Tuolome - Courtroom 205 | NA | NA | NA | DNA | 110 | DNA | Electric | 1 | NA | NA | \Classifications\Building System Class\D10-Conveyance Systems\D1010 - Elevator\Wheelchair Lift - WCL | 1009045
48-B1 | 48-B1 Solano Justice Building | 48-B1-D5092-250-EML32 | Emergency And Exit Lighting - EML32 | Lithonia | NA | NA | OM00001426 | NA | Throughout | NA | NA | NA | NA | 110 | DNA | Electric | 1 | NA | NA | \Classifications\Building System Class\D50-Electrical SYS\D5090 - Elec SYS\Emergency And Exit Lighting - EML | 1009046
48-B1 | 48-B1 Solano Justice Building | 48-B1-D4094-450-SFM01 | System,Extinguishing, Novec - SFM01 | Fenwall | NA | Fenwal 732 / 06-231866-949 | OM00000256 | NA | Evidence Locker | NA | NA | NA | NA | 120 | 3.2 | Electric | 1 | NA | NA | \Classifications\Building System Class\D40-Fire Protection SYS\D4090 - Other Fire Protection Systems\Fire Suppression, Gaseous - SFM | 1009804
48-B1 | 48-B1 Solano Justice Building | 48-B1-C1020-110-FRD01 | Rolling Counter Fire Door FRD01 | Cornell Iron Works | J-2011-119434-008 | ERC-10 | OM00032233 |  | Window 1 | NA | NA | NA | 1/3 | 120VAC | DNA | Electric | 1 | NA | NA | \Classifications\Building System Class\C10-General Building Interior\C1020 - Fire Doors\Fire Doors - FRD | 1017749
48-B1 | 48-B1 Solano Justice Building | 48-B1-C1020-110-FRD03 | Fire Curtain - FRD03 (Window) | Cornell Iron Works | J-2011-119434-006 | ERC-10 | OM00032235 |  | Window 3 | NA | NA | NA | 1/3 | 120VAC | DNA |  | 1 | NA | NA | \Classifications\Building System Class\C10-General Building Interior\C1020 - Fire Doors\Fire Doors - FRD | 1017751
48-B1 | 48-B1 Solano Justice Building | 48-B1-C1020-110-FRD05 | Fire Curtain - FRD05 (Window) | Cornell Iron Works | J-2011-119434-004 | ERC-10 | OM00032237 |  | Window 5 | NA | NA | NA | 1/3 | NA | 120VAC | Electric | 1 | NA | NA | \Classifications\Building System Class\C10-General Building Interior\C1020 - Fire Doors\Fire Doors - FRD | 1017753
48-B1 | 48-B1 Solano Justice Building | 48-B1-C1020-110-FRD06 | Fire Curtain - FRD06 (Window) | Cornell Iron Works | J-2011-119434-003 | ERC-10 | OM00032238 |  | Window 6 | NA | NA | NA | 1/3 | 120VAC | DNA | Electric | 1 | NA | NA | \Classifications\Building System Class\C10-General Building Interior\C1020 - Fire Doors\Fire Doors - FRD | 1017754
48-B1 | 48-B1 Solano Justice Building | 48-B1-C1020-110-FRD02 | Fire Curtain - FRD02 (Window) | Cornell Iron Works | J-2011-119434-007 | ERC-10 | OM00032234 |  | Window 2 | NA | NA | NA | 1/3 | 120VAC | DNA | Electric | 1 | NA | NA | \Classifications\Building System Class\C10-General Building Interior\C1020 - Fire Doors\Fire Doors - FRD | 1017750
48-B1 | 48-B1 Solano Justice Building | 48-B1-C1020-110-FRD04 | Fire Curtain - FRD04 (Window) | Cornell Iron Works | J-2011-119434-005 | ERC-10 | OM00032236 |  | Window 4 | NA | NA | NA | 1/3 | 120VAC | DNA | Electric | 1 | NA | NA | \Classifications\Building System Class\C10-General Building Interior\C1020 - Fire Doors\Fire Doors - FRD | 1017752
48-B1 | 48-B1 Solano Justice Building | 48-B1-C1020-110-FRD07 | Fire Curtain - FRD07 (Window) | Cornell Iron Works | J-2011-119434-002 | ERC-10 | OM00032239 |  | Window 7 | NA | NA | NA | 1/3 | 120VAC | DNA | Electric | 1 | NA | NA | \Classifications\Building System Class\C10-General Building Interior\C1020 - Fire Doors\Fire Doors - FRD | 1017755
48-B1 | 48-B1 Solano Justice Building | 48-B1-C1020-110-FRD08 | Fire Curtain - FRD08 (Window) | Cornell Iron Works | J-2011-119434-001 | ERC-10 | OM00032240 |  | Window 8 | NA |  | NA | 1/3 | 120VAC | DNA | Electric | 1 | NA | NA | \Classifications\Building System Class\C10-General Building Interior\C1020 - Fire Doors\Fire Doors - FRD | 1017756
48-B1 | 48-B1 Solano Justice Building | 48-B1-D3050-250-ACU02 | Split Unit Air Conditioner ACU02 | Fujitsu | Evap: GDA 022910 Cond: GND022459 | Evap: ASU24CL 1 Condenser: AOU24CL 1 | OM00032538 |  | Court IT room | NA | NA | R-410A | NA | 208 | 10.5 | Electric | 1 | 24000 |  | \Classifications\Building System Class\D30-HVAC Systems\D3050 - Package SYS\Air Conditioning,Split System - ACU | 1018921
48-B1 | 48-B1 Solano Justice Building | 48-B1-D4010-150-FMS01 | FMS & FAP system belongs to County - our fire doors not tested when County tests their assets | NA | NA | NA | NA |  |  | NA | NA | NA | NA | NA | NA | NA | NA | NA | NA | \Classifications\Building System Class\D40-Fire Protection SYS\D4010 - Sprinkler SYS\Fire Systems, stand pipes - FMS | 1021638
48-C1 | 48-C1 Solano Superior Court Storage | 48-C1-D4031-100-CTY18 | Fire Extinguisher - CTY18 | Buckeye Fire Company | G-553640 | 5 HI SA40 | OM00019773 | DNA | Throughout | NA | NA | NA | NA | NA | NA | NA | NA | NA | DNA | \Classifications\Building System Class\D40-Fire Protection SYS\D4030 - FIRE SPEC\Fire Extinguisher - FEX | EQ-1007590
48-C1 | 48-C1 Solano Superior Court Storage | 48-C1-D5092-250-EML02 | Emergency And Exit Lighting - EML02 | Lithonia | NA | NA | OM00001430 | NA | Throughout | NA | NA | NA | NA | 110 | DNA | Electric | 1 | NA | NA | \Classifications\Building System Class\D50-Electrical SYS\D5090 - Elec SYS\Emergency And Exit Lighting - EML | 1009048
49-A1 | 49-A1 Hall of Justice_ | 49-A1-D2018-100-DKF01 | Water Fountain | Haws | D6720C | HW58 | OM00018270 |  | Next to fire hose Judges Chambers | NA | NA | R-12 | 6.1 | 115 | DNA | ELECTRIC | DNA | NA | NA | \Classifications\Building System Class\D20-Plumbing\D2010 - Plumb Fix\Drink Fountain (Refr Indvl Wtrcooler) - DKF | EQ-1004669
49-A1 | 49-A1 Hall of Justice_ | 49-A1-D3050-250-ACU01 | Air Conditioning,Split System - ACU01 | Bryant | 2002x11800 | 538AEX060000B | OM00018266 |  | It Server Room Exterior Enclosure | NA | NA | R-22 | 0.1 | 460 | 8 | ELECTRIC | 3 | NA | NA | \Classifications\Building System Class\D30-HVAC Systems\D3050 - Package SYS\Air Conditioning,Split System - ACU | EQ-1004870
49-A1 | 49-A1 Hall of Justice_ | 49-A1-D3050-250-ACU02 | Air Conditioning,Split System - ACU02 | Trane | E21202499 | TTD748B100A0 | OM00018268 |  | It Server Room Exterior | NA | NA | R-22 | 0.2 | 200/230 | 2.4 | ELECTRIC | 1 | NA | NA | \Classifications\Building System Class\D30-HVAC Systems\D3050 - Package SYS\Air Conditioning,Split System - ACU | EQ-1004871
49-A1 | 49-A1 Hall of Justice_ | 49-A1-D3040-120-FCU01 | Fan Coil Unit - FCU01 | Data Aire | 2002-2730-A | DACU-1334 | OM00018265 | DNA | It Server Room Floor 1 | B36 -(x2) | 20x24x4-(2) | NA | 5 | 460 | 6.6 | ELECTRIC | 3 | NA | NA | \Classifications\Building System Class\D30-HVAC Systems\D3040 - Distribution SYS\Fan Coil Unit - FCU | EQ-1004874
49-A1 | 49-A1 Hall of Justice_ | 49-A1-D3040-120-CTY02 | Evap. Coil | Racco | 3102A58553 | FB4ANF060 | OM00018267 |  | IT server room | NA | 20x20x2 | R-22 | 0.75 | 208/230 | 5.4 | ELECTRIC | 1 | NA | NA | \Classifications\Building System Class\D30-HVAC Systems\D3040 - Distribution SYS\Fan Coil Unit - FCU | EQ-1004875
49-A1 | 49-A1 Hall of Justice_ | 49-A1-D3040-120-CTY03 | Evap. To Trane Condenser | Trane | E3758599B | TWH048B140A0 | OM00018269 |  | IT server room ceiling | NA | (1) 20x25x1 | R-22 | 0.5 | 208/230 | 4.2 | ELECTRIC | 1 | DNA | DNA | \Classifications\Building System Class\D30-HVAC Systems\D3040 - Distribution SYS\Fan Coil Unit - FCU | EQ-1004876
49-A1 | 49-A1 Hall of Justice_ | 49-A1-D4031-100-FEX45 | Fire Extinguisher - FEX45 | General | NA | TCP-5JH ABC | OM00043794 | OM00018271 | Multiple | NA | NA | NA | NA | NA | NA | NA | NA | NA | NA | \Classifications\Building System Class\D40-Fire Protection SYS\D4030 - FIRE SPEC\Fire Extinguisher - FEX | EQ-1005049
49-A1 | 49-A1 Hall of Justice_ | 49-A1-D4024-100-FHS02 | Other Stand Pipe and Hose Systems-FHS02 | DNA | DNA | DNA | OM00018274 | NA | Floor 2 | NA | NA | NA | NA | NA | NA | NA | NA | NA | NA | \Classifications\Building System Class\D40-Fire Protection SYS\D4020 - Stand Pipe\Other Stand Pipe Hose Systems - FHS | EQ-1005944
49-A1 | 49-A1 Hall of Justice_ | 49-A1-D5092-250-EML70 | Emergency And Exit Lighting - EML70 | Lithonia | NA | NA | OM00043793 | OM00018272 | Throughout Bldg | NA | NA | NA | NA | 110 | DNA | Electric | 1 | NA | NA | \Classifications\Building System Class\D50-Electrical SYS\D5090 - Elec SYS\Emergency And Exit Lighting - EML | EQ-1005946
49-A1 | 49-A1 Hall of Justice_ | 49-A1-B2010-100-BLD01 | Building Structure | NA | NA | NA | OM00043792 | OM00032446 | NA | NA | NA | NA | NA | NA | NA | NA | NA | NA | NA | \Classifications\Building System Class\B20-General Building Exterior\B2010 - Exterior Walls\Building - BLD | EQ-1007393
49-A1 | 49-A1 Hall of Justice | 49-A1-D4094-450-SFM01 | System,Extinguishing,FM200 - SFM01 | Notifier | DNA | AFP-400 | OM00020249 | DNA | COURT TECH SERVICES / COMPUTER ROOM | NA | NA | NA | NA | 110 | DNA | Electric | 1 | NA | NA | \Classifications\Building System Class\D40-Fire Protection SYS\D4090 - Other Fire Protection Systems\Fire Suppression, Gaseous - SFM | 1009900
49-A1 | 49-A1 Hall of Justice | 49-A1-D1013-310-WCL01 | Wheelchair Lift - WCL1 | Haldex | 7349682 | C6C17FZ29C | OM00020256 | Permit RISK RVW | 243 |  |  |  | 0.5 | 110 | 8.8 | Electric | 1 | NA | NA | \Classifications\Building System Class\D10-Conveyance Systems\D1010 - Elevator\Wheelchair Lift - WCL | 1014735
49-A1 | 49-A1 Hall of Justice | 49-A1-D2022-100-HWE01 | Point of Source Water Heater-6 Gal | Rheem | RR030211257 | EG5P6 | OM00032463 |  | Above Ceiling | NA | NA | NA | NA | 208 | 14 | NA | 1 | NA | NA | \Classifications\Building System Class\D20-Plumbing\D2020 - Domestic Water\Domestic Water Heater, Electric - HWE | 1019325
49-A1 | 49-A1 Hall of Justice | 49-A1-D2022-100-HWE02 | Point of Source Water Heater-5 Gal | AO SMITH | SB9032080 | DSE 5-3 | OM00032464 |  | Chambers Bathrom Above Ceiling | NA | NA | NA | NA | 208 | 14 | NA | 1 | NA | NA | \Classifications\Building System Class\D20-Plumbing\D2020 - Domestic Water\Domestic Water Heater, Electric - HWE | 1019326
49-A1 | 49-A1 Hall of Justice | 49-A1-D2022-100-HWE03 | Point of Source Water Heater 2.7 Gal | Ariston | 3605428351402 | GL2-55 | OM00032462 |  | Womans Bathroom Staff, Under Sink | NA | NA | NA | NA | 120 | 12 | NA | 1 | NA | NA | \Classifications\Building System Class\D20-Plumbing\D2020 - Domestic Water\Domestic Water Heater, Electric - HWE | 1019327
49-A1 | 49-A1 Hall of Justice | 49-A1-D2022-100-HWE04 | Point of Source Water Heater 205 Gal | Ariston | 021223 | GL-2.5 | OM00032461 |  |  | NA | NA | NA | NA | 120 | 12 | NA | 1 | NA | NA | \Classifications\Building System Class\D20-Plumbing\D2020 - Domestic Water\Domestic Water Heater, Electric - HWE | 1019328
49-A2 | 49-A2 Main Adult Detention Facility | 49-A2-D4031-100-FEX02 | FIRE EXTINGUISHER 1 | NA | NA | TCP-5LH | OM00043791 |  | Floor 1 Throughout | NA | NA | NA | NA | NA | NA | NA | NA | NA | NA | \Classifications\Building System Class\D40-Fire Protection SYS\D4030 - FIRE SPEC\Fire Extinguisher - FEX | 1008025
49-A2 | 49-A2 Main Adult Detention Facility | 49-A2-D5092-250-EML08 | Emergency And Exit Lighting - EML08 | Lithonia | NA | NA | OM00043790 |  | Throughout | NA | NA | NA | NA | 110 | DNA | Electric | 1 | NA | NA | \Classifications\Building System Class\D50-Electrical SYS\D5090 - Elec SYS\Emergency And Exit Lighting - EML | 1008244
49-A2 | 49-A2 Main Adult Detention Facility | 49-A2-B2010-100-BLD01 | Building |  |  |  | OM00043789 | [12 empty] | \Classifications\Building System Class\B20-General Building Exterior\B2010 - Exterior Walls\Building - BLD | 1011699
49-B1 | 49-B1 Empire Annex | 49-B1-B2010-100-CTY01 | Building - Landlord/Lease | NA | NA | NA | NA | Permit ID# 08879 | NA | NA | NA | NA | NA | NA | NA | NA | NA | NA | NA | \Classifications\Building System Class\B20-General Building Exterior\B2010 - Exterior Walls\Building - BLD | 1018492
49-B2 | 49-B2 3055 Cleveland Avenue | 49-B2-D4031-100-FEX14 | Fire Extinguisher - FEX14 | Amerex | ZX226536 | B500 | OM00043808 |  | Throughout | NA | NA | NA | NA | NA | NA | NA | NA | NA | NA | \Classifications\Building System Class\D40-Fire Protection SYS\D4030 - FIRE SPEC\Fire Extinguisher - FEX | EQ-1007591
49-B2 | 49-B2 3055 Cleveland Avenue | 49-B2-D1010-100-ELE01 | Elevator,Hydraulic,Pass/Freight - ELE01 | Otis | 47890852 | ABA21241U | OM00043787 | State ID# 148409 | Southeast Quadrant Floor 1 | NA | NA | NA | 25 | 208 | 82 | Electric | 3 | NA | NA | \Classifications\Building System Class\D10-Conveyance Systems\D1010 - Elevator\Elevator,Hydraulic,Pass/Freight - ELE | EQ-1007592
49-B2 | 49-B2 3055 Cleveland Avenue | 49-B2-D5092-250-EML140 | Emergency And Exit Lighting - EML140 | Lithonia | NA | NA | OM00043807 |  | Throughout BUILDING | NA | NA | NA | NA | 110 | DNA | Electric | 1 | NA | NA | \Classifications\Building System Class\D50-Electrical SYS\D5090 - Elec SYS\Emergency And Exit Lighting - EML | EQ-1007593
49-B2 | 49-B2 3055 Cleveland Avenue | 49-B2-D1091-100-DMW01 | Dumbwaiter,Electric - DMW01 | Matot | 126379 | 100 | OM00043788 | State ID# 148410¦ Dumb Waiter #1 | Floor 2 | NA | NA | NA | 3 | 208 | 9 | Electric | 3 | NA | NA | \Classifications\Building System Class\D10-Conveyance Systems\D1090 - Other Conveyance Systems\Dumbwaiter - DMW | EQ-1007594
49-B2 | 49-B2 3055 Cleveland Avenue | 49-B2-D4094-450-SFM01 | System,Extinguishing,FM200 - SFM01 | Notifier | 2009 H8858 | IN-14817 | OM00043785 | DNA | IT Server Room | NA | NA | NA | NA | NA | NA | NA | NA | NA | NA | \Classifications\Building System Class\D40-Fire Protection SYS\D4090 - Other Fire Protection Systems\Fire Suppression, Gaseous - SFM | 1008242
49-B2 | 49-B2 3055 Cleveland Avenue | 49-B2-D3050-250-ACU01 | Air Conditioning,Split System - ACU01 | Liebert | 0840N175010 | PFH096A-YL3 8 Toms | OM00043786 |  | Roof | B-52 | 20x25x2-(2) [OR 16x20x2-(2)] | R-22 | DNA | 208/230 | 35.6 | Electric | 3 | NA | NA | \Classifications\Building System Class\D30-HVAC Systems\D3050 - Package SYS\Air Conditioning,Split System - ACU | 1008243
49-B2 | 49-B2 3055 Cleveland Avenue | 49-B2-D3041-160-FDP02 | Fire Dampers - FDP02 | DNA | DNA | DNA | OM00001395 | DNA | IT Server Room | NA | NA | NA | NA | DNA | DNA | Electric | 1 | NA | NA | \Classifications\Building System Class\D30-HVAC Systems\D3040 - Distribution SYS\Fire Dampers - FDP | 1010288
49-B2 | 49-B2 3055 Cleveland Avenue | 49-B2-B2010-100-BLD01 | Building - Leased | NA | NA | NA | OM00043806 | [12 empty] | \Classifications\Building System Class\B20-General Building Exterior\B2010 - Exterior Walls\Building - BLD | 1016528
49-D2 | 49-D2 Juvenile Justice Center | 49-D2-D4031-100-FEX02 | Fire Extinguisher - FEX02 | General | NA | TCP5LH | OM00043881 | OM00032694 | Throughout Bldg | NA | NA | NA | NA | NA | NA | NA | NA | NA | NA | \Classifications\Building System Class\D40-Fire Protection SYS\D4030 - FIRE SPEC\Fire Extinguisher - FEX | EQ-1005947
49-D2 | 49-D2 Juvenile Justice Center | 49-D2-D5092-250-EML12 | Emergency And Exit Lighting - EML12 | Lithonia | NA | NA | OM00043796 |  | Throughout Bldg | NA | NA | NA | NA | 110 | DNA | Electric | 1 | NA | NA | \Classifications\Building System Class\D50-Electrical SYS\D5090 - Elec SYS\Emergency And Exit Lighting - EML | EQ-1005948
49-D2 | 49-D2 Juvenile Justice Center | 49-D2-B2010-100-BLD01 | Building Structure | NA | NA | NA | OM00043795 | OM00032697 | NA | NA | NA | NA | NA | NA | NA | NA | NA | NA | NA | \Classifications\Building System Class\B20-General Building Exterior\B2010 - Exterior Walls\Building - BLD | EQ-1007394
49-D2 | 49-D2 Juvenile Justice Center | 49-D2-D1091-100-DMW01 | Lift, Dumbwaiter DMW01 | Waupaca Elev Co. Inc. | 011-01-2637 | PW300 | OM00005203 | State ID# 139169 | Secure Hall | NA | NA | NA | NA | NA | NA | NA | NA | NA | NA | \Classifications\Building System Class\D10-Conveyance Systems\D1090 - Other Conveyance Systems\Dumbwaiter - DMW | 1017298
49-D2 | 49-D2 Juvenile Justice Center | 49-D2-D3050-250-ACU01 | HVAC Split System | Carrier | 5203830429 | 40QNB012300 | OM00005204 |  | IT Closet under stairs | DNA | NA | R-22 | 1/4 | 208-230 | 15 | Electric | 1 |  |  | \Classifications\Building System Class\D30-HVAC Systems\D3050 - Package SYS\Air Conditioning,Split System - ACU | 1018820
50-A1 | 50-A1 Modesto Main Courthouse | 50-A1-D1010-100-ELE03 | (Modesto Main public car) State ID# 033568 | MONTGOMERY | C12878 | 210 E | OM00003927 | State ID# 033568¦ Pass | Lower lever of the South Penthouse by the roof access | NA | NA | NA | DNA | DNA | DNA | NA | DNA | NA | NA | \Classifications\Building System Class\D10-Conveyance Systems\D1010 - Elevator\Elevator,Hydraulic,Pass/Freight - ELE | EQ-1004348
50-A1 | 50-A1 Modesto Main Courthouse | 50-A1-D1013-310-WCL01 | (wheel chair lift) State ID# 126493 | National Wheelo Vator Co. | 13380 | PCDE42 | OM00003700 | State ID# 126493 ¦ Wheel Chair Lift | By the Main Elevator - between the second floor elevator lobby and court floor | NA | NA | NA | DNA | 115 | 12 | NA | 1 | NA | NA | \Classifications\Building System Class\D10-Conveyance Systems\D1010 - Elevator\Wheelchair Lift - WCL | EQ-1004349
50-A1 | 50-A1 Modesto Main Courthouse | 50-A1-D2030-410-PMS01 | Sewage ejector Pump # 1 | Chicago Pump Co. | DNA | F5959 | OM00034252 |  | Boiler Room | NA | NA | NA | DNA | DNA | DNA | NA | DNA | NA | NA | \Classifications\Building System Class\D20-Plumbing\D2030 - Sani Waste\Sewage Ejector Pump - PMS | EQ-1004353
50-A1 | 50-A1 Modesto Main Courthouse | 50-A1-D2030-410-PMS02 | Sewage ejector Pump # 2 | Chigaco Pump Co. | DNA | F5959 | OM00034253 |  | Boiler Room | NA | NA | NA | DNA | DNA | DNA | NA | DNA | NA | NA | \Classifications\Building System Class\D20-Plumbing\D2030 - Sani Waste\Sewage Ejector Pump - PMS | EQ-1004354
50-A1 | 50-A1 Modesto Main Courthouse | 50-A1-D2030-410-PMS03 | Sewage ejector Pump # 3 | Chicago Pump | 4057BIG3-354 | F5959 | OM00003906 |  | Boiler Room | NA | NA | NA | DNA | DNA | DNA | NA | DNA | NA | NA | \Classifications\Building System Class\D20-Plumbing\D2030 - Sani Waste\Sewage Ejector Pump - PMS | EQ-1004355
50-A1 | 50-A1 Modesto Main Courthouse | 50-A1-D2030-410-PMS04 | Sewage ejector Pump # 4 | Chicago pump | 4044M4G2-254 | F 5959 | OM00003907 |  | Boiler Room | NA | NA | NA | DNA | DNA | DNA | NA | DNA | NA | NA | \Classifications\Building System Class\D20-Plumbing\D2030 - Sani Waste\Sewage Ejector Pump - PMS | EQ-1004356
50-A1 | 50-A1 Modesto Main Courthouse | 50-A1-D3021-130-BLR01 | Boiler 2 | Rite Engineering | 30014 | 250WG | OM00003257 | Boiler # 1 | County Jail - Boiler Room | NA | NA | NA | 1 | 230 & 120 | NA | Natural Gas | 1pH, 60hZ | 2,500,000 | 2,000,000 | \Classifications\Building System Class\D30-HVAC Systems\D3020 - Heat SYS\Boiler,Hot Water,Oil/Gas/Comb. - BLR | EQ-1004358
50-A1 | 50-A1 Modesto Main Courthouse | 50-A1-D3021-130-BLR02 | Boiler 1 | Rite Engineering | 30015 | 250WG | OM00003256 | Boiler # 2 | County Jail - Boiler Room | NA | NA | NA | 1 HP | 230 & 120 | 16.0 | Natural Gas | 1 Ph, 60 Hz | 2,500,000 | 2,000,000 | \Classifications\Building System Class\D30-HVAC Systems\D3020 - Heat SYS\Boiler,Hot Water,Oil/Gas/Comb. - BLR | EQ-1004359
50-A1 | 50-A1 Modesto Main Courthouse | 50-A1-D3030-110-CTW01 | Cooling Tower CTW01 | Baltimore Aircoil | 93200478 | VTI-307-0CR | OM00003258 |  | S Wing - Upper Roof | B144 / B158 | NA | NA | NA | DNA | DNA | NA | DNA | NA | NA | \Classifications\Building System Class\D30-HVAC Systems\D3030 - Cooling SYS\Cooling Tower - CTW | EQ-1004364
50-A1 | 50-A1 Modesto Main Courthouse | 50-A1-D3031-140-CLR01 | Chiller CLR01 | Carrier | 1093J05737 | 30HR140-F500 | OM00003264 | Chiller # 1 | E Wall | NA | NA | R-22 | NA | 208/230 | 241 - 350 max | NA | 3 Ph, 60 Hz | NA | NA | \Classifications\Building System Class\D30-HVAC Systems\D3030 - Cooling SYS\Chiller, Air Cooled - CLR | EQ-1004365
50-A1 | 50-A1 Modesto Main Courthouse | 50-A1-D3031-140-CLR02 | Chiller CLR02 | Carrier | 1493J05878 | 30HR160-F500 | OM00003265 | Chiller # 2 | E Wall of S. Penthouse Upper Level | NA | NA | R-22 | NA | 208/230 | 284 - 400 max | NA | 3 Ph, 60 Hz | NA | NA | \Classifications\Building System Class\D30-HVAC Systems\D3030 - Cooling SYS\Chiller, Air Cooled - CLR | EQ-1004366
50-A1 | 50-A1 Modesto Main Courthouse | 50-A1-D3031-100-PCH03 | Booster Pump # 1 | DNA | DNA | DNA | OM00034419 |  | South Penthouse Upper Level | NA | NA | NA | DNA | DNA | DNA | NA | DNA | NA | NA | \Classifications\Building System Class\D30-HVAC Systems\D3030 - Cooling SYS\Chilled Water Pump - PCH | EQ-1004368
50-A1 | 50-A1 Modesto Main Courthouse | 50-A1-D3031-100-PCH04 | Booster Pump # 2 | Coker | 00-62483-B | 2000 | OM00034420 |  | South Penthouse Upper Level | NA | NA | NA | DNA | DNA | DNA | NA | DNA | NA | NA | \Classifications\Building System Class\D30-HVAC Systems\D3030 - Cooling SYS\Chilled Water Pump - PCH | EQ-1004369
50-A1 | 50-A1 Modesto Main Courthouse | 50-A1-D3042-220-EFN01 | Exhaust Fan (aluminum cover) | Carnes | DNA | BE16A1 | OM00003697 |  | Roof | DNA | DNA | DNA | DNA | DNA | DNA | NA | DNA | NA | NA | \Classifications\Building System Class\D30-HVAC Systems\D3040 - Distribution SYS\Supply/Exhaust/Return fans- FAN | EQ-1004370
50-A1 | 50-A1 Modesto Main Courthouse | 50-A1-D3042-220-EFN02 | Exhaust Fan (aluminum cover) | Carnes | DNA | BE16A2 | OM00003698 |  | NW Corner of Roof | DNA | DNA | DNA | DNA | DNA | DNA | NA | DNA | NA | NA | \Classifications\Building System Class\D30-HVAC Systems\D3040 - Distribution SYS\Supply/Exhaust/Return fans- FAN | EQ-1004371
50-A1 | 50-A1 Modesto Main Courthouse | 50-A1-D3042-220-EFN03 | Exhaust Fan (aluminum cover) | Carnes | 4596 | BE273 | OM00003699 |  | upper level rooftop | DNA | DNA | DNA | DNA | DNA | DNA | NA | DNA | NA | NA | \Classifications\Building System Class\D30-HVAC Systems\D3040 - Distribution SYS\Supply/Exhaust/Return fans- FAN | EQ-1004372
50-A1 | 50-A1 Modesto Main Courthouse | 50-A1-D3042-220-EFN04 | Exhaust Fan FAN04 | American Blower | 250-11 | American HS Fan | OM00003267 | EF - 1 | SE Corner of South Penthouse Upper Level | DNA | DNA | DNA | DNA | DNA | DNA | NA | DNA | NA | NA | \Classifications\Building System Class\D30-HVAC Systems\D3040 - Distribution SYS\Supply/Exhaust/Return fans- FAN | EQ-1004373
50-A1 | 50-A1 Modesto Main Courthouse | 50-A1-D3050-210-PKU01 | Package Unit PKU01 | Carrier | 3802G51172 | 50JS-024---301-- | OM00003259 |  | South Penthouse Wall at Roof | Direct Drive | (2) 12X20X1 | R-22 | Indoor Mtr - 1/8 hp Outdoor Mtr - 1/8 hp | 208/230 | 25 | Electric | 3 Ph, 60Hz | 8,000 | 24,000 | \Classifications\Building System Class\D30-HVAC Systems\D3050 - Package SYS\Package Unit - PKU | EQ-1004374
50-A1 | 50-A1 Modesto Main Courthouse | 50-A1-D3090-114-CMP01 | Air Compressor CMP01 | Quincy | 5018174 | FF240 | OM00003266 | State ID# A033039-91 ¦ 91945F | SW Corner of South Penthouse Upper Level | (4) - Bx64 | 19 P element | NA | 3 HP | 200 | 9.8 | NA | 3 Ph, 60Hz | NA | NA | \Classifications\Building System Class\D30-HVAC Systems\D3090 - Other HVAC Systems and Equipment\Air Compressor - CMP | EQ-1004375
50-A1 | 50-A1 Modesto Main Courthouse | 50-A1-D5092-250-EML29 | Emergency Exit Lights | Lithonia | NA | ELM 2 | OM00034430 | OM00003704 | Throughout | NA | NA | NA | NA | DNA | DNA | NA | DNA | NA | NA | \Classifications\Building System Class\D50-Electrical SYS\D5090 - Elec SYS\Emergency And Exit Lighting - EML | EQ-1004380
50-A1 | 50-A1 Modesto Main Courthouse | 50-A1-D4031-100-FEX20 | Portable, Hand Held, Fire Extinguisher FEX20 | NA | NA | NA | OM00034429 | OM00003937 | all floors | NA | NA | NA | NA | NA | NA | NA | NA | NA | NA | \Classifications\Building System Class\D40-Fire Protection SYS\D4030 - FIRE SPEC\Fire Extinguisher - FEX | EQ-1004602
50-A1 | 50-A1 Modesto Main Courthouse | 50-A1-B2010-100-BLD01 | Building Structure | NA | NA | NA | OM00034435 | OM00003939 | NA | NA | NA | NA | NA | NA | NA | NA | NA | NA | NA | \Classifications\Building System Class\B20-General Building Exterior\B2010 - Exterior Walls\Building - BLD | EQ-1007395
50-A1 | 50-A1 Modesto Main Courthouse | 50-A1-B3010-100-RUF01 | Roofing Systems | NA | NA | NA | OM00034434 |  | NA | NA | NA | NA | NA | NA | NA | NA | NA | NA | NA | \Classifications\Building System Class\B30-Roofing\B3010 - Roof Types\Roof - RUF | EQ-1007572
50-A1 | 50-A1 Modesto Main Courthouse | 50-A1-D3041-110-AHU01 | Air Handling Unit - AHU01 | BUILT IN PLACE | NA | NA | OM00000169 | Unit #1 | SOUTH PENTHOUSE/LOWER LEVEL | B-180 | 24X24X2 | NA | 20HP/25HP | 208 | 70 AMPS | ELECTRIC | 3 | NA | NA | \Classifications\Building System Class\D30-HVAC Systems\D3040 - Distribution SYS\Air Handling Unit - AHU | 1008512
50-A1 | 50-A1 Modesto Main Courthouse | 50-A1-D3041-110-AHU02 | Air Handling Unit - AHU02 | BUILT IN PLACE | NA | NA | OM00000170 | Unit #2 | SOUTH PENTHOUSE HIGHER LEVEL | B-180 | DNA | NA | 20/HP/25HP | 208 | 70 AMPS | ELECTRIC | 3 | NA | NA | \Classifications\Building System Class\D30-HVAC Systems\D3040 - Distribution SYS\Air Handling Unit - AHU | 1008513
50-A1 | 50-A1 Modesto Main Courthouse | 50-A1-D1010-100-CTY05 | Elevator - (1115 H Street - Jail) | DNA | DNA | DNA | DNA | State ID# 030125¦ Pass | (1115 H Street - Jail) Transport of in-custody persons - central holding tunnel that connects to the court | NA | NA | NA | DNA | DNA | DNA | NA | DNA | NA |  | \Classifications\Building System Class\D10-Conveyance Systems\D1010 - Elevator\Elevator,Electric,Pass/Freight - ELE | 1010089
50-A1 | 50-A1 Modesto Main Courthouse | 50-A1-D1010-100-ELE04 | (Tunnel/inmate car) State ID# 033577 | Reuland | 13-13-00A-1 | A000 | OM00039995 | State ID# 033577 ¦ Permit in notes and documents | 1115 H Steet (Jail) | NA | NA | NA | DNA | DNA | DNA | NA | DNA | NA | NA | \Classifications\Building System Class\D10-Conveyance Systems\D1010 - Elevator\Elevator,Hydraulic,Pass/Freight - ELE | 1010090
50-A1 | 50-A1 Modesto Main Courthouse | 50-A1-D4010-150-FMS01 | Fire Sprinkler System FMS01 | Reliable | DNA | B1 | OM00003938 |  | On the South Side of the building by the courtrooms on 1st Flr. | [7 empty] | DNA |  |  | \Classifications\Building System Class\D40-Fire Protection SYS\D4010 - Sprinkler SYS\Fire Systems, stand pipes - FMS | 1010343
50-A1 | 50-A1 Modesto Main Courthouse | 50-A1-B2033-120-DOR01 | Auto sliding doors | Glidor | 04419 | SLM | OM00039050 | OM00039080 | Main Exit | NA | NA | NA | DNA | 110 | DNA | electrical | DNA |  |  | \Classifications\Building System Class\B20-General Building Exterior\B2030 - Exterior Doors\Door,Automatic-Sliding,Revolving - DOR | 1012480
50-A1 | 50-A1 Modesto Main Courthouse | 50-A1-D2017-100-SHW01 | EYE Wash | Bradley | NA | NA | OM00034440 |  | South Penthouse Lower Level Chiller Area | NA | NA | NA | NA | NA | NA | NA | NA | NA | NA | \Classifications\Building System Class\D20-Plumbing\D2010 - Plumb Fix\Showers - SHW | 1012481
50-A1 | 50-A1 Modesto Main Courthouse | 50-A1-D3031-100-PCH02 | Condenser pump for cooling tower | Coker | 10-19376 | 2000 | OM00034362 |  | South Penthouse Upper Level | NA | NA | NA | 10 | DNA | DNA | DNA | DNA |  |  | \Classifications\Building System Class\D30-HVAC Systems\D3030 - Cooling SYS\Chilled Water Pump - PCH | 1012484
50-A1 | 50-A1 Modesto Main Courthouse | 50-A1-D3041-210-SFN01 | Supply Fans for Courts | American Blower | DNA | 537 | OM00034438 |  | South Penthouse Upper Level | BX210 | NA | NA | 30 | 480 | DNA | Electrical | 3 | DNA | DNA | \Classifications\Building System Class\D30-HVAC Systems\D3040 - Distribution SYS\Supply/Exhaust/Return fans- FAN | 1012485
50-A1 | 50-A1 Modesto Main Courthouse | 50-A1-D3041-210-SFN02 | Supply Fans for Offices | American Blower | 53757 | 486 | OM00034436 |  | South Penthouse Upper Level | B180 | NA | NA | 20 | 220 | DNA | Electrical | DNA | DNA | DNA | \Classifications\Building System Class\D30-HVAC Systems\D3040 - Distribution SYS\Supply/Exhaust/Return fans- FAN | 1012486
50-A1 | 50-A1 Modesto Main Courthouse | 50-A1-D3041-230-RFN02 | Return Air for Offices | American Blower | 436-55 | 486 | OM00034437 |  | South Penthouse Upper Level | BP173 | NA | NA | DNA | DNA | DNA | Electrical | DNA | DNA | DNA | \Classifications\Building System Class\D30-HVAC Systems\D3040 - Distribution SYS\Supply/Exhaust/Return fans- FAN | 1012487
50-A1 | 50-A1 Modesto Main Courthouse | 50-A1-D3041-230-RFN01 | Return Fan for Courts | American Blower | DNA | 537 | OM00034439 |  | South Penthouse Upper Level | BX210 | NA | NA | 20 | 480 | DNA | Electrical | 3 | DNA | DNA | \Classifications\Building System Class\D30-HVAC Systems\D3040 - Distribution SYS\Supply/Exhaust/Return fans- FAN | 1012488
50-A1 | 50-A1 Modesto Main Courthouse | 50-A1-D3068-100-BAS01 | Building Automation System | NOVAR | DNA | DNA | OM00039048 |  | Maint Office | NA | NA | NA | DNA | DNA | DNA | Electrical | DNA | NA | NA | \Classifications\Building System Class\D30-HVAC Systems\D3060 - Control & Inst Air\Building Automation System - BAS | 1012489
50-A1 | 50-A1 Modesto Main Courthouse | 50-A1-D3090-220-CMD01 | Air Dryer | Hankison | 0305A-1-9106-726N | 8015 | OM00034358 |  | South Penthouse Upper Level | NA | NA | R-12 | DNA | DNA | DNA | Electric | DNA | NA | NA | \Classifications\Building System Class\D30-HVAC Systems\D3090 - Other HVAC Systems and Equipment\Compressed Air Dryer - CMD | 1012490
50-A1 | 50-A1 Modesto Main Courthouse | 50-A1-D5010-110-MCC01 | Motor Control Center | Siemens | 19-26543-01 | FCI | OM00034365 |  | South Penthouse Upper Level | NA | NA | NA | NA | 460 | 650 | Electrical | 3 | NA | NA | \Classifications\Building System Class\D50-Electrical SYS\D5010 - Elec Service & Dist\Chiller Room Electrical Panel - MCC | 1012491
50-A1 | 50-A1 Modesto Main Courthouse | 50-A1-D5010-200-ESD01 | Switch board | Square D | NA | 54947 | OM00034364 |  | South Penthouse Upper Level | NA | NA | NA | DNA | DNA | DNA | DNA | DNA | NA | NA | \Classifications\Building System Class\D50-Electrical SYS\D5010 - Elec Service & Dist\Electical Service and Distribution - ESD | 1012492
50-A1 | 50-A1 Modesto Main Courthouse | 50-A1-G2050-200-LSC01 | Exterior Landscape | NA | NA | NA | OM00034432 |  | Exterior Landscape | NA | NA | NA | NA | NA | NA | NA | NA | NA | NA | \Classifications\Building System Class\G20-Other Systems\G2050 - Landscaping\Landscaping - LSC | 1012494
50-A1 | 50-A1 Modesto Main Courthouse | 50-A1-D5092-250-ELT07 | Exterior Lighting | MULTIPLE | MULTIPLE | MULTIPLE | OM00034431 |  | Exterior Lighting Throughout | NA | NA | NA | DNA | DNA | DNA | Electrical | DNA | NA | NA | \Classifications\Building System Class\D50-Electrical SYS\D5090 - Elec SYS\Exterior Lighting - ELT | 1012495
50-A1 | 50-A1 Modesto Main Courthouse | 50-A1-D3020-100-HET01 | expansion tank for boilers | non ledgeable | DNA | DNA | OM00034370 |  | boiler room above restroom | DNA | DNA | DNA | DNA | DNA | DNA | NA | DNA | DNA | DNA | \Classifications\Building System Class\D30-HVAC Systems\D3020 - Heat SYS\Heater Water Expansion Tank - HET | 1012500
50-A1 | 50-A1 Modesto Main Courthouse | 50-A1-D2090-230-WIP01 | Chemical Feed Pump (2 pump system) | LMI | 960819267 | T131-199 | OM00034360 |  | 3rd Floor, Penthouse Mechanical Room | NA | NA | NA | NA | 110 | NA | Electric | 1 | NA | NA | \Classifications\Building System Class\D20-Plumbing\D2090 - Other Plumbing SYS\Water Treatment Inhibitor Pump - WIP | 1015374
50-A1 | 50-A1 Modesto Main Courthouse | 50-A1-G2049-300-HSC01 | Hardscape | NA | NA | NA | OM00034433 |  | Exterior -Grounds | NA | NA | NA | NA | NA | NA | NA | NA | NA | NA | \Classifications\Building System Class\G20-Other Systems\G2040 - Site Development\Hardscape - HSC | 1015375
50-A1 | 50-A1 Modesto Main Courthouse | 50-A1-D2023-100-BFP05 | Boiler Backflow Preventer | Febco | J000656 | 825Y | OM00034251 | ID# 3 last test SN J000658 | 1st Floor Boiler Room | [10 empty] | \Classifications\Building System Class\D20-Plumbing\D2020 - Domestic Water\Backflow Preventer - BFP | 1015382
50-A1 | 50-A1 Modesto Main Courthouse | 50-A1-D2023-310-WBS01 | Circulating Pump #1 | Bell & Gossett | HP000547 | 803X75875BF | OM00034249 |  | Boiler Room, 1st Floor | [10 empty] | \Classifications\Building System Class\D20-Plumbing\D2020 - Domestic Water\Domestic Water Booster System - WBS | 1015383
50-A1 | 50-A1 Modesto Main Courthouse | 50-A1-D2023-310-WBS02 | Circulating Pump #2 | Bell & Gossett | HP000548 | 803X75875BF | OM00034250 |  | Boiler Room, 1st Floor | [10 empty] | \Classifications\Building System Class\D20-Plumbing\D2020 - Domestic Water\Domestic Water Booster System - WBS | 1015384
50-A1 | 50-A1 Modesto Main Courthouse | 50-A1-D3031-100-PCH05 | Condenser pump for cooling tower | Weinman | 13-3433 | 5L7 | OM00039994 | NA | South Penthouse Upper Level | NA | NA | NA | 10 | 460 | DNA | Electric |  | NA | NA | \Classifications\Building System Class\D30-HVAC Systems\D3030 - Cooling SYS\Chilled Water Pump - PCH | 1016869
50-A1 | 50-A1 Modesto Main Courthouse | 50-A1-D3044-125-PHW05 | Hot Water Circulation Pump | Grundfos | PC-9914 | 52722342 | OM00039944 | NA | Boiler Room | NA | NA | NA | DNA | 115 | 1.7 | Electric | 1 | NA | NA | \Classifications\Building System Class\D30-HVAC Systems\D3040 - Distribution SYS\Hot Water Pump - PHW | 1017174
50-A1 | 50-A1 Modesto Main Courthouse | 50-A1-D2023-100-BFP07 | Landscape Backflow Preventer | Wilkins | 3173963 | 950XL DC 3/4" | OM00039942 | ID#: 3 | Secure Parking Area | NA | NA | NA | NA | NA | NA | NA | NA | NA | NA | \Classifications\Building System Class\D20-Plumbing\D2020 - Domestic Water\Backflow Preventer - BFP | 1017176
50-A1 | 50-A1 Modesto Main Courthouse | 50-A1-B2033-120-DOR02 | ADA Swinging Front Entrance Door | Selects 85"" | NA | NA | OM00039049 |  | Main Entrance Front ADA Entry Door | NA | NA | NA | NA | NA | NA | Electric | NA | NA | NA | \Classifications\Building System Class\B20-General Building Exterior\B2030 - Exterior Doors\Door,Automatic-Sliding,Revolving - DOR | 1017634
50-A1 | 50-A1 Modesto Main Courthouse | 50-A1-D2022-260-HWG02 | Domestic Water Heater, Gas | A.O. smith | 1446M002576 | BTL 199 200 | OM00037425 | OM00003944 | Basement Boiler Room | NA | NA | NA | NA | 120 | 5 | Gas | 1 | 199,000 | NA | \Classifications\Building System Class\D20-Plumbing\D2020 - Domestic Water\Domestic Water Heater, Gas - HWG | 1018976
50-A1 | 50-A1 Modesto Main Courthouse | 50-A1-D2023-100-BFP09 | Domestic Backflow | Wilkens | X35456 | 375 | OM00034323 | ID#: 4 | Basement Jail Boiler Room at Ceiling | NA | NA | NA | NA | NA | NA | NA | NA | NA | NA | \Classifications\Building System Class\D20-Plumbing\D2020 - Domestic Water\Backflow Preventer - BFP | 1020519
50-A1 | 50-A1 Modesto Main Courthouse | 50-A1-D2023-100-BFP08 | County Landscaping Backflow Preventer | Wilkens | 402219 | 720 | OM00034324 | ID#: 2 | Grounds North Lawn Planter Bed | NA | NA | NA | NA | NA | NA | NA | NA | NA | NA | \Classifications\Building System Class\D20-Plumbing\D2020 - Domestic Water\Backflow Preventer - BFP | 1020518
50-A1 | 50-A1 Modesto Main Courthouse | 50-A1-D3044-125-PHW06 | Boiler Pump # 1 | Paco | 16-46895 | 20709 | OM00034325 | OM00003945 | Basement at Jail in Boiler Room | NA | NA | NA | 7.5 | 230 | 17.2/8.6 | Electric | 3 | NA | NA | \Classifications\Building System Class\D30-HVAC Systems\D3040 - Distribution SYS\Hot Water Pump - PHW | 1021372
50-A1 | 50-A1 Modesto Main Courthouse | 50-A1-D3044-125-PHW07 | Boiler Pump # 2 | Weinman | 16-47342 A | 3L4-00P14 | OM00034326 | OM00003946 | Basement at Jail in Boiler Room | [10 empty] | \Classifications\Building System Class\D30-HVAC Systems\D3040 - Distribution SYS\Hot Water Pump - PHW | 1021373
50-A1 | 50-A1 Modesto Main Courthouse | 50-A1-D3044-125-PHW08 | Boiler Pump # 3 | Weinman | 16-47342 B | 3L4-00P14 | OM00034327 | OM00003947 | Basement at Jail in Boiler Room | NA | NA | NA | 7.5 | 230 | 19/19.5 | Electric | 3 | NA | NA | \Classifications\Building System Class\D30-HVAC Systems\D3040 - Distribution SYS\Hot Water Pump - PHW | 1021374
50-A1 | 50-A1 Modesto Main Courthouse | 50-A1-D3050-250-ACU02 | AC | FUJITSU | FTA014270 (outdoor | AOU36RLXB (outdoor unit) / ASU36RLXB(indoor unit) | OM00034102 | OM00003260 | ROOF | DNA | DNA | R-410A | DNA | 1 | 30 | Electric | 1 | NA | NA | \Classifications\Building System Class\D30-HVAC Systems\D3050 - Package SYS\Air Conditioning,Split System - ACU | 1021731
50-A2 | 50-A2 Hall of Records | 50-A2-D3090-114-CMP01 | Air Compressor CMP01 | Quincy | 5093515 | MQC03006SA | OM00003270 | State ID# A002614-04 ¦ 625935 | Near DA Penthouse - East Wall | (1) B57 | NA | NA | NA | DNA | 300 | Electric | 3 | NA | NA | \Classifications\Building System Class\D30-HVAC Systems\D3090 - Other HVAC Systems and Equipment\Air Compressor - CMP | EQ-1004381
50-A2 | 50-A2 Hall of Records | 50-A2-D3041-110-AHU01 | Air Handler AHU01 | Carrier Built in place | NA | 39BA-060D25 | OM00034237 | OM00000171 | East Penthouse Main Air Handler Unit | (1) A51 (4) B154 (3) BX70 | (20) 24x24x2 Pre Filters | NA | DNA | DNA | DNA | Electric | DNA | DNA | DNA | \Classifications\Building System Class\D30-HVAC Systems\D3040 - Distribution SYS\Air Handling Unit - AHU | EQ-1004382
50-A2 | 50-A2 Hall of Records | 50-A2-D3041-110-AHU02 | Air Handler AHU02 | Carrier | 774370493 | 39ED21 | OM00003274 |  | 3 Flr. HVAC Room | (3) BX48 | (5) 24x24x2 Pre Filters (5) 24x24x10 Bag Filters | NA | DNA | DNA | DNA | Electric | DNA | DNA | DNA | \Classifications\Building System Class\D30-HVAC Systems\D3040 - Distribution SYS\Air Handling Unit - AHU | EQ-1004383
50-A2 | 50-A2 Hall of Records | 50-A2-D3041-110-AHU03 | Air Handler AHU03 | TRANE | K98C20874 | MCCA008HCE0DOB | OM00034244 |  | Dept. 15 | (1) BX55 | (2) 20x25x4 | NA | DNA | DNA | DNA | Nat Gas | DNA | DNA | DNA | \Classifications\Building System Class\D30-HVAC Systems\D3040 - Distribution SYS\Air Handling Unit - AHU | EQ-1004384
50-A2 | 50-A2 Hall of Records | 50-A2-D3044-125-PHW01 | Booster Pump PHW01 | bell and gossett | 77591 | 2-AA43 | OM00034421 |  | Mechanical Room East Penthouse 5th Flr. | NA | NA | NA | DNA | DNA | DNA | NA | DNA | NA | NA | \Classifications\Building System Class\D30-HVAC Systems\D3040 - Distribution SYS\Hot Water Pump - PHW | EQ-1004385
50-A2 | 50-A2 Hall of Records | 50-A2-D3044-125-PHW02 | Chilled Water Pump - PCH02 | bell and gossett | JSE422-87 | MJM1M5418T | OM00034422 |  | 3rd floor | NA | NA | NA | DNA | DNA | DNA | NA | DNA | NA | NA | \Classifications\Building System Class\D30-HVAC Systems\D3040 - Distribution SYS\Hot Water Pump - PHW | EQ-1004386
50-A2 | 50-A2 Hall of Records | 50-A2-D3044-125-PHW03 | Hot Water Pump - PCH03 | bell and gossett | 1.17E+08 | 56B17D11008AP | OM00034423 |  | 1st floor dept. 15 | NA | NA | NA | DNA | DNA | DNA | NA | DNA | NA | NA | \Classifications\Building System Class\D30-HVAC Systems\D3040 - Distribution SYS\Hot Water Pump - PHW | EQ-1004387
50-A2 | 50-A2 Hall of Records | 50-A2-D3050-250-ACU03 | Split System | Liebert | 0627C88290 | DCSF104-P | OM00003261 | AC # 2 | North Roof | DNA | DNA | R-22 | PSC MOTOR - 0.75 Hp | 200/230 | 15 max fuse | NA | 1 Ph, 60 Hz | NA | NA | \Classifications\Building System Class\D30-HVAC Systems\D3050 - Package SYS\Air Conditioning,Split System - ACU | EQ-1004391
50-A2 | 50-A2 Hall of Records | 50-A2-D3050-250-ACU02 | Split System | Liebert | 0627C88289 | DCSF104-P | OM00003263 | AC # 1 | North Roof | DNA | DNA | R-22 | PSC Motor 0.75 Hp | 208/230 | 15 Max Fuse | NA | 1Ph, 60Hz | NA | NA | \Classifications\Building System Class\D30-HVAC Systems\D3050 - Package SYS\Air Conditioning,Split System - ACU | EQ-1004392
50-A2 | 50-A2 Hall of Records | 50-A2-D3050-250-ACU01 | Split System - Air Handler/Condenser | Carrier | X497302 | 38AE016500 | OM00003276 |  | SE Corner Outside in Inmate Sallyport Area | NA | NA | R-22 | NA | 208/230 | 125 | NA | 3 Ph, 60Hz | NA | NA | \Classifications\Building System Class\D30-HVAC Systems\D3050 - Package SYS\Air Conditioning,Split System - ACU | EQ-1004394
50-A2 | 50-A2 Hall of Records | 50-A2-D5092-250-EML17 | Emergency Exit Lights | NA | NA | NA | OM00034447 |  | Throughout | NA | NA | NA | NA | NA | NA | Electric | DNA | NA | NA | \Classifications\Building System Class\D50-Electrical SYS\D5090 - Elec SYS\Emergency And Exit Lighting - EML | EQ-1004398
50-A2 | 50-A2 Hall of Records | 50-A2-D3042-220-EFN01 | Exhaust Fan (aluminum cover) EFN01 | DNA | DNA | DNA | OM00034463 |  | Roof Top | DNA | DNA | NA | DNA | DNA | DNA | NA | DNA | NA | NA | \Classifications\Building System Class\D30-HVAC Systems\D3040 - Distribution SYS\Supply/Exhaust/Return fans- FAN | EQ-1004399
50-A2 | 50-A2 Hall of Records | 50-A2-D3042-220-EFN02 | Exhaust Fan (aluminum cover) EFN02 | Carnes | DNA | DNA | OM00034464 |  | Roof Top | DNA | DNA | NA | DNA | DNA | DNA | NA | DNA | NA | NA | \Classifications\Building System Class\D30-HVAC Systems\D3040 - Distribution SYS\Supply/Exhaust/Return fans- FAN | EQ-1004400
50-A2 | 50-A2 Hall of Records | 50-A2-D3042-210-FAN02 | Exhaust Fan (aluminum cover) EFN03 | DNA | DNA | DNA | OM00034424 |  | Services HVAC Room, tagged in 1st Flr. Dept. 15 | DNA | DNA | NA | DNA | DNA | DNA | NA | DNA | NA | NA | \Classifications\Building System Class\D30-HVAC Systems\D3040 - Distribution SYS\Fan,Axial - FAN | EQ-1004401
50-A2 | 50-A2 Hall of Records | 50-A2-D3050-210-PKU01 | Package Unit PKU01 | Goodman Manufacturing | 50903828 | GPG10600901A | OM00003262 |  | North Roof | DNA | DNA | R-22 | NA | 208-230 | 40.3 - 60 max fuse | Natural Gas | 1 Ph, 60Hz | 92,000 | DNA | \Classifications\Building System Class\D30-HVAC Systems\D3050 - Package SYS\Package Unit - PKU | EQ-1004406
50-A2 | 50-A2 Hall of Records | 50-A2-D4031-100-FEX26 | Portable, Hand Held, Fire Extinguisher FEX26 | NA | NA | NA | OM00034446 |  | DNA | NA | NA | NA | NA | NA | NA | NA |  | NA | NA | \Classifications\Building System Class\D40-Fire Protection SYS\D4030 - FIRE SPEC\Fire Extinguisher - FEX | EQ-1004606
50-A2 | 50-A2 Hall of Records | 50-A2-B2010-100-BLD01 | Building Structure | NA | NA | NA | OM00034452 | NA | NA | NA | NA | NA | NA | NA | NA | NA | NA | NA | NA | \Classifications\Building System Class\B20-General Building Exterior\B2010 - Exterior Walls\Building - BLD | EQ-1007396
50-A2 | 50-A2 Hall of Records | 50-A2-B3010-100-RUF01 | Roofing Systems | NA | NA | NA | OM00034451 |  | NA | NA | NA | NA | NA | NA | NA | NA | NA | NA | NA | \Classifications\Building System Class\B30-Roofing\B3010 - Roof Types\Roof - RUF | EQ-1007573
50-A2 | 50-A2 Hall of Records | 50-A2-D3041-110-AHU04 | Air Handling Unit - AHU04 | Carrier | 7745 | 28CU1224TA1071 | OM00003273 | UNIT #4 | Basement Between Hall of Records and Modesto Main Jury Assembly | (2) BX48 | (3) 24X24X2 Pre Filters, (3) 24x24x10 Bag Filters | NA | NA | 208 | 60 AMPS | ELECTRIC | 3 | NA | NA | \Classifications\Building System Class\D30-HVAC Systems\D3040 - Distribution SYS\Air Handling Unit - AHU | 1008514
50-A2 | 50-A2 Hall of Records | 50-A2-D2017-100-SHW01 | eye wash station | Bradley | DNA | DNA | OM00034243 |  | East Mechanical Room | NA | NA | NA | NA | NA | NA | NA | NA | NA | NA | \Classifications\Building System Class\D20-Plumbing\D2010 - Plumb Fix\Showers - SHW | 1012496
50-A2 | 50-A2 Hall of Records | 50-A2-D3044-125-PHW05 | Hot Water Pump | Bell & Gossett | 9035T6 | FQN56A17 | OM00034378 |  | mechanical room south end on 3rd. Flr. | NA | NA | NA | DNA | 110 | DNA | Electrical | DNA | NA | NA | \Classifications\Building System Class\D30-HVAC Systems\D3040 - Distribution SYS\Hot Water Pump - PHW | 1012502
50-A2 | 50-A2 Hall of Records | 50-A2-D3044-125-PHW07 | hot water pump | Armstrong | 116641 | HQ-56BMD1100 | OM00034377 |  | department 15 hallway | NA | NA | NA | DNA | DNA | DNA | Electrical | DNA | NA | NA | \Classifications\Building System Class\D30-HVAC Systems\D3040 - Distribution SYS\Hot Water Pump - PHW | 1012504
50-A2 | 50-A2 Hall of Records | 50-A2-D2090-230-WIP01 | water treatment pump | LMI | 09022732294-5 | DC4000 | OM00034380 |  | Mechanical Room East Penthouse 5th Flr. | NA | NA | NA | DNA | 110 | DNA | DNA | single | NA | NA | \Classifications\Building System Class\D20-Plumbing\D2090 - Other Plumbing SYS\Water Treatment Inhibitor Pump - WIP | 1012505
50-A2 | 50-A2 Hall of Records | 50-A2-D3031-100-PCH01 | Condenser Water Pump | Paco | 12-28905 | 30957 LL | OM00039240 | OM00039240 | East Mechanical Room | NA | NA | NA | 10 HP | 220 | DNA | Electrical | 3 | NA | NA | \Classifications\Building System Class\D30-HVAC Systems\D3030 - Cooling SYS\Chilled Water Pump - PCH | 1012506
50-A2 | 50-A2 Hall of Records | 50-A2-D3031-100-PCH02 | chilled water pump #2 | Baldor | Y288788A9 | 213TY | OM00034238 |  | East Mechanical Room | NA | NA | NA | DNA | 220 | DNA | Electrical | 3 | NA | NA | \Classifications\Building System Class\D30-HVAC Systems\D3030 - Cooling SYS\Chilled Water Pump - PCH | 1012507
50-A2 | 50-A2 Hall of Records | 50-A2-D3031-100-PCH03 | chilled water pump | Reliance | JMM3311T | 379765062 | OM00034239 |  | East Mechanical Room | NA | NA | NA | 10 | 220 | DNA | Electrical | 3 | NA | NA | \Classifications\Building System Class\D30-HVAC Systems\D3030 - Cooling SYS\Chilled Water Pump - PCH | 1012508
50-A2 | 50-A2 Hall of Records | 50-A2-D3041-210-SFN01 | supply fan | American Blower | 43229A | 7 | OM00034310 |  | East Mechanical Room | (4) B148 | NA | NA | DNA | 220 | DNA | Electrical | DNA | DNA | DNA | \Classifications\Building System Class\D30-HVAC Systems\D3040 - Distribution SYS\Supply/Exhaust/Return fans- FAN | 1012509
50-A2 | 50-A2 Hall of Records | 50-A2-D3042-220-EFN05 | vortex fan#1 | Lincoln | 1736316 | 184T | OM00034312 |  | East Mechanical Room | (1) BX70 | NA | NA | DNA | DNA | DNA | Electrical | DNA | NA | NA | \Classifications\Building System Class\D30-HVAC Systems\D3040 - Distribution SYS\Supply/Exhaust/Return fans- FAN | 1012510
50-A2 | 50-A2 Hall of Records | 50-A2-D3042-220-EFN06 | vortex fan #2 | Toshiba | 00158575 | 00158575 | OM00034313 |  | East Mechanical Room | (1) BX70 | NA | NA | DNA | DNA | DNA | Electrical | DNA | NA | NA | \Classifications\Building System Class\D30-HVAC Systems\D3040 - Distribution SYS\Supply/Exhaust/Return fans- FAN | 1012511
50-A2 | 50-A2 Hall of Records | 50-A2-D3042-220-EFN07 | vortex fan #3 | Toshiba | 90989379 | BY754F6F2U3 | OM00034314 |  | East Mechanical Room | (1) BX70 | NA | NA | DNA | DNA | DNA | Electrical | DNA | NA | NA | \Classifications\Building System Class\D30-HVAC Systems\D3040 - Distribution SYS\Supply/Exhaust/Return fans- FAN | 1012512
50-A2 | 50-A2 Hall of Records | 50-A2-D3041-230-RFN01 | Return Fan Unit | Carrier | 191127BA | BCF2700 | OM00034311 |  | East Mechanical Room | (1) BX70 | NA | NA | DNA | 220 | DNA | Electrical | DNA | DNA | DNA | \Classifications\Building System Class\D30-HVAC Systems\D3040 - Distribution SYS\Supply/Exhaust/Return fans- FAN | 1012513
50-A2 | 50-A2 Hall of Records | 50-A2-D3090-220-CMD01 | compressor air dryer | Hankson | 0305A | 8015 | OM00034242 |  | 5th Flr. penthouse north east wall | NA | NA | DNA | DNA | DNA | DNA | DNA | DNA | NA | NA | \Classifications\Building System Class\D30-HVAC Systems\D3090 - Other HVAC Systems and Equipment\Compressed Air Dryer - CMD | 1012514
50-A2 | 50-A2 Hall of Records | 50-A2-D5010-200-ESD01 | switch gear | Square D | 298957 | 49-60105-1 | OM00034309 |  | East Mechanical Room | NA | NA | NA | DNA | DNA | DNA | DNA | DNA | NA | NA | \Classifications\Building System Class\D50-Electrical SYS\D5010 - Elec Service & Dist\Electical Service and Distribution - ESD | 1012515
50-A2 | 50-A2 Hall of Records | 50-A2-G2050-200-LSC01 | Landscape | NA | NA | NA | OM00034449 |  | Exterior Landscape | NA | NA | NA | NA | NA | NA | NA | NA | NA | NA | \Classifications\Building System Class\G20-Other Systems\G2050 - Landscaping\Landscaping - LSC | 1012516
50-A2 | 50-A2 Hall of Records | 50-A2-D5092-250-ELT01 | exterior lighting | MULTIPLE | MULTIPLE | MULTIPLE | OM00034448 |  | exterior lighting | NA | NA | NA | DNA | DNA | DNA | Electrical | DNA | NA | NA | \Classifications\Building System Class\D50-Electrical SYS\D5090 - Elec SYS\Exterior Lighting - ELT | 1012517
50-A2 | 50-A2 Hall of Records | 50-A2-G2023-150-PEG02 | Judges Secured Parking lot Gate Opener | Liftmaster | 0214N1886 | CSL24V | OM00034345 | OM00003905 | Secured Parkinglot Gate Between Jail & Modesto main C/H | NA | NA | NA | 0.5 | 120 | 5 | Electric | 1 | NA | NA | \Classifications\Building System Class\G20-Other Systems\G2020 - Parking Lots\Secured Parking Gate - PEG | 1017310
50-A2 | 50-A2 Hall of Records | 50-A2-G2049-300-HSC01 | Hardscape | NA | NA | NA | OM00034450 |  | Exterior Hardscape | NA | NA | NA | NA | NA | NA | NA | NA | NA | NA | \Classifications\Building System Class\G20-Other Systems\G2040 - Site Development\Hardscape - HSC | 1017635
50-A2 | 50-A2 Hall of Records | 50-A2-D5010-200-ESD02 | Main Switch Board | Square D | D2618 | S-4945 | OM00039051 |  | 1st Flr. Electrical Closet | NA | NA | NA | NA | 120/208 | 8000 | Electric | 3 | NA | NA | \Classifications\Building System Class\D50-Electrical SYS\D5010 - Elec Service & Dist\Electical Service and Distribution - ESD | 1017636
50-A2 | 50-A2 Hall of Records | 50-A2-D3050-250-ACU04 | Split System A/C - Print Room ACU04 | Fujitsu | HBN021892 (outdoor unit) / HBA022015 (indoor unit) | AOI36CLX1 (outdoor unit) / ASU36CLX1 (indoor unit) | OM00034177 | OM00003275 | Northeast grounds / Print Room | NA | washable | R-410A | NA | 208 | 30 | Electric | 1 | NA | 36,000 | \Classifications\Building System Class\D30-HVAC Systems\D3050 - Package SYS\Air Conditioning,Split System - ACU | 1018923
50-A2 | 50-A2 Hall of Records | 50-A2-D3030-110-CTW02 | Cooling Tower | Baltimore Aire Coil | U151637201-01-01 | BTO-116-M/X | OM00034322 | OM00003271 | 5th Flr. East Penthouse | (1) B82 | NA | NA | NA | 220 | NA | Electric | 3 | NA | NA | \Classifications\Building System Class\D30-HVAC Systems\D3030 - Cooling SYS\Cooling Tower - CTW | 1019840
50-A2 | 50-A2 Hall of Records | 50-A2-D3031-130-CLR02 | Hall of Records Chiller | York | 11531G53981477 | YCWL0157XACSDTXXXXXLX90X44XE | OM00034321 | OM00003269 | 5th Flr. East Penthouse | NA | NA | R-410A | NA | 220 | 392 | Electric | 3 | NA | NA | \Classifications\Building System Class\D30-HVAC Systems\D3030 - Cooling SYS\Chiller, Water Cooled - CLR | 1019841
50-A2 | 50-A2 Hall of Records | 50-A2-D5037-710-FAP01 | Elevator Fire Alarm Panel | Gamewell | Account # IFS3472 | S3 Series | OM00034328 |  | 1st. Flr. Main Lobby outside elevator | NA | NA | NA | NA | NA | NA | NA | NA | NA | NA | \Classifications\Building System Class\D50-Electrical SYS\D5030 - Comm & Security\Fire Alarm Panel - FAP | 1022058
50-A2 | 50-A2 Hall of Records | 50-A2-D3050-250-ACU05 | Elevator Room Split System - ACU | Fujitsu | FTN0012913 | OSU36RLXB | OM00034101 |  | Roof Penthouse in elevator rm. And on roof outside elevator rm. | NA | DNA | DNA | NA | DNA | DNA | Electric | DNA | NA | NA | \Classifications\Building System Class\D30-HVAC Systems\D3050 - Package SYS\Air Conditioning,Split System - ACU | 1022088
50-A2 | 50-A2 Hall of Records | 50-A2-D1010-100-ELE02 | Elevator | Thyssen Krupp | NA | 10G788Y230G1 | OM00034329 | State ID# 21637 | Top Stairs / Machine Room | NA | NA | NA | 20 | 230/460 | 54 | Electric | 3 | NA | NA | \Classifications\Building System Class\D10-Conveyance Systems\D1010 - Elevator\Elevator,Electric,Pass/Freight - ELE | 1022877
50-C1 | 50-C1 Ceres Superior Court | 50-C1-D3031-210-CDR01 | Condensing Unit CDR01 | Trane | 8342NBY4F | 2TTA3060A3000AA | OM00003936 |  | Grounds Behind Building | NA | NA | R-22 | 1/4 | 230 | 35 | Electric | 1 | NA | NA | \Classifications\Building System Class\D30-HVAC Systems\D3030 - Cooling SYS\Condensing Unit, Air Cooled - CDR | EQ-1004407
50-C1 | 50-C1 Ceres Superior Court | 50-C1-D3031-210-CDR02 | Condensing Unit CDR02 | Trane | 5233LAN3F | 2TTB0060A1000AA | OM00003925 |  | Grounds Behind Building | NA | NA | R-22 | 1/4 | 230 | 23 | Electric | 3 | NA | NA | \Classifications\Building System Class\D30-HVAC Systems\D3030 - Cooling SYS\Condensing Unit, Air Cooled - CDR | EQ-1004409
50-C1 | 50-C1 Ceres Superior Court | 50-C1-D3050-122-FAH02 | Furnace on Rt. Side | Trane | 5105TW11G | TUD100C972K4 | OM00003134 |  | janitors closet | NA | (1) 20x25x1 | NA | NA | 120 | 20 | Gas | 1 | 120,000 | 100,000 | \Classifications\Building System Class\D30-HVAC Systems\D3050 - Package SYS\Forced Air Heater,Oil/Gas fired - FAH | EQ-1004410
50-C1 | 50-C1 Ceres Superior Court | 50-C1-D4031-100-FEX03 | Portable, Hand Held, Fire Extinguisher - (2) FEX03 | Badger | EY-376981 | 10MB-2H | OM00003904 |  | 1ST Floor Staff Kitchen | NA | NA | NA | NA | NA | NA | NA | NA | NA | NA | \Classifications\Building System Class\D40-Fire Protection SYS\D4030 - FIRE SPEC\Fire Extinguisher - FEX | EQ-1004609
50-C1 | 50-C1 Ceres Superior Court | 50-C1-D5092-250-EML04 | LIGHT, EMERGENCY, HARDWIRED SYSTEM | Lithonia Lighting | NA | NA | OM00034317 |  | Throughout | NA | NA | NA | NA | 110 | DNA | NA | DNA | NA | NA | \Classifications\Building System Class\D50-Electrical SYS\D5090 - Elec SYS\Emergency And Exit Lighting - EML | EQ-1004611
50-C1 | 50-C1 Ceres Superior Court | 50-C1-B2010-100-BLD01 | Building Structure | NA | NA | NA | OM00034319 |  | building structure | NA | NA | NA | NA | NA | NA | NA | NA | NA | NA | \Classifications\Building System Class\B20-General Building Exterior\B2010 - Exterior Walls\Building - BLD | EQ-1007397
50-C1 | 50-C1 Ceres Superior Court | 50-C1-B3010-100-RUF01 | Roofing Systems | NA | NA | NA | OM00034318 |  | roof | NA | NA | NA | NA | NA | NA | NA | NA | NA | NA | \Classifications\Building System Class\B30-Roofing\B3010 - Roof Types\Roof - RUF | EQ-1007574
50-C1 | 50-C1 Ceres Superior Court | 50-C1-D3050-122-FAH01 | furnace /air handler | Trane | 8262kyc1g | tue1c100a9601ab | OM00039941 | om00003133 | janitors closet | NA | (1) 20x25x1 | NA | NA | 110 | 12.8 | Natural Gas | 1 | 100,000 | 80,000 | \Classifications\Building System Class\D30-HVAC Systems\D3050 - Package SYS\Forced Air Heater,Oil/Gas fired - FAH | 1012518
50-C1 | 50-C1 Ceres Superior Court | 50-C1-G2050-200-LSC01 | Landscape | NA | NA | NA | OM00031539 | NA | Grounds | NA | NA | NA | NA | NA | NA | NA | NA | NA | NA | \Classifications\Building System Class\G20-Other Systems\G2050 - Landscaping\Landscaping - LSC | 1017178
50-C1 | 50-C1 Ceres Superior Court | 50-C1-G2049-300-HSC01 | Hardscape | NA | NA | NA | OM00031540 | NA | Grounds | NA | NA | NA | NA | NA | NA | NA | NA | NA | NA | \Classifications\Building System Class\G20-Other Systems\G2040 - Site Development\Hardscape - HSC | 1017180
50-C1 | 50-C1 Ceres Superior Court | 50-C1-D5092-250-ELT11 | Exterior Lights | NA | NA | NA | OM00031538 | NA | Grounds | NA | NA | NA | NA | NA | NA | Electric | NA | NA | NA | \Classifications\Building System Class\D50-Electrical SYS\D5090 - Elec SYS\Exterior Lighting - ELT | 1017177
50-C1 | 50-C1 Ceres Superior Court | 50-C1-D2022-100-HWE02 | Domestic Hot Water Heater 19 Gallon | A.O. Smith | 1408J013177 | DEL20102 | OM00039362 | OM00003135 | Janitor closet | NA | NA | NA | NA | 240 | NA | Electric | 1 | NA | NA | \Classifications\Building System Class\D20-Plumbing\D2020 - Domestic Water\Domestic Water Heater, Electric - HWE | 1018491
50-D1 | 50-D1 Turlock Superior Court | 50-D1-D3050-210-PKU02 | AC Unit PKU02 | Day & Night | 2395G80058 | 588APW048080ABBG | OM00003140 | Unit #3 | Roof | DNA | (1) 25x25x1 | R-22 | Indeoor motor - 3/4hp Outdoor motor - 1/3 hp | 208/230 | 25.9 - 40 max HACR | Natural Gas | 3 Ph, 60Hz | 80,000 | 64,800 | \Classifications\Building System Class\D30-HVAC Systems\D3050 - Package SYS\Package Unit - PKU | EQ-1004415
50-D1 | 50-D1 Turlock Superior Court | 50-D1-D3050-210-PKU04 | AC Unit PKU04 | Day & Night | 3395G80346 | 588APW060100ACBG | OM00003142 | UNIT #2 | Roof | DNA | (1) 25x25x1 | R-22 | DNA | 208/230 | 33.0 - 50 max HACR | Natural Gas | 3 Ph, 60Hz | 95,000 | 77,000 | \Classifications\Building System Class\D30-HVAC Systems\D3050 - Package SYS\Package Unit - PKU | EQ-1004417
50-D1 | 50-D1 Turlock Superior Court | 50-D1-D2022-100-HWE01 | Domestic Water Heater HWE01 | National Steel | 3C76-68986 | N30C-3 | OM00003138 | NA | Floor 1, Janitor Closet | NA | NA | NA | NA | 208 | 18 | Electrical | 1 Ph, 60Hz | NA | NA | \Classifications\Building System Class\D20-Plumbing\D2020 - Domestic Water\Domestic Water Heater, Electric - HWE | EQ-1004418
50-D1 | 50-D1 Turlock Superior Court | 50-D1-D5010-200-ESD01 | Switchboard SBR01 | Square D | DNA | Cat # 326NP | OM00003143 | NA | Floor 1, electrical closet | NA | NA | NA | NA | 240 | 600 | NA | 3 | NA | NA | \Classifications\Building System Class\D50-Electrical SYS\D5010 - Elec Service & Dist\Electical Service and Distribution - ESD | EQ-1004420
50-D1 | 50-D1 Turlock Superior Court | 50-D1-D4031-100-FEX02 | Portable, Hand Held, Fire Extinguisher - (2) FEX02 | Amerex | NJ - 318970 | A500 | OM00034390 | OM00003909 | 1st Floor Public Hallway South Side | NA | NA | NA | NA | NA | NA | NA | NA | NA | NA | \Classifications\Building System Class\D40-Fire Protection SYS\D4030 - FIRE SPEC\Fire Extinguisher - FEX | EQ-1004612
50-D1 | 50-D1 Turlock Superior Court | 50-D1-D5092-250-EML05 | LIGHT, EMERGENCY, HARDWIRED SYSTEM (5) | Lithonia Lighting | NA | Cat # LHQMSW1G120M4 | OM00034389 | OM00003908 | 1st Floor Throughout the facility | NA | NA | NA | NA | 120 | 0.23 | NA | NA | NA | NA | \Classifications\Building System Class\D50-Electrical SYS\D5090 - Elec SYS\Emergency And Exit Lighting - EML | EQ-1004614
50-D1 | 50-D1 Turlock Superior Court | 50-D1-B2010-100-BLD01 | Building Structure | NA | NA | NA | OM00034388 |  | NA | NA | NA | NA | NA | NA | NA | NA | NA | NA | NA | \Classifications\Building System Class\B20-General Building Exterior\B2010 - Exterior Walls\Building - BLD | EQ-1007398
50-D1 | 50-D1 Turlock Superior Court | 50-D1-B3010-100-RUF01 | Roofing Systems | NA | NA | NA | OM00034391 |  | roof | NA | NA | NA | NA | NA | NA | NA | NA | NA | NA | \Classifications\Building System Class\B30-Roofing\B3010 - Roof Types\Roof - RUF | EQ-1007575
50-D1 | 50-D1 Turlock Superior Court | 50-D1-D2023-100-BFP02 | Backflow Prevention Device, Domestic - BFP02 | Wilkins | L61905 | 375 RP 2 1/2" | OM00034387 | ID#: 1 L61905 | East Side of the Building | NA | NA | NA | NA | NA | NA | NA | NA | NA | NA | \Classifications\Building System Class\D20-Plumbing\D2020 - Domestic Water\Backflow Preventer - BFP | 1011558
50-D1 | 50-D1 Turlock Superior Court | 50-D1-B2034-400-DOH01 | Shutter for Transaction Window 1 | DNA | DNA | NA | OM00039939 | NA | Transaction windows | NA | NA | NA | NA | NA | NA | NA | NA | NA | NA | \Classifications\Building System Class\B20-General Building Exterior\B2030 - Exterior Doors\Door,Overhead-Shutter,Manual,Elec,Roll-up - DOH | 1017181
50-D1 | 50-D1 Turlock Superior Court | 50-D1-D3050-250-ACU01 | Split system for Com room | EMI | 1-09-F-7516-21 | S1CA3000D00 | OM00039936 |  | Roof South East Corner | NA | NA | R-22 | NA | 208/230 | 11.6 | Electric | 1 | NA | NA | \Classifications\Building System Class\D30-HVAC Systems\D3050 - Package SYS\Air Conditioning,Split System - ACU | 1017179
50-D1 | 50-D1 Turlock Superior Court | 50-D1-B2034-400-DOH02 | Shutter for Transaction Window 2 | DNA | DNA | NA | OM00039940 | NA | Transaction windows | NA | NA | NA | NA | NA | NA | NA | NA | NA | NA | \Classifications\Building System Class\B20-General Building Exterior\B2030 - Exterior Doors\Door,Overhead-Shutter,Manual,Elec,Roll-up - DOH | 1017182
50-D1 | 50-D1 Turlock Superior Court | 50-D1-D5092-250-ELT29 | Exterior Lights | NA | NA | NA | OM00031541 | NA | Grounds | NA | NA | NA | NA | NA | NA | Electric | NA | NA | NA | \Classifications\Building System Class\D50-Electrical SYS\D5090 - Elec SYS\Exterior Lighting - ELT | 1017183
50-D1 | 50-D1 Turlock Superior Court | 50-D1-G2050-200-LSC01 | Landscape | NA | NA | NA | OM00031542 |  | Grounds | NA | NA | NA | NA | NA | NA | NA |  | NA | NA | \Classifications\Building System Class\G20-Other Systems\G2050 - Landscaping\Landscaping - LSC | 1017209
50-D1 | 50-D1 Turlock Superior Court | 50-D1-G2049-300-HSC01 | Hardscape | NA | NA | NA | OM00031543 |  | Grounds | NA | NA | NA | NA | NA | NA | NA |  | NA | NA | \Classifications\Building System Class\G20-Other Systems\G2040 - Site Development\Hardscape - HSC | 1017210
50-D1 | 50-D1 Turlock Superior Court | 50-D1-D3050-210-PKU05 | Roof Top AC Unit PKU01, Nat. Gas | Daikin | 150905222 | DCG0600903BXXXAB | OM00034100 | OM00003139 | Roof South East Center | (1) AX61 | (4) 14X20X2 | R-410A | 1 | 208/230 | 40 | Gas | 3 | 92,000 | 73,000 | \Classifications\Building System Class\D30-HVAC Systems\D3050 - Package SYS\Package Unit - PKU | 1019969
50-D1 | 50-D1 Turlock Superior Court | 50-D1-D3050-210-PKU06 | PACKING UNIT | DAIKIN | 150905222 | DSG0600903BXXXAA | OM00034172 |  | ROOF | DNA | DNA | R-410A | 1 HP / .25 HP | 208 / 230 | 40 | Gas | DNA | 92,000 | 73,600 | \Classifications\Building System Class\D30-HVAC Systems\D3050 - Package SYS\Package Unit - PKU | 1022360
51-A1 | 51-A1 Courthouse West | 51-A1-D5092-250-EML09 | Emergency Exit Lights | Lithonia | NA | LQMSW3R | OM00027061 |  | Throughout Facility | NA | NA | NA | NA | NA | DNA | Electric | DNA | NA | NA | \Classifications\Building System Class\D50-Electrical SYS\D5090 - Elec SYS\Emergency And Exit Lighting - EML | EQ-1004422
51-A1 | 51-A1 Courthouse West | 51-A1-D4031-100-FEX11 | Fire Extinguishers FEX11 | Multiple | Multiple | Multiple | OM00027060 |  | Multiple | NA | NA | NA | NA | NA | NA | NA | NA | NA | NA | \Classifications\Building System Class\D40-Fire Protection SYS\D4030 - FIRE SPEC\Fire Extinguisher - FEX | EQ-1004423
51-A1 | 51-A1 Courthouse West | 51-A1-D3050-210-PKU01 | Package Unit 01 | Lennox | 5643H03803 | GCS16-261-50-1P | OM00003477 | DNA | Roof Serves Judicial Chambers #2 | Direct Drive NA | (1) 20x25x2 | R-22 | Blower fan - 1/3 hp Condenser fan - 1/6 hp | 208/230 | 17.7 - 25 max fuse /Combustion Fan .75 amp | Natural Gas | 1 Ph, 60Hz | 50,000 | 40,000 | \Classifications\Building System Class\D30-HVAC Systems\D3050 - Package SYS\Package Unit - PKU | EQ-1004424
51-A1 | 51-A1 Courthouse West | 51-A1-D3050-210-PKU02 | Package Unit 02 | Lennox | 5643H03897 | GCS16-413-100-9Y | OM00003478 | DNA | Roof Serves Jury Deliberation Room | Direct Drive NA | (1) 16x25x2 | R-22 | Fan Blower - 1/2 hp Condenser Fan 1/6 hp | 208/230 | 19-25 max fuse/ Compressor 10.8/Combustio Fan .75 amp | Natural gas / Electrical | 3 Ph, 60Hz | 100,000 | 80,000 | \Classifications\Building System Class\D30-HVAC Systems\D3050 - Package SYS\Package Unit - PKU | EQ-1004425
51-A1 | 51-A1 Courthouse West | 51-A1-D3050-210-PKU03 | Package Unit 03 | Lennox | 5643B00947 | GCS16-953-200-6Y | OM00003479 | DNA | Roof Serves Courtroom #1 | (1)A45 | (4) 16X20X2 | R-22 | Blower Fan - 2hp Condenser fan 3/4 hp | 208-230 | 44 - 50 max fuse/Compressor(1) 14.8 amp, (2)14.1 amp/Combustion Fan .75 amp | Natural Gas / Electric | 3 Ph, 60hz | Min - 126,000 Max 200,000 | 160,000 | \Classifications\Building System Class\D30-HVAC Systems\D3050 - Package SYS\Package Unit - PKU | EQ-1004426
51-A1 | 51-A1 Courthouse West | 51-A1-D3050-210-PKU04 | Package Unit 04 | Lennox | 5643B04904 | GCS16-413-100-9Y | OM00003480 | DNA | Roof Serves Judicial Chambers #1 | Direct Drive NA | (1) 16X25X2 | R-22 | Blower Fan - 1/2 hp Condenser Fan - 1/6 hp | 208/230 | 19-25 MAX FUSE /Compressor 10.9 amp/Combustion fan .75 amp | Natural Gas / Electric | 3 Ph, 60 Hz | 100,000 | 80,000 | \Classifications\Building System Class\D30-HVAC Systems\D3050 - Package SYS\Package Unit - PKU | EQ-1004427
51-A1 | 51-A1 Courthouse West | 51-A1-D3050-250-ACU01 | Split System #10 | Bryant | 1401E34133 | 663CJ024-B | OM00003482 |  | S wall | DNA | DNA | R-22 | Condenser fan - 1/5 hp | 208/230 | 25 max Fuse/HACR/ Compressor 11.5 | Electrical | 1 Ph | NA | 23 | \Classifications\Building System Class\D30-HVAC Systems\D3050 - Package SYS\Air Conditioning,Split System - ACU | EQ-1004429
51-A1 | 51-A1 Courthouse West | 51-A1-D3050-250-ACU02 | Split System #8 | Carrier | 2593E20093 | 38CK048540 | OM00003483 | #8 | S wall | DNA | DNA | R-22 | Condenser Fan in 1/4 hp | 208 | 19.8 - 30 Max / Compressor 14.7 | Electrical | 3 Ph, 60Hz | NA | NA | \Classifications\Building System Class\D30-HVAC Systems\D3050 - Package SYS\Air Conditioning,Split System - ACU | EQ-1004430
51-A1 | 51-A1 Courthouse West | 51-A1-D3031-240-CDR03 | Condenser #1 | Carrier | 4197E10662 | 38BRC030310 | OM00003484 | #1 | Sallyport | DNA | DNA | R-22 | Condenser Fan 1/8 hp | 208/230 | 30 max fuse ? HACR | Electrical | 1 Ph, 60Hz | NA | NA | \Classifications\Building System Class\D30-HVAC Systems\D3030 - Cooling SYS\Condensing Unit, Water Cooled - CDR | EQ-1004431
51-A1 | 51-A1 Courthouse West | 51-A1-D3031-240-CDR04 | Condenser #2 | Carrier | 4597E03616 | 38BRC036500 | OM00003485 | #2 | Sallyport | DNA | DNA | R-22 | Condenser Fan 1/4hp | 208/230 | 20 max fuse /HACR / Compressor 10.6 | Electrical | 3 Ph, 60Hz | NA | NA | \Classifications\Building System Class\D30-HVAC Systems\D3030 - Cooling SYS\Condensing Unit, Water Cooled - CDR | EQ-1004432
51-A1 | 51-A1 Courthouse West | 51-A1-D3031-240-CDR05 | Condenser #3 | Carrier | 5197E02840 | 38BRC030310 | OM00003486 | #3 | Sallyport Serves Courtroom#3 | DNA | DNA | R-22 | Condenser Fan - 1/8 hp | 208/230 | 30 max fuse /HACR Compressor 15 amp | Electrical | 1 Ph, 60Hz | NA | NA | \Classifications\Building System Class\D30-HVAC Systems\D3030 - Cooling SYS\Condensing Unit, Water Cooled - CDR | EQ-1004433
51-A1 | 51-A1 Courthouse West | 51-A1-D3031-240-CDR06 | Condenser #4 | Carrier | 4597E03619 | 38BRC036500 | OM00003487 | #4 | Sallyport Serves lobby area | DNA | DNA | R-22 | Condenser Fan 1/4 hp | 208/230 | 20 max fuse /HACR | Electric | 3 Ph, 6Hz | NA | NA | \Classifications\Building System Class\D30-HVAC Systems\D3030 - Cooling SYS\Condensing Unit, Water Cooled - CDR | EQ-1004434
51-A1 | 51-A1 Courthouse West | 51-A1-D3031-240-CDR07 | Condenser #5 | Carrier | 5197E03551 | 38BRC048520 | OM00003488 | #5 | Sallyport Serves Courtroom#3 | DNA | DNA | R-22 | Condenser Fan 1/4 hp | 208/230 | 30 max fuse /HACR Compressor 15 amp | Electrical | 3 Ph. 60 Hz | NA | NA | \Classifications\Building System Class\D30-HVAC Systems\D3030 - Cooling SYS\Condensing Unit, Water Cooled - CDR | EQ-1004435
51-A1 | 51-A1 Courthouse West | 51-A1-D3031-240-CDR08 | Condenser #6 | Carrier | 4197E10665 | 38BRC030310 | OM00003489 |  | Sallyport Serves DA Main Offices | DNA | DNA | R-22 | Condenser fan 1/8 hp | 208/230 | 30 max fuse /HACR Compressor 15 amp | Electrical | 1 Ph, 60Hz | NA | NA | \Classifications\Building System Class\D30-HVAC Systems\D3030 - Cooling SYS\Condensing Unit, Water Cooled - CDR | EQ-1004436
51-A1 | 51-A1 Courthouse West | 51-A1-D3031-240-CDR09 | Condenser #7 | Carrier | 4297E02423 | 38BRC042500 | OM00003490 | #7 | Sallyport Serves DA Office East | DNA | DNA | R-22 | Condenser Fan 1/4 hp | 208/230 | 25 max fuse /HACR Compressor 13.4 | Electrical | 3 Ph, 60Hz | NA | NA | \Classifications\Building System Class\D30-HVAC Systems\D3030 - Cooling SYS\Condensing Unit, Water Cooled - CDR | EQ-1004437
51-A1 | 51-A1 Courthouse West | 51-A1-D3031-240-CDR10 | Condenser #9 | Carrier | 4297E02426 | 38BRC042500 | OM00003491 | #9 | Roof Serves Appeals | DNA | DNA | R-22 | Condenser Fan 1/4 hp | 208/230 | 25 max fuse / HACR Compressor 13.4 | Electrical | 3 | NA | NA | \Classifications\Building System Class\D30-HVAC Systems\D3030 - Cooling SYS\Condensing Unit, Water Cooled - CDR | EQ-1004438
51-A1 | 51-A1 Courthouse West | 51-A1-D2022-100-HWE01 | Dom Hot Water Heater Attic HWE01 | State Select | B04203519 | P63020RT2 | OM00003492 | Water Heater | Attic 3RD Floor | NA | NA | NA | NA | 240 | 21 | Electric | DNA | DNA | DNA | \Classifications\Building System Class\D20-Plumbing\D2020 - Domestic Water\Domestic Water Heater, Electric - HWE | EQ-1004439
51-A1 | 51-A1 Courthouse West | 51-A1-D2022-260-HWG02 | Dom Hot Water Heater Air Handling Room | Hoyt Heater | 658973 | 30-HMEV | OM00003493 | Water Heater | Basement | NA | NA | NA | NA | NA | NA | Natural Gas | NA | 33,000 | DNA | \Classifications\Building System Class\D20-Plumbing\D2020 - Domestic Water\Domestic Water Heater, Gas - HWG | EQ-1004440
51-A1 | 51-A1 Courthouse West | 51-A1-D2022-100-HWE03 | Dom Hot Water Heater #3 HWE03 | Sears Roebuck | M01326400 | 153.317132 | OM00003494 | Water Heater | Basement | NA | NA | NA | NA | 120 | 13.75 | Electric | 1 Ph, 60 Hz | DNA | DNA | \Classifications\Building System Class\D20-Plumbing\D2020 - Domestic Water\Domestic Water Heater, Electric - HWE | EQ-1004441
51-A1 | 51-A1 Courthouse West | 51-A1-D3050-122-FAH01 | Forced Air Furnace 01 | Carrier | 0598A11373 | 58RAV070-12 | OM00004352 | Furnace #1 | Basement Fan Room Serves Judicial Chambers #3. Associated condenser #1. | NA | Note 1# (9) 20x30x4 | NA | Blower Fan 1/3 hp | 120 | 8.4 AMP TOTAL. Combustion Fan 1.8 amp | NA | 1 Ph, 60Hz | 75,000 | 56,000 | \Classifications\Building System Class\D30-HVAC Systems\D3050 - Package SYS\Forced Air Heater,Oil/Gas fired - FAH | EQ-1004443
51-A1 | 51-A1 Courthouse West | 51-A1-D3050-122-FAH02 | Forced Air Furnace #2 | Carrier | 0598A11369 | 58RAV070-12 | OM00004353 | Furnace #2 | Basement Fan Room Serves DA North Offices. Assoicated Condenser #2 | NA | Note 1* (9) 20x30x4 | NA | Blower Fan 1/3 hp | 120 | 8.4 total Combustion Fan 1.8 amp | Natural Gas | 1 Ph, 60Hz | 69,000 | 56,000 | \Classifications\Building System Class\D30-HVAC Systems\D3050 - Package SYS\Forced Air Heater,Oil/Gas fired - FAH | EQ-1004444
51-A1 | 51-A1 Courthouse West | 51-A1-D3050-122-FAH04 | Forced Air Furnace #4 | Carrier | 1097A12802 | 58RVA 095-16 | OM00004355 | Furnace | Basement Fan Room Serves Courtroom#3, associated condenser #3 | NA | (1) 20x30x4 | NA | Blower fan 1/2 hp | 110 | 10.2 | Natural Gas | 1 | 95000 | 75000 | \Classifications\Building System Class\D30-HVAC Systems\D3050 - Package SYS\Forced Air Heater,Oil/Gas fired - FAH | EQ-1004445
51-A1 | 51-A1 Courthouse West | 51-A1-D3042-210-FAN01 | Ceiling Fan | Illegible | Illegible | Illegible | OM00004362 | DNA | 2ND Floor (4) Courtroom 1 (2) Courtroom 2 | NA | NA | NA | NA | 120 | DNA | Electric | DNA | NA | NA | \Classifications\Building System Class\D30-HVAC Systems\D3040 - Distribution SYS\Fan,Axial - FAN | EQ-1004447
51-A1 | 51-A1 Courthouse West | 51-A1-G2023-150-PEG01 | Gate Opener 01 | Apollo | Data Plate Missing | Data Plate Missing | OM00004341 | DNA | Sallyport | NA | NA | NA | NA | External -120, Internal - 12 | DNA | Electric | DNA | NA | NA | \Classifications\Building System Class\G20-Other Systems\G2020 - Parking Lots\Secured Parking Gate - PEG | EQ-1004448
51-A1 | 51-A1 Courthouse West | 51-A1-B2010-100-BLD01 | Building Structure | NA | NA | NA | OM00027306 |  | Building | NA | NA | NA | NA | NA | NA | NA | NA | NA | NA | \Classifications\Building System Class\B20-General Building Exterior\B2010 - Exterior Walls\Building - BLD | EQ-1007399
51-A1 | 51-A1 Courthouse West | 51-A1-B3010-100-RUF01 | Roofing Systems | NA | NA | NA | OM00027305 |  | NA | NA | NA | NA | NA | NA | NA | NA | NA | NA | NA | \Classifications\Building System Class\B30-Roofing\B3010 - Roof Types\Roof - RUF | EQ-1007576
51-A1 | 51-A1 Courthouse West | 51-A1-D3050-122-FAH05 | Forced air Furnace #5 | Carrier | 0598A11374 | 58RVA 070-12 | OM00004356 | Furnace #5 | Basement Fan Air | NA | (9) 20x30x4 Pleated | NA | Blower fan 1/3 hp | 110 | 8.4 | Natural Gas | 1 | 69,000 | 56,000 | \Classifications\Building System Class\D30-HVAC Systems\D3050 - Package SYS\Forced Air Heater,Oil/Gas fired - FAH | 1008443
51-A1 | 51-A1 Courthouse West | 51-A1-D3050-122-FAH06 | Forced Air Furnace #6 | Carrier | 0598A11375 | 58RVA 070-12 | OM00004357 | Furnace #6 | Basement | Direct Drive | (9) 20x30x4 Pleated | NA | Blower fan 1/3 hp | 110 | 8.4 | Natural Gas | 1Ph, 60 Hz | 69,000 | 56,000 | \Classifications\Building System Class\D30-HVAC Systems\D3050 - Package SYS\Forced Air Heater,Oil/Gas fired - FAH | 1008444
51-A1 | 51-A1 Courthouse West | 51-A1-D3050-122-FAH07 | Forced Air Furnace #7 | Carrier | 1097A12806 | 58RVA 095-16 | OM00004358 | Furnace #7 | Basement Fan Air | Direct Drive | (9) 20x30x4 Pleated | NA | Blower fan 1/2 hp | 120 | 10.2 | Natural Gas | 1 Ph, 60 Hz | 92,000 | 75,000 | \Classifications\Building System Class\D30-HVAC Systems\D3050 - Package SYS\Forced Air Heater,Oil/Gas fired - FAH | 1008445
51-A1 | 51-A1 Courthouse West | 51-A1-D2023-100-BFP01 | Domestic Water Backflow Preventer BFP01 | Watts | 194214 | 009 M2Q1 RP | OM00004351 |  | South Side of Building | NA | NA | NA | NA | NA | NA | NA | NA | NA | NA | \Classifications\Building System Class\D20-Plumbing\D2020 - Domestic Water\Backflow Preventer - BFP | 1008446
51-A1 | 51-A1 Courthouse West | 51-A1-D2023-100-BFP02 | Domestic Water Backflow Preventer BFP02 | Wilkins | L-48917 | Wilkins 375 | OM00004350 | ID#: 1 ¦ 48917 | Front of Building | NA | NA | NA | NA | NA | NA | NA |  | NA | NA | \Classifications\Building System Class\D20-Plumbing\D2020 - Domestic Water\Backflow Preventer - BFP | 1008447
51-A1 | 51-A1 Courthouse West | 51-A1-D3050-122-FAH08 | Forced Air Heater,Oil/Gas fired - FAH | Carrier | 4097A09491 | 58RAV 11-20 | OM00004359 | Furnace #8 | Secured Basement | Direct Drive | (9) 20x30x4 Pleated | NA | Blower fan 3/4 HP | 120 | 14.4 | Natural Gas | 1 Ph, 60 HZ | 110,000 | 75,000 | \Classifications\Building System Class\D30-HVAC Systems\D3050 - Package SYS\Forced Air Heater,Oil/Gas fired - FAH | 1009052
51-A1 | 51-A1 Courthouse West | 51-A1-D3050-122-FAH03 | Forced air Furnace #3 | 58RAV070-12 | 0598A11368 | 58RVA 070-12 | OM00004354 |  | BASEMENT | NA | (9) 20x30x4 Pleated | NA | DNA | 120 V. | 10 | Natural Gas | 1 PH | 69000 | 56000 | \Classifications\Building System Class\D30-HVAC Systems\D3050 - Package SYS\Forced Air Heater,Oil/Gas fired - FAH | 1012519
51-A1 | 51-A1 Courthouse West | 51-A1-D3068-100-BAS01 | Delta control system | Delta | DNA | 327884101REV-B | OM00027015 |  | Sally port area | NA | NA | NA | DNA | 120 | DNA | Electrical | 1 | NA | NA | \Classifications\Building System Class\D30-HVAC Systems\D3060 - Control & Inst Air\Building Automation System - BAS | 1012520
51-A1 | 51-A1 Courthouse West | 51-A1-G2050-200-LSC01 | LANDSCAPE | NA | NA | NA | OM00027063 |  | Exterior Landscape | NA | NA | NA | NA | NA | NA | NA | NA | NA | NA | \Classifications\Building System Class\G20-Other Systems\G2050 - Landscaping\Landscaping - LSC | 1012521
51-A1 | 51-A1 Courthouse West | 51-A1-D5092-250-ELT14 | EXTERIOR LIGHTING | MULTIPLE | MULTIPLE | MULTIPLE | OM00027062 |  | EXTERIOR | NA | NA | NA | DNA | 120 | DNA | Electrical | 1 PH | NA | NA | \Classifications\Building System Class\D50-Electrical SYS\D5090 - Elec SYS\Exterior Lighting - ELT | 1012522
51-A1 | 51-A1 Courthouse West | 51-A1-G2049-300-HSC01 | HARDSCAPE | NA | NA | NA | OM00027064 |  | EXTERIOR | NA | NA | NA | NA | NA | NA | NA | NA | NA | NA | \Classifications\Building System Class\G20-Other Systems\G2040 - Site Development\Hardscape - HSC | 1012523
51-A1 | 51-A1 Courthouse West | 51-A1-D3050-210-PKU06 | Package Unit 05 | Bryant | 5011C45221 | 574DPW48090NA | OM00031057 | OM00003481 | Roof Serves Courtroom #2 | NA | (2) 16x20x2 | R-410A | DNA | 240 | 25.9 | Natural gas and electric | 3 | 90000 | 73000 | \Classifications\Building System Class\D30-HVAC Systems\D3050 - Package SYS\Package Unit - PKU | 1014878
51-A1 | 51-A1 Courthouse West | 51-A1-D3050-210-PKU07 | IT Room Portable Air Conditioner | Friedrich | AABA01459 | P12B-A | OM00027235 | NA | IT Room | NA | NA | R-410A | NA | 110 | 1.8 | Electric | DNA | NA | NA | \Classifications\Building System Class\D30-HVAC Systems\D3050 - Package SYS\Package Unit - PKU | 1016302
51-A1 | 51-A1 Courthouse West | 51-A1-D3050-210-PKU08 | UPS Room Portable Air Conditioner | Friedrich | AABA00930 | P09B-A | OM00027236 | NA | UPS Room | NA | NA | R-410A | NA | 110 | 11.5 | Electric | DNA | NA | NA | \Classifications\Building System Class\D30-HVAC Systems\D3050 - Package SYS\Package Unit - PKU | 1016303
51-A1 | 51-A1 Courthouse West | 51-A1-D2023-100-BFP03 | Landscape | Wilkins Zurn | 3559069 | 1015 | OM00027270 |  | Grounds | NA | NA | NA | NA | NA | NA | NA |  | NA | NA | \Classifications\Building System Class\D20-Plumbing\D2020 - Domestic Water\Backflow Preventer - BFP | 1016509
51-A1 | 51-A1 Courthouse West | 51-A1-D2023-100-BFP04 | Landscape 1" | Wilkins Zurn | 2993973 | 975XL | OM00027271 |  | Grounds | NA | NA | NA | NA | NA | NA | NA |  | NA | NA | \Classifications\Building System Class\D20-Plumbing\D2020 - Domestic Water\Backflow Preventer - BFP | 1016510
51-A1 | 51-A1 Courthouse West | 51-A1-D2022-100-HWE02 | Water Heater 2 | GE | 112701268 | GEU2P065AG | OM00039901 | NA | Jurry room #2 | NA | NA | NA | NA | 120 | NA | Electric | 1 | NA | NA | \Classifications\Building System Class\D20-Plumbing\D2020 - Domestic Water\Domestic Water Heater, Electric - HWE | 1016724
51-C1 | 51-C1 New Yuba City Courthouse | 51-C1-D2023-100-BFP01 | Backflow Assembly, 3" BFP01 | Ames | OB-1700 | Colt 400 3" RP | OM00043277 | ID#: 1 | Grounds Southwest Corner of Main Parking lot | NA | NA | NA | NA | NA | NA | NA | NA | NA | NA | \Classifications\Building System Class\D20-Plumbing\D2020 - Domestic Water\Backflow Preventer - BFP | 1019538
51-C1 | 51-C1 New Yuba City Courthouse | 51-C1-D2023-100-BFP02 | Backflow, 6" BFP02 | Ames | OB-2129 | Colt 500 RP 6" | OM00043278 | ID#: 2 | Grounds Southwest Corner of Main Parking lot | NA | NA | NA | NA | NA | NA | NA | NA | NA | NA | \Classifications\Building System Class\D20-Plumbing\D2020 - Domestic Water\Backflow Preventer - BFP | 1019539
51-C1 | 51-C1 New Yuba City Courthouse | 51-C1-D2023-100-BFP03 | Backflow, 2" BFP03 | Watt | 017862 | 009 2" RP | OM00043276 | ID#: 3 | Grounds Southwest Corner of Main Parking lot | NA | NA | NA | NA | NA | NA | NA | NA | NA | NA | \Classifications\Building System Class\D20-Plumbing\D2020 - Domestic Water\Backflow Preventer - BFP | 1019540
51-C1 | 51-C1 New Yuba City Courthouse | 51-C1-D2023-100-BFP04 | Backflow, 3/4" BFP04 | Watts | 50895 | 919 3/4" RP | OM00043279 | ID#: 4 | Grounds Southwest Corner of Main Parking lot | NA | NA | NA | NA | NA | NA | NA | NA | NA | NA | \Classifications\Building System Class\D20-Plumbing\D2020 - Domestic Water\Backflow Preventer - BFP | 1019541
51-C1 | 51-C1 New Yuba City Courthouse | 51-C1-B2010-100-BLD01 | building | NA | NA | NA | OM00031183 |  | NA | NA | NA | NA | NA | NA | NA | NA | NA | NA | NA | \Classifications\Building System Class\B20-General Building Exterior\B2010 - Exterior Walls\Building - BLD | 1019966
51-C1 | 51-C1 New Yuba City Courthouse | 51-C1-B2033-120-DOR01 | Main Entrance ADA Double Doors | Interteck | NA | NA | OM00043076 |  | 1st. Flr. Front Entrance | NA | NA | NA | NA | NA | NA | Electric | NA | NA | NA | \Classifications\Building System Class\B20-General Building Exterior\B2030 - Exterior Doors\Door,Automatic-Sliding,Revolving - DOR | 1019993
51-C1 | 51-C1 New Yuba City Courthouse | 51-C1-B2033-120-DOR02 | Employee Breakroom ADA Door | Interteck | NA | NA | OM00043064 |  | Front Public Entrance | NA | NA | NA | NA | NA | NA | Electric | NA | NA | NA | \Classifications\Building System Class\B20-General Building Exterior\B2030 - Exterior Doors\Door,Automatic-Sliding,Revolving - DOR | 1019994
51-C1 | 51-C1 New Yuba City Courthouse | 51-C1-B2034-400-DOH01 | South Sallyport Door | Marathon Doors ASI Technologies, Inc. | NA | 109G Power | OM00043274 |  | Exterior South Side of Sallyport | NA | NA | NA | NA | NA | NA | Electric | NA | NA | NA | \Classifications\Building System Class\B20-General Building Exterior\B2030 - Exterior Doors\Door,Overhead-Shutter,Manual,Elec,Roll-up - DOH | 1019995
51-C1 | 51-C1 New Yuba City Courthouse | 51-C1-B2034-400-DOH02 | North Sallyport Door | Marathon Doors ASI Technologies, Inc. | NA | 109G Power | OM00043275 |  | Exterior North Side of Sallyport | NA | NA | NA | NA | NA | NA | Electric | NA | NA | NA | \Classifications\Building System Class\B20-General Building Exterior\B2030 - Exterior Doors\Door,Overhead-Shutter,Manual,Elec,Roll-up - DOH | 1019996
51-C1 | 51-C1 New Yuba City Courthouse | 51-C1-B2034-400-DOH03 | Judges Gate | HySecurity | 080101-1523-816 | 222 DCE ST | OM00043061 |  | Grounds - Judges Parkinglot Gate - N. Side of Bldg. | NA | NA | NA | NA | NA | NA | Electric | NA | NA | NA | \Classifications\Building System Class\B20-General Building Exterior\B2030 - Exterior Doors\Door,Overhead-Shutter,Manual,Elec,Roll-up - DOH | 1019997
51-C1 | 51-C1 New Yuba City Courthouse | 51-C1-B3010-100-RUF01 | Roof | NA | NA | NA | OM00031182 |  | Roof | NA | NA | NA | NA | NA | NA | NA | NA | NA | NA | \Classifications\Building System Class\B30-Roofing\B3010 - Roof Types\Roof - RUF | 1019998
51-C1 | 51-C1 New Yuba City Courthouse | 51-C1-C1020-110-FRD01 | Front Desk Fire Curtain #1 Tagged on T-Bar | McKeon | NA | FSFD-15-HC | OM00043305 |  | 1st Flr. Above main counter | NA | NA | NA | NA | NA | NA | Electric | NA | NA | NA | \Classifications\Building System Class\C10-General Building Interior\C1020 - Fire Doors\Fire Doors - FRD | 1019999
51-C1 | 51-C1 New Yuba City Courthouse | 51-C1-C1020-110-FRD02 | Front Desk Fire Curtain #2 Tagged on T-Bar | McKeon | NA | FSFD-15-HC | OM00043306 |  | 1st Flr. Above main counter | NA | NA | NA | NA | NA | NA | Electric | NA | NA | NA | \Classifications\Building System Class\C10-General Building Interior\C1020 - Fire Doors\Fire Doors - FRD | 1020000
51-C1 | 51-C1 New Yuba City Courthouse | 51-C1-C1020-110-FRD03 | Front Desk Fire Curtain #3 Tagged on T-Bar | McKeon | NA | FSFD-15-HC | OM00043307 |  | 1st Flr. Above main counter | NA | NA | NA | NA | NA | NA | Electric | NA | NA | NA | \Classifications\Building System Class\C10-General Building Interior\C1020 - Fire Doors\Fire Doors - FRD | 1020001
51-C1 | 51-C1 New Yuba City Courthouse | 51-C1-D1010-100-ELE01 | Detention Elevator #1 State ID# 167211 | Otis | 00A41440 | AAA21310AD | OM00043056 | State ID# 167211 ¦ Old ID#618155 | 2nd Flr. East Secured Hallway Outside of Courtroom #3 | NA | NA | NA | 11 | 480 | 15 | Electric | 3 | NA | NA | \Classifications\Building System Class\D10-Conveyance Systems\D1010 - Elevator\Elevator,Hydraulic,Pass/Freight - ELE | 1020002
51-C1 | 51-C1 New Yuba City Courthouse | 51-C1-D1010-100-ELE02 | Detention Elevator #2 State ID# 167212 | Otis | 11631445 | AAA21310AD | OM00043522 | State ID#167212¦ Old ID# 618156 | Floor 2. Secured Hallway Outside of Courtroom #2 | NA | NA | NA | 8 | 480 | 15 | Electric | 3 | NA | NA | \Classifications\Building System Class\D10-Conveyance Systems\D1010 - Elevator\Elevator,Hydraulic,Pass/Freight - ELE | 1020003
51-C1 | 51-C1 New Yuba City Courthouse | 51-C1-D1010-100-ELE03 | Staff Elevator #3 State ID# 168555 | Otis | 00A21440 | AAA21310AD | OM00043521 | State ID# 168555¦ Old ID#618157 | Floor 1 Work Station Area Door 117 | NA | NA | NA | 15 | 480 | 18 | Electric | 3 | NA | NA | \Classifications\Building System Class\D10-Conveyance Systems\D1010 - Elevator\Elevator,Hydraulic,Pass/Freight - ELE | 1020004
51-C1 | 51-C1 New Yuba City Courthouse | 51-C1-D1010-100-ELE04 | Public Elevator #4 State ID# 167494 | Otis | 94081441 | AAA21310AD | OM00043523 | State ID# 167494¦ Old ID#618158 | Roof Elevator Room | NA | NA | NA | 15 | 480 | 18 | Electric | 3 | NA | NA | \Classifications\Building System Class\D10-Conveyance Systems\D1010 - Elevator\Elevator,Hydraulic,Pass/Freight - ELE | 1020005
51-C1 | 51-C1 New Yuba City Courthouse | 51-C1-D1010-100-ELE05 | Public Elevator #5 State ID# 167495 | Otis | 11641445 | AAA21310AD | OM00043524 | State ID# 167495 ¦ Old ID# 618159 | Roof Elevator Room | NA | NA | NA | 13 | 480 | 18 | Electric | 3 | NA | NA | \Classifications\Building System Class\D10-Conveyance Systems\D1010 - Elevator\Elevator,Hydraulic,Pass/Freight - ELE | 1020006
51-C1 | 51-C1 New Yuba City Courthouse | 51-C1-D2022-100-HWE01 | Electric Water Heater | A.O. Smith | 1448J011903 | DEL 20 102 | OM00043058 |  | Floor 1 Janitor's Room | NA | NA | NA | NA | 240 | NA | Electric | 1 | NA | NA | \Classifications\Building System Class\D20-Plumbing\D2020 - Domestic Water\Domestic Water Heater, Electric - HWE | 1020007
51-C1 | 51-C1 New Yuba City Courthouse | 51-C1-D2040-100-PSU01 | SS Grinder Pump System SSP-1 | Zoeller Pump Co. | 10-1122 Rev-C | Model G841, Part No. 841-0008 | OM00043271 |  | Basement Janitors Closet Rm. 023 | NA | NA | NA | (2) 2 Hp. | 460 | NA | Electric | 3 | NA | NA | \Classifications\Building System Class\D20-Plumbing\D2040 - Rain Drain\Sump Pump - PSU | 1020008
51-C1 | 51-C1 New Yuba City Courthouse | 51-C1-D2040-100-PSU02 | Storm and Sub-Drain System SP-1 | Zoeller Pump Co. | 10-1106 Rev-B | Model G841, Part No. 841-0008 | OM00043272 |  | Basement Janitors Closet Rm. 023 | NA | NA | NA | (2) 2 Hp. | 460 | NA | Electric | 3 | NA | NA | \Classifications\Building System Class\D20-Plumbing\D2040 - Rain Drain\Sump Pump - PSU | 1020009
51-C1 | 51-C1 New Yuba City Courthouse | 51-C1-D3044-125-PHW01 | HW Heating Water Pump P-R-3 | Bell & Gossett | PH014163-B | 2.5X9.5 7.5 BF | OM00043537 |  | Roof Boiler Room 402 | NA | NA | NA | (1) 5 Hp | 208-230/460V | 13.9/6.7 | Electric | 3 | NA | NA | \Classifications\Building System Class\D30-HVAC Systems\D3040 - Distribution SYS\Hot Water Pump - PHW | 1020010
51-C1 | 51-C1 New Yuba City Courthouse | 51-C1-D3044-125-PHW02 | HW Heating Water Pump P-R-4 | Bell & Gossett | PH014163-A | 2.5X9.5 7.5 BF | OM00043538 |  | Roof Boiler Room 402 | NA | NA | NA | (1) 5 Hp | 208-230/460V | 13.9/6.7 | Electric | 3 | NA | NA | \Classifications\Building System Class\D30-HVAC Systems\D3040 - Distribution SYS\Hot Water Pump - PHW | 1020011
51-C1 | 51-C1 New Yuba City Courthouse | 51-C1-D3044-125-PHW03 | SHW Heating Water Pump P-R-5 | Bell & Gossett | PH014162-B | 1.5X7 6.875 BF | OM00043539 |  | Roof Boiler Room 402 | NA | NA | NA | (1) 1.5 Hp | 208-230/460V | 4.5/2.2 | Electric | 3 | NA | NA | \Classifications\Building System Class\D30-HVAC Systems\D3040 - Distribution SYS\Hot Water Pump - PHW | 1020012
51-C1 | 51-C1 New Yuba City Courthouse | 51-C1-D3044-125-PHW04 | SHW Heating Water Pump P-R-6 | Bell & Gossett | PH014162-A | 1.5X7 6.875 BF | OM00043540 |  | Roof Boiler Room 402 | NA | NA | NA | (1) 1.5 Hp | 208-230/460V | 4.5/2.2 | Electric | 3 | NA | NA | \Classifications\Building System Class\D30-HVAC Systems\D3040 - Distribution SYS\Hot Water Pump - PHW | 1020013
51-C1 | 51-C1 New Yuba City Courthouse | 51-C1-D3021-130-BLR01 | Gas Fired Hot Water Boiler B-R-1 | AERCO International, Inc. | G-14-2316 | BMK2000-GWBF9 | OM00043536 |  | Roof Boiler Room 402 | NA | NA | NA | NA | 120 | NA | Natural Gas | 1 | 2,000,000 | 1,888,000 | \Classifications\Building System Class\D30-HVAC Systems\D3020 - Heat SYS\Boiler,Hot Water,Oil/Gas/Comb. - BLR | 1020014
51-C1 | 51-C1 New Yuba City Courthouse | 51-C1-D3021-130-BLR02 | Gas Fired Hot Water Boiler B-R-2 | AERCO International, Inc. | G-14-2315 | BMK2000-GWBF9 | OM00043535 |  | Roof Boiler Room 402 | NA | NA | NA | NA | 120 | NA | Natural Gas | 1 | 2,000,000 | 1,888,000 | \Classifications\Building System Class\D30-HVAC Systems\D3020 - Heat SYS\Boiler,Hot Water,Oil/Gas/Comb. - BLR | 1020015
51-C1 | 51-C1 New Yuba City Courthouse | 51-C1-D3031-140-CLR01 | 25 Ton Modular Air Cooled Chiller #1 | ArctiChill Chilled Water Systems | A121021214 | PACVMV0250D4-MM-DS | OM00043526 |  | Southside of Roof | NA | NA | R-410A | (2) 7.5 Hp | 4460 | RLA Per Unit 150amps LRA Per compressor RLA 21.7 amps (ea) | Electric | 3 | NA | NA | \Classifications\Building System Class\D30-HVAC Systems\D3030 - Cooling SYS\Chiller, Air Cooled - CLR | 1020016
51-C1 | 51-C1 New Yuba City Courthouse | 51-C1-D3031-140-CLR02 | 25 Ton Modular Air Cooled Chiller #2 | ArctiChill Chilled Water Systems | A122021314 | PACVMV0250D4-MM | OM00043527 |  | Southside of Roof | NA | NA | R-410A | (2) 7.5 Hp | 460 | RLA Per Unit 150amps LRA Per compressor RLA 21.7 amps (ea) | Electric | 3 | NA | NA | \Classifications\Building System Class\D30-HVAC Systems\D3030 - Cooling SYS\Chiller, Air Cooled - CLR | 1020017
51-C1 | 51-C1 New Yuba City Courthouse | 51-C1-D3031-100-PCH01 | SCHW Chilled Water Pump P-R-1 | Bell & Gossett | PH0141G1-A | 15X7 | OM00043528 |  | Roof N. Side of Chillers | NA | NA | NA | (1) 1 Hp | 208-230/460V | 3.1/1.5 | Electric | 3 | NA | NA | \Classifications\Building System Class\D30-HVAC Systems\D3030 - Cooling SYS\Chilled Water Pump - PCH | 1020018
51-C1 | 51-C1 New Yuba City Courthouse | 51-C1-D3031-100-PCH02 | SCHW Chilled Water Pump P-R-2 | Bell & Gossett | PH0141G1-B | 15X7 | OM00043529 |  | Roof N. Side of Chillers | NA | NA | NA | (1) 1 Hp | 208-230/460V | 3.1/1.5 | Electric | 3 | NA | NA | \Classifications\Building System Class\D30-HVAC Systems\D3030 - Cooling SYS\Chilled Water Pump - PCH | 1020019
51-C1 | 51-C1 New Yuba City Courthouse | 51-C1-D3031-210-CDR01 | Outdoor Air Cooled Condensing Unit CU-1-1 | Daikin McQuay | F191401297 | RCS15F180D | OM00043063 |  | Grounds - Next to fire pump room, east side of building | NA | NA | R-410A | NA | 460 | 32.0 Amps MCA | Electric | 3 | NA | NA | \Classifications\Building System Class\D30-HVAC Systems\D3030 - Cooling SYS\Condensing Unit, Air Cooled - CDR | 1020020
51-C1 | 51-C1 New Yuba City Courthouse | 51-C1-D3041-110-AHU01 | Air Handler Unit AHU R-1 | Daikin McQuay | FB0U140800083 | RDT130DLWS5Y | OM00043532 |  | Northside of Roof | SA (4) BX-79, RA (4) BX-75 | 35% Nominal Effciency Pre-Filter Merv 8. Qty (9) 16"X20"X2" Qty (27) 16"X25"X2". 85% Nominal Efficiency Final Filter Merv13. Qty (9) 16"X20"X2" Qty (27) 16"X25"X2". Face Area 95.0 ft. Face Velocity 421.1 ft/min. Air Pressure Drop 0.24inH2O | NA | (1) 50Hp Supply, (1) 40Hp Return | 460 | Supply FLA 57.0 amps. Return FLA 46.0 amps | Electric | 3 | NA | NA | \Classifications\Building System Class\D30-HVAC Systems\D3040 - Distribution SYS\Air Handling Unit - AHU | 1020021
51-C1 | 51-C1 New Yuba City Courthouse | 51-C1-D3041-110-AHU02 | Air Handler Unit AHU R-2 | Daikin McQuay | FB0U140800823 | RDT130DLWS5Y | OM00043533 |  | Southside of Roof | SA (4) BX-79, RA (3) B-86 | 35% Nominal Effciency Pre-Filter Merv 8. Qty (9) 16"X20"X2" Qty (27) 16"X25"X2". 85% Nominal Efficiency Final Filter Merv13. Qty (9) 16"X20"X2" Qty (27) 16"X25"X2". Face Area 95.0 ft. Face Velocity 421.1 ft/min. Air Pressure Drop 0.24inH2O | NA | (1) 50Hp Supply, (1) 40Hp Return | 460 | Supply FLA 57.0 amps. Return FLA 46.0 amps | Electric | 3 | NA | NA | \Classifications\Building System Class\D30-HVAC Systems\D3040 - Distribution SYS\Air Handling Unit - AHU | 1020022
51-C1 | 51-C1 New Yuba City Courthouse | 51-C1-D3041-110-AHU03 | Air Handler Unit AHU R-3 | Daikin McQuay | FB0U140800158 | RDT045DSWS5Y | OM00043544 |  | Eastside of Roof | SA (2) B-70, RA (2) A-88 | 35% Nominal Effciency Pre-Filter Merv 8. Qty (6) 16"X20"X2" Qty (18) 16"X25"X2". 85% Nominal Efficiency Final Filter Merv13. Qty (9) 16"X20"X2" Qty (27) 16"X25"X2". Face Area 63.3 ft. Face Velocity 185.0 ft/min. Air Pressure Drop 0.12inH2O | NA | (1) 10.0Hp Supply, (1) 5Hp Return | 460 | Supply FLA 12.6 amps. Return FLA 6.5 amps | Electric | 3 | NA | NA | \Classifications\Building System Class\D30-HVAC Systems\D3040 - Distribution SYS\Air Handling Unit - AHU | 1020023
51-C1 | 51-C1 New Yuba City Courthouse | 51-C1-D3041-110-AHU04 | Air Handler Unit AHU LL-1 | Daikin McQuay | SLPD140500121 | LAH0007A0V | OM00043273 |  | Basement Mechanical Room 021 | (2) B-48 | Merv 13 Qty (2) 24"X24"X4" Face Area 7.6ft. Filter Face Velocity 421.6 ft/min. Air Pressure Drop 0.92 inH2O | NA | (1) 5.0Hp Supply | 460 | Supply FLA 6.5 amps | Electric | 3 | NA | NA | \Classifications\Building System Class\D30-HVAC Systems\D3040 - Distribution SYS\Air Handling Unit - AHU | 1020024
51-C1 | 51-C1 New Yuba City Courthouse | 51-C1-D3040-120-FCU01 | Computer Room Air conditioning Unit CRAC-1-1 | Data Aire Inc. | 2014-1851-A | DALC-0834 | OM00043308 |  | 1st. Flr. MDF Room 118 | NA | Qty (4) Merv 8 High Efficiancy Filters Qty (2) 20"X25"X4" and (2) 16"X25"X4" | NA | (1) 3 Hp | 460 | 4.4 | Electric | 3 | NA | NA | \Classifications\Building System Class\D30-HVAC Systems\D3040 - Distribution SYS\Fan Coil Unit - FCU | 1020025
51-C1 | 51-C1 New Yuba City Courthouse | 51-C1-D3040-120-FCU02 | Computer Room Air conditioning Unit CRAC-1-2 | Data Aire Inc. | 2014-1850-A | DALC-0834 | OM00043309 |  | 1st. Flr. MDF Room 118 | NA | Qty (4) Merv 8 High Efficiancy Filters Qty (2) 20"X25"X4" and (2) 16"X25"X4" | NA | (1) 3 Hp | 460 | 4.4 | Electric | 3 | NA | NA | \Classifications\Building System Class\D30-HVAC Systems\D3040 - Distribution SYS\Fan Coil Unit - FCU | 1020026
51-C1 | 51-C1 New Yuba City Courthouse | 51-C1-D3040-120-FCU03 | Fan Coil Cooling Only FC 2-1 | Williams | 348681-1 | HH-F022W2F601R0 | OM00043518 |  | Floor 2 IDF 201C | NA | Qty (3) 12"X20"X1" Pleated MERV 8 Filters | NA | (2) 1/3 Hp | 120 | 9 | Electric | 1 | NA | NA | \Classifications\Building System Class\D30-HVAC Systems\D3040 - Distribution SYS\Fan Coil Unit - FCU | 1020027
51-C1 | 51-C1 New Yuba City Courthouse | 51-C1-D3040-120-FCU04 | Fan Coil Cooling Only FC 2-2 | Williams | 348681-8 | HH-F022W2F601R0 | OM00043314 |  | Floor 2 IDF Room 204C | NA | Qty (3) 12"X20"X1" Pleated MERV 8 Filters | NA | (2) 1/3 Hp | 120 | 9 | Electric | 1 | NA | NA | \Classifications\Building System Class\D30-HVAC Systems\D3040 - Distribution SYS\Fan Coil Unit - FCU | 1020028
51-C1 | 51-C1 New Yuba City Courthouse | 51-C1-D3040-120-FCU05 | Fan Coil Cooling Only FC 3-1 | Williams | 348681-9 | HH-F022W2F601R0 | OM00043067 |  | Floor 3 IDF Room 304C | NA | Qty (3) 12"X20"X1" Pleated MERV 8 Filters | NA | (2) 1/3 Hp | 120 | 9 | Electric | 1 | NA | NA | \Classifications\Building System Class\D30-HVAC Systems\D3040 - Distribution SYS\Fan Coil Unit - FCU | 1020029
51-C1 | 51-C1 New Yuba City Courthouse | 51-C1-D3040-120-FCU06 | Fan Coil Cooling Only FC 3-2 | Williams | 348681-10 | HH-F022W2F601R0 | OM00043070 |  | Floor 3 IDF Room 305C | NA | Qty (3) 12"X20"X1" Pleated MERV 8 Filters | NA | (2) 1/3 Hp | 120 | 9 | Electric | 1 | NA | NA | \Classifications\Building System Class\D30-HVAC Systems\D3040 - Distribution SYS\Fan Coil Unit - FCU | 1020030
51-C1 | 51-C1 New Yuba City Courthouse | 51-C1-D3042-220-EFN01 | Exhaust Fan EF-R-1 | Greenheck | 13786122 | 24-BISW-21-X-10-1 | OM00043531 |  | North Roof | (1) AX57 | NA | NA | 2 Hp | 460 | DNA | Electric | 3 | NA | NA | \Classifications\Building System Class\D30-HVAC Systems\D3040 - Distribution SYS\Supply/Exhaust/Return fans- FAN | 1020032
51-C1 | 51-C1 New Yuba City Courthouse | 51-C1-D3042-220-EFN02 | Exhaust Fan EF-R-2 | Greenheck | 13786123 | 16-BISW-21-X-41-1 | OM00043534 |  | South Roof | (1) AP37 | NA | NA | 1.5 Hp | 460 | DNA | Electric | 3 | NA | NA | \Classifications\Building System Class\D30-HVAC Systems\D3040 - Distribution SYS\Supply/Exhaust/Return fans- FAN | 1020033
51-C1 | 51-C1 New Yuba City Courthouse | 51-C1-D3042-220-EFN03 | Exhaust Fan EF-R-3 | Greenheck | 13786124 | 13-BISW-21-X-10-1 | OM00043269 |  | East Roof | (1) AP31 | NA | NA | 3/4 Hp | 460 | DNA | Electric | 3 | NA | NA | \Classifications\Building System Class\D30-HVAC Systems\D3040 - Distribution SYS\Supply/Exhaust/Return fans- FAN | 1020034
51-C1 | 51-C1 New Yuba City Courthouse | 51-C1-D3042-220-EFN04 | Exhaust Fan EF-R-4 | Greenheck | 13786125 | 7-BISW-21-X-10-1 | OM00043270 |  | East Roof | (1) 4L300 | NA | NA | 1/4 Hp | 115 | DNA | Electric | 1 | NA | NA | \Classifications\Building System Class\D30-HVAC Systems\D3040 - Distribution SYS\Supply/Exhaust/Return fans- FAN | 1020035
51-C1 | 51-C1 New Yuba City Courthouse | 51-C1-D3042-220-EFN05 | Exhaust Fan EF-R-5 | Greenheck | 13786126 | 9-BISW-21-X-10-1 | OM00043543 |  | Middle Roof | (1) 4L280 | NA | NA | 1/3 Hp | 115 | DNA | Electric | 1 | NA | NA | \Classifications\Building System Class\D30-HVAC Systems\D3040 - Distribution SYS\Supply/Exhaust/Return fans- FAN | 1020036
51-C1 | 51-C1 New Yuba City Courthouse | 51-C1-D3042-220-EFN06 | Exhaust Fan EF-R-6 | Greenheck | 13786127 | 9-BISW-21-X-10-1 | OM00043542 |  | Middle Roof | (1) AL290 | NA | NA | 1/3 Hp | 115 | DNA | Electric | 1 | NA | NA | \Classifications\Building System Class\D30-HVAC Systems\D3040 - Distribution SYS\Supply/Exhaust/Return fans- FAN | 1020037
51-C1 | 51-C1 New Yuba City Courthouse | 51-C1-D3042-220-EFN07 | Exhaust Fan RF-LL-1 | Greenheck | 14134299 15E | QEI-15-1-15-HTUL | OM00027198 |  | Basement Hallway 015 | (2) BX-47 | NA | NA | 1 1/2 | 208 | 10.1 | Electric | 3 | NA | NA | \Classifications\Building System Class\D30-HVAC Systems\D3040 - Distribution SYS\Supply/Exhaust/Return fans- FAN | 1020038
51-C1 | 51-C1 New Yuba City Courthouse | 51-C1-D3042-220-EFN08 | Exhaust Fan EF-1-5 | Greenheck | DNA | QEI-15-1 | OM00027188 |  | Floor 1 Hallway 159 | (1) AX45 | NA | NA | NA | 208 | 12.3 | Electric | 3 | NA | NA | \Classifications\Building System Class\D30-HVAC Systems\D3040 - Distribution SYS\Supply/Exhaust/Return fans- FAN | 1020039
51-C1 | 51-C1 New Yuba City Courthouse | 51-C1-D3050-250-ACU01 | Split System Air Conditioner AC 1-1/CU 1-2 | Daikin McQuay | G002303 | Condensing Unit RKN18KEVJU5 | OM00043062 |  | Grounds Outside the Fire Pump Room | (1) A-45 | Titanium apatite photocatalytic air-purifying filter (washable-reusable) | R-410A | NA | 230 | NA | Electric | 1 | NA | NA | \Classifications\Building System Class\D30-HVAC Systems\D3050 - Package SYS\Air Conditioning,Split System - ACU | 1020040
51-C1 | 51-C1 New Yuba City Courthouse | 51-C1-D3050-250-ACU02 | Split System Air Conditioner AC R-1/CU R-1 | Daikin McQuay | G002314 | Condensing Unit RKN18KEVJU | OM00043525 |  | East roof outside elevator room 401 | NA | Titanium apatite photocatalytic air-purifying filter (washable-reusable) | R-410A | NA | 230 | NA | Electric | 1 | NA | NA | \Classifications\Building System Class\D30-HVAC Systems\D3050 - Package SYS\Air Conditioning,Split System - ACU | 1020041
51-C1 | 51-C1 New Yuba City Courthouse | 51-C1-D3050-250-ACU03 | Split System Air Conditioner AC R-2/CU R-2 | Daikin McQuay | E001351 | Condensing Unit RKN530LVJU | OM00043541 |  | East roof behind BLR RM 402 | NA | Titanium apatite photocatalytic air-purifying filter (washable-reusable) | R-410A | NA | 230 | DNA | Electric | 1 | NA | NA | \Classifications\Building System Class\D30-HVAC Systems\D3050 - Package SYS\Air Conditioning,Split System - ACU | 1020042
51-C1 | 51-C1 New Yuba City Courthouse | 51-C1-D3068-100-BAS01 | MEP Building Automation System "BAS" Tagged on BAS Computer | L&H Airco | 542TDQ1 | Custom System Installed by L&H Airco | OM00027201 |  | 1st. Flr Receiving Area | NA | NA | NA | NA | NA | NA | Electric | NA | NA | NA | \Classifications\Building System Class\D30-HVAC Systems\D3060 - Control & Inst Air\Building Automation System - BAS | 1020043
51-C1 | 51-C1 New Yuba City Courthouse | 51-C1-D4010-150-FMS01 | Wet Splinker Fire System | NA | NA | NA | OM00043315 |  | 1st. Flr. Storage 121 inside Self Help Class Room 120 | NA | NA | NA | NA | NA | NA | NA | NA | NA | NA | \Classifications\Building System Class\D40-Fire Protection SYS\D4010 - Sprinkler SYS\Fire Systems, stand pipes - FMS | 1020044
51-C1 | 51-C1 New Yuba City Courthouse | 51-C1-D4022-210-FSG01 | Main Fire Pump FP-1 | Aurora | 14-24263 | 4-481-15 | OM00043513 |  | Floor 1 Fire Pump Room 06 | NA | NA | NA | 40 | 460 | DNA | Electric | 3 | NA | NA | \Classifications\Building System Class\D40-Fire Protection SYS\D4020 - Stand Pipe\Pump,Fire,Electric Motor Driven - FSG | 1020045
51-C1 | 51-C1 New Yuba City Courthouse | 51-C1-D4031-100-FEX27 | Fire Extinguishers | NA | NA | NA | OM00031177 |  | Throughout | NA | NA | NA | NA | NA | NA | NA | NA | NA | NA | \Classifications\Building System Class\D40-Fire Protection SYS\D4030 - FIRE SPEC\Fire Extinguisher - FEX | 1020046
51-C1 | 51-C1 New Yuba City Courthouse | 51-C1-D4022-210-JPM01 | Fire Jockey Pump JFP-1 | Fairbanks Morse | 4205679-10 | PVM2-80 | OM00043514 |  | Floor 1 Fire Pump Room 06 | NA | NA | NA | 1.5 | 460 | DNA | Electric | 3 | NA | NA | \Classifications\Building System Class\D40-Fire Protection SYS\D4020 - Stand Pipe\Jockey Pump - JPM | 1020047
51-C1 | 51-C1 New Yuba City Courthouse | 51-C1-D5010-200-ESD01 | 2500A Main Electrical Switchboard MSB-1 | General Electric | NA | NA | OM00043503 |  | Floor 1 Main Electrical Rm. 126 | NA | NA | NA | NA | 480/277V, 3-Pole, 4 Wire, 60Hz | 2500 Amp | Electric | 3 | NA | NA | \Classifications\Building System Class\D50-Electrical SYS\D5010 - Elec Service & Dist\Electical Service and Distribution - ESD | 1020048
51-C1 | 51-C1 New Yuba City Courthouse | 51-C1-D5010-200-ESD02 | 1200A Main Electrical Swichboard EDSH-GEN | General Electric | NA | NA | OM00043497 |  | Grounds - Generator Yard | NA | NA | NA | NA | 480/277V, 3-Pole, 4 Wire, 60Hz | 1200 Amp | Electric | 3 | NA | NA | \Classifications\Building System Class\D50-Electrical SYS\D5010 - Elec Service & Dist\Electical Service and Distribution - ESD | 1020049
51-C1 | 51-C1 New Yuba City Courthouse | 51-C1-D5010-234-ATS01 | Automatic Transfer Switch S-ATS-Y1 | Asco Delta | 1145514-002RE | J3ADTSB30260NGXF | OM00043509 |  | Grounds Generator Yard | NA | NA | NA | NA | 480 | NA | Electric | 3 | NA | NA | \Classifications\Building System Class\D50-Electrical SYS\D5010 - Elec Service & Dist\Automatic Transfer Switch - ATS | 1020051
51-C1 | 51-C1 New Yuba City Courthouse | 51-C1-D5010-234-ATS02 | Automatic Transfer Switch S-ATS-Y2 | Asco Delta | 1145515-002RE | J3ADTSB30260NGXF | OM00043510 |  | Generator Yard | NA | NA | NA | NA | 480 | NA | Electric | 3 | NA | NA | \Classifications\Building System Class\D50-Electrical SYS\D5010 - Elec Service & Dist\Automatic Transfer Switch - ATS | 1020052
51-C1 | 51-C1 New Yuba City Courthouse | 51-C1-D5010-234-ATS03 | Automatic Transfer Switch U-ATS-Y1 | Asco Delta | 1145514-001RE | J3ADTSB30260NGXF | OM00043511 |  | Generator Yard | NA | NA | NA | NA | 480 | NA | Electric | 3 | NA | NA | \Classifications\Building System Class\D50-Electrical SYS\D5010 - Elec Service & Dist\Automatic Transfer Switch - ATS | 1020053
51-C1 | 51-C1 New Yuba City Courthouse | 51-C1-D5010-234-ATS04 | Automatic Transfer Switch E-ATS-Y1 | Asco Delta | 1145514-003RE | J3ADTSB30260NGXF | OM00043512 |  | Generator Yard | NA | NA | NA | NA | 480 | NA | Electric | 3 | NA | NA | \Classifications\Building System Class\D50-Electrical SYS\D5010 - Elec Service & Dist\Automatic Transfer Switch - ATS | 1020054
51-C1 | 51-C1 New Yuba City Courthouse | 51-C1-D5010-200-ESD16 | 600A Electrical Distribution Panel Board DPH-MA1 | General Electric | NA | NA | OM00043507 |  | 1st. Flr. Electrical Room 126 | NA | NA | NA | NA | 480/277V, 3-Pole, 4 Wire, 60Hz, 100KAIC | 600 Amp | Electric | 3 | NA | NA | \Classifications\Building System Class\D50-Electrical SYS\D5010 - Elec Service & Dist\Electical Service and Distribution - ESD | 1020055
51-C1 | 51-C1 New Yuba City Courthouse | 51-C1-D5010-200-ESD17 | 600A Electrical Distribution Panel Board DPH-MB1 | General Electric | NA | NA | OM00043506 |  | Floor 1 Main Electrical Rm. 126 | NA | NA | NA | NA | 480/277V, 3-Pole, 4 Wire, 60Hz, 42KAIC | 600 Amp | Electric | 3 | NA | NA | \Classifications\Building System Class\D50-Electrical SYS\D5010 - Elec Service & Dist\Electical Service and Distribution - ESD | 1020056
51-C1 | 51-C1 New Yuba City Courthouse | 51-C1-D5010-200-ESD18 | 400A Electrical Distribution Panel Board SDPH-M1 | General Electric | NA | NA | OM00043505 |  | Floor 1 Main Electrical Rm. 126 | NA | NA | NA | NA | 480/277V, 3-Pole, 4 Wire, 60Hz, 42KAIC | 400 Amp | Electric | 3 | NA | NA | \Classifications\Building System Class\D50-Electrical SYS\D5010 - Elec Service & Dist\Electical Service and Distribution - ESD | 1020057
51-C1 | 51-C1 New Yuba City Courthouse | 51-C1-D5010-200-ESD04 | 400A Electrical Distribution Panel Board EDPH-M1 | General Electric | NA | NA | OM00043504 |  | Floor 1 Main Electrical Rm. 126 | NA | NA | NA | NA | 480/277V, 3-Pole, 4 Wire, 60Hz, 42KAIC | 400 Amp | Electric | 3 | NA | NA | \Classifications\Building System Class\D50-Electrical SYS\D5010 - Elec Service & Dist\Electical Service and Distribution - ESD | 1020058
51-C1 | 51-C1 New Yuba City Courthouse | 51-C1-D5010-200-ESD05 | 400A Electrical Distribution Panel Board UDPH-M1 | General Electric | NA | NA | OM00043311 |  | Floor 1 Main Electrical Rm. 126 | NA | NA | NA | NA | 480/277V, 3-Pole, 4 Wire, 60Hz, 42KAIC | 400 Amp | Electric | 3 | NA | NA | \Classifications\Building System Class\D50-Electrical SYS\D5010 - Elec Service & Dist\Electical Service and Distribution - ESD | 1020059
51-C1 | 51-C1 New Yuba City Courthouse | 51-C1-D5010-200-ESD06 | 400A Electrical Distribution Panel Board DPL-1A1 | General Electric | NA | NA | OM00043517 |  | Floor 1 Electrical 104C | NA | NA | NA | NA | 208Y/120V, 3-Pole, 4 Wire, 60Hz, 18KAIC | 400 Amp | Electric | 3 | NA | NA | \Classifications\Building System Class\D50-Electrical SYS\D5010 - Elec Service & Dist\Electical Service and Distribution - ESD | 1020060
51-C1 | 51-C1 New Yuba City Courthouse | 51-C1-D5010-200-ESD07 | 400A Electrical Distribution Panel Board UDPL-1B1 | General Electric | NA | NA | OM00043508 |  | 1st. Flr. MDF Room 118B | NA | NA | NA | NA | 208Y/120V, 3-Pole, 4 Wire, 60Hz, 42KAIC | 400 Amp | Electric | 3 | NA | NA | \Classifications\Building System Class\D50-Electrical SYS\D5010 - Elec Service & Dist\Electical Service and Distribution - ESD | 1020061
51-C1 | 51-C1 New Yuba City Courthouse | 51-C1-D5010-200-ESD08 | 250A Electrical Distribution Panel Board DPL-1B1 | General Electric | NA | NA | OM00043515 |  | Floor 1 Electrical Closet 125 | NA | NA | NA | NA | 208Y/120V, 3-Pole, 4 Wire, 60Hz, 18KAIC | 250 Amp | Electric | 3 | NA | NA | \Classifications\Building System Class\D50-Electrical SYS\D5010 - Elec Service & Dist\Electical Service and Distribution - ESD | 1020062
51-C1 | 51-C1 New Yuba City Courthouse | 51-C1-D5010-200-ESD09 | 250A Electrical Distribution Panel Board DPL-2A1 | General Electric | NA | NA | OM00043519 |  | Floor 2 Electrical 201D | NA | NA | NA | NA | 208Y/120V, 3-Pole, 4 Wire, 60Hz, 14KAIC | 250 Amp | Electric | 3 | NA | NA | \Classifications\Building System Class\D50-Electrical SYS\D5010 - Elec Service & Dist\Electical Service and Distribution - ESD | 1020063
51-C1 | 51-C1 New Yuba City Courthouse | 51-C1-D5010-200-ESD10 | 250A Electrical Distribution Panel Board DPL-2A1 | General Electric | NA | NA | OM00043312 |  | Floor 2 Electrical 204B | NA | NA | NA | NA | 208Y/120V, 3-Pole, 4 Wire, 60Hz, 14KAIC | 250 Amp | Electric | 3 | NA | NA | \Classifications\Building System Class\D50-Electrical SYS\D5010 - Elec Service & Dist\Electical Service and Distribution - ESD | 1020064
51-C1 | 51-C1 New Yuba City Courthouse | 51-C1-D5010-200-ESD11 | 250A Electrical Distribution Panel Board DPL-3B1 | General Electric | NA | NA | OM00043068 |  | Floor 3 Electrical 305B | NA | NA | NA | NA | 208Y/120V, 3-Pole, 4 Wire, 60Hz, 14KAIC | 250 Amp | Electric | 3 | NA | NA | \Classifications\Building System Class\D50-Electrical SYS\D5010 - Elec Service & Dist\Electical Service and Distribution - ESD | 1020065
51-C1 | 51-C1 New Yuba City Courthouse | 51-C1-D5010-200-ESD12 | 250A Electrical Distribution Panel Board DPL-3A1 | General Electric | NA | NA | OM00043065 |  | Floor 3 Electrical 304A | NA | NA | NA | NA | 208Y/120V, 3-Pole, 4 Wire, 60Hz, 14KAIC | 250 Amp | Electric | 3 | NA | NA | \Classifications\Building System Class\D50-Electrical SYS\D5010 - Elec Service & Dist\Electical Service and Distribution - ESD | 1020066
51-C1 | 51-C1 New Yuba City Courthouse | 51-C1-D5010-200-ESD13 | 600A Electrical Distribution Panel Board DPH-RA1 | General Electric | NA | NA | OM00043071 |  | Main Roof | NA | NA | NA | NA | 480/277V, 3-Pole, 4 Wire, 60Hz, 42KAIC | 600 Amp | Electric | 3 | NA | NA | \Classifications\Building System Class\D50-Electrical SYS\D5010 - Elec Service & Dist\Electical Service and Distribution - ESD | 1020067
51-C1 | 51-C1 New Yuba City Courthouse | 51-C1-D5010-200-ESD14 | 600A Electrical Distribution Panel Board DPH-RB1 | General Electric | NA | NA | OM00043073 |  | Main Roof | NA | NA | NA | NA | 480/277V, 3-Pole, 4 Wire, 60Hz, 42KAIC | 600 Amp | Electric | 3 | NA | NA | \Classifications\Building System Class\D50-Electrical SYS\D5010 - Elec Service & Dist\Electical Service and Distribution - ESD | 1020068
51-C1 | 51-C1 New Yuba City Courthouse | 51-C1-D5010-200-ESD15 | 350A Electrical Distribution Panel Board SDPH-RB1 | General Electric | NA | NA | OM00043074 |  | Main Roof | NA | NA | NA | NA | 480/277V, 3-Pole, 4 Wire, 60Hz, 65KAIC | 350 Amp | Electric | 3 | NA | NA | \Classifications\Building System Class\D50-Electrical SYS\D5010 - Elec Service & Dist\Electical Service and Distribution - ESD | 1020069
51-C1 | 51-C1 New Yuba City Courthouse | 51-C1-D5011-240-TRN01 | 75KVA Dry Type Transformer TK-M1 | General Electric | NA | 9T83B3475G03 | OM00043500 |  | Floor 1 Main Electrical Rm. 126 | NA | NA | NA | NA | 75KVA - 480V/208Y/120 | NA | Electric | 3 | NA | NA | \Classifications\Building System Class\D50-Electrical SYS\D5010 - Elec Service & Dist\Transformer - TRN | 1020070
51-C1 | 51-C1 New Yuba City Courthouse | 51-C1-D5011-240-TRN02 | 75KVA Dry Type Transformer ETK-M1 | General Electric | NA | 9T83B3475G03 | OM00043501 |  | Floor 1 Main Electrical Rm. 126 | NA | NA | NA | NA | 75KVA - 480V/208Y/120 | NA | Electric | 3 | NA | NA | \Classifications\Building System Class\D50-Electrical SYS\D5010 - Elec Service & Dist\Transformer - TRN | 1020071
51-C1 | 51-C1 New Yuba City Courthouse | 51-C1-D5011-240-TRN03 | 112.5KVA Dry Type Transformer UTK-M1 | General Electric | NA | 9T83B34112G03 | OM00043502 |  | Floor 1 Main Electrical Rm. 126 | NA | NA | NA | NA | 112.5KVA - 480V/208Y/120 | NA | Electric | 3 | NA | NA | \Classifications\Building System Class\D50-Electrical SYS\D5010 - Elec Service & Dist\Transformer - TRN | 1020072
51-C1 | 51-C1 New Yuba City Courthouse | 51-C1-D5011-240-TRN04 | 45KVA Dry Type Transformer STK-M1 | General Electric | NA | 9T83B34112G03 | OM00043499 |  | Floor 1 Main Electrical Rm. 126 | NA | NA | NA | NA | 45KVA - 480V/208Y/120 | NA | Electric | 3 | NA | NA | \Classifications\Building System Class\D50-Electrical SYS\D5010 - Elec Service & Dist\Transformer - TRN | 1020073
51-C1 | 51-C1 New Yuba City Courthouse | 51-C1-D5011-240-TRN05 | 75KVA Dry Type Transformer TK-1A1 | General Electric | NA | 9T83B34112G03 | OM00043516 |  | Floor 1 Clerks Area above Ceiling over moving files | NA | NA | NA | NA | 75KVA - 480V/208Y/120 | NA | Electric | 3 | NA | NA | \Classifications\Building System Class\D50-Electrical SYS\D5010 - Elec Service & Dist\Transformer - TRN | 1020074
51-C1 | 51-C1 New Yuba City Courthouse | 51-C1-D5011-240-TRN06 | 75KVA Dry Type Transformer TK-1B1 | General Electric | NA | 9T83B3475G03 | OM00043310 |  | Floor 1 MDF Room 118 | NA | NA | NA | NA | 75KVA - 480V/208Y/120 | NA | Electric | 3 | NA | NA | \Classifications\Building System Class\D50-Electrical SYS\D5010 - Elec Service & Dist\Transformer - TRN | 1020075
51-C1 | 51-C1 New Yuba City Courthouse | 51-C1-D5011-240-TRN07 | 75KVA Dry Type Transformer TK-2A1 | General Electric | NA | 9T83B3475G03 | OM00043520 |  | Floor 2 Electrical 201D | NA | NA | NA | NA | 75KVA - 480V/208Y/120 | NA | Electric | 3 | NA | NA | \Classifications\Building System Class\D50-Electrical SYS\D5010 - Elec Service & Dist\Transformer - TRN | 1020076
51-C1 | 51-C1 New Yuba City Courthouse | 51-C1-D5011-240-TRN08 | 75KVA Dry Type Transformer TK-2B1 | General Electric | NA | 9T83B3475G03 | DNA |  | Floor 2 Electrical 204B | NA | NA | NA | NA | 75KVA - 480V/208Y/120 | NA | Electric | 3 | NA | NA | \Classifications\Building System Class\D50-Electrical SYS\D5010 - Elec Service & Dist\Transformer - TRN | 1020077
51-C1 | 51-C1 New Yuba City Courthouse | 51-C1-D5011-240-TRN09 | 75KVA Dry Type Transformer TK-3A1 | General Electric | NA | 9T83B3475G03 | OM00043066 |  | Floor 3 Electrical 304A | NA | NA | NA | NA | 75KVA - 480V/208Y/120 | NA | Electric | 3 | NA | NA | \Classifications\Building System Class\D50-Electrical SYS\D5010 - Elec Service & Dist\Transformer - TRN | 1020078
51-C1 | 51-C1 New Yuba City Courthouse | 51-C1-D5011-240-TRN10 | 75KVA Dry Type Transformer TK-3B1 | General Electric | NA | 9T83B3475G03 | OM00043069 |  | Floor 3 Electrical 305B | NA | NA | NA | NA | 75KVA - 480V/208Y/120 | NA | Electric | 3 | NA | NA | \Classifications\Building System Class\D50-Electrical SYS\D5010 - Elec Service & Dist\Transformer - TRN | 1020079
51-C1 | 51-C1 New Yuba City Courthouse | 51-C1-D5011-240-TRN11 | 30KVA Dry Type Transformer TK-RA1 | General Electric | NA | 9T83B3462G03 | OM00043072 |  | Roof | NA | NA | NA | NA | 30KVA - 480V/208Y/120 | NA | Electric | 3 | NA | NA | \Classifications\Building System Class\D50-Electrical SYS\D5010 - Elec Service & Dist\Transformer - TRN | 1020080
51-C1 | 51-C1 New Yuba City Courthouse | 51-C1-D5011-240-TRN12 | 30KVA Dry Type Transformer TK-RB1 | General Electric | NA | 9T83B3462G03 | OM00043075 |  | Roof | NA | NA | NA | NA | 30KVA - 480V/208Y/120 | NA | Electric | 3 | NA | NA | \Classifications\Building System Class\D50-Electrical SYS\D5010 - Elec Service & Dist\Transformer - TRN | 1020081
51-C1 | 51-C1 New Yuba City Courthouse | 51-C1-D5037-710-FAP01 | Fire Alarm Panel | Edwards | NA | EST-3 | OM00043280 |  | Floor 1 Security Control 100 | NA | NA | NA | NA | NA | NA | NA | NA | NA | NA | \Classifications\Building System Class\D50-Electrical SYS\D5030 - Comm & Security\Fire Alarm Panel - FAP | 1020082
51-C1 | 51-C1 New Yuba City Courthouse | 51-C1-D5092-210-GEN01 | 500Kw Emergency Generator | Onsite Energy | 130901044-010010 | DS500D6SRA | OM00043057 | Permit# P23248 ¦Block Serial Number: 16601003039 Model # ROV1600G80S | Generator Yard | NA | NA | NA | 752 | 500Kw 277/480V | DNA | Diesel | 3 | NA | NA | \Classifications\Building System Class\D50-Electrical SYS\D5090 - Elec SYS\Emergency Generator - GEN | 1020083
51-C1 | 51-C1 New Yuba City Courthouse | 51-C1-D5092-250-EML74 | Emergency Lights | NA | NA | NA | OM00031178 |  | Throughout | NA | NA | NA | NA | NA | NA | Electric | NA | NA | NA | \Classifications\Building System Class\D50-Electrical SYS\D5090 - Elec SYS\Emergency And Exit Lighting - EML | 1020084
51-C1 | 51-C1 New Yuba City Courthouse | 51-C1-G2023-160-PEB01 | North Sallyport Barrier | Door King, Inc | 11888 | 1601-080 | OM00043059 |  | Grounds North Side of Sallyport | NA | NA | NA | 0 | 115 | 5.4 | Electric | 1 | NA | NA | \Classifications\Building System Class\G20-Other Systems\G2020 - Parking Lots\Security Parking Electric Barrier - PEB | 1020085
51-C1 | 51-C1 New Yuba City Courthouse | 51-C1-G2023-160-PEB02 | South Sallyport Barrier | Door King, Inc | 11891 | 1601-080 | OM00043060 |  | Grounds South Side of Sallyport | NA | NA | NA | 0 | 115 | 5.4 | Electric | 1 | NA | NA | \Classifications\Building System Class\G20-Other Systems\G2020 - Parking Lots\Security Parking Electric Barrier - PEB | 1020086
51-C1 | 51-C1 New Yuba City Courthouse | 51-C1-G2050-200-LSC01 | Landscape | NA | NA | NA | OM00031180 |  | Grounds | NA | NA | NA | NA | NA | NA | NA | NA | NA | NA | \Classifications\Building System Class\G20-Other Systems\G2050 - Landscaping\Landscaping - LSC | 1020087
51-C1 | 51-C1 New Yuba City Courthouse | 51-C1-D5092-250-ELT257 | Exterior Lights (LHT) | NA | NA | NA | OM00031179 |  | Grounds | NA | NA | NA | NA | NA | NA | NA | NA | NA | NA | \Classifications\Building System Class\D50-Electrical SYS\D5090 - Elec SYS\Exterior Lighting - ELT | 1020088
51-C1 | 51-C1 New Yuba City Courthouse | 51-C1-G2049-300-HSC01 | Hardscape | NA | NA | NA | OM00031181 |  | Grounds | NA | NA | NA | NA | NA | NA | NA | NA | NA | NA | \Classifications\Building System Class\G20-Other Systems\G2040 - Site Development\Hardscape - HSC | 1020089
51-C1 | 51-C1 New Yuba City Courthouse | 51-C1-D2023-100-BFP05 | Chiller Backflow Preventer | Watts | 97066 | LF009M3QT | OM00043530 |  | Roof next to Chiller | NA | NA | NA | NA | NA | NA | NA | NA | NA | NA | \Classifications\Building System Class\D20-Plumbing\D2020 - Domestic Water\Backflow Preventer - BFP | 1020379
51-C1 | 51-C1 Sutter County Superior Courthouse | 51-C1-D2023-310-WBS01 | Booster Pump (2 pump system) | FLOWTHERM | 70VS-02 | FAB15-298 | OM00027202 |  | Judges Parking Lot | NA | NA | NA | 5 | 480 | DNA | Electric | 3 | NA | NA | \Classifications\Building System Class\D20-Plumbing\D2020 - Domestic Water\Domestic Water Booster System - WBS | 1022466
52-A3 | 52-A3 Annex No. 2 | 52-A3-B2010-100-CTY01 | Building Structure | NA | NA | NA | OM00027093 | NA | NA | NA | NA | NA | NA | NA | NA | NA | NA | NA | NA | \Classifications\Building System Class\B20-General Building Exterior\B2010 - Exterior Walls\Building - BLD | EQ-1007401
52-E1 | 52-E1 New Red Bluff Courthouse | 52-E1-B2010-100-BLD01 | Building | NA | NA | NA | OM00027036 |  | NA | NA | NA | NA | NA | NA | NA | NA | NA | NA | NA | \Classifications\Building System Class\B20-General Building Exterior\B2010 - Exterior Walls\Building - BLD | 1019967
52-E1 | 52-E1 New Red Bluff Courthouse | 52-E1-D2023-100-BFP01 | 6" Backflow | Wilkins | V41112 | 350ADA 6" | OM00043127 | ID#: 1 | NE Grounds | NA | NA | NA | NA | NA | NA | NA | NA | NA | NA | \Classifications\Building System Class\D20-Plumbing\D2020 - Domestic Water\Backflow Preventer - BFP | 1021562
52-E1 | 52-E1 New Red Bluff Courthouse | 52-E1-D2023-100-BFP02 | 3/4" Bypass Backflow | Wilkins | 3957042XLD | 950XL2 | OM00043128 | ID#: 2 | NE Grounds | NA | NA | NA | NA | NA | NA | NA | NA | NA | NA | \Classifications\Building System Class\D20-Plumbing\D2020 - Domestic Water\Backflow Preventer - BFP | 1021563
52-E1 | 52-E1 New Red Bluff Courthouse | 52-E1-D2023-100-BFP03 | Landscaping Backflow | Wilkins | 4081283 | 950XL2 | OM00043132 | ID#: 3 | SE Grounds | NA | NA | NA | NA | NA | NA | NA | NA | NA | NA | \Classifications\Building System Class\D20-Plumbing\D2020 - Domestic Water\Backflow Preventer - BFP | 1021564
52-E1 | 52-E1 New Red Bluff Courthouse | 52-E1-D2023-100-BFP04 | Boiler Backflow | Wilkins | 4113548 | 975XL1" | OM00043139 | ID#: 4 | 1st. Flr. NE Boiler Rm. | NA | NA | NA | NA | NA | NA | NA | NA | NA | NA | \Classifications\Building System Class\D20-Plumbing\D2020 - Domestic Water\Backflow Preventer - BFP | 1021565
52-E1 | 52-E1 New Red Bluff Courthouse | 52-E1-D2023-100-BFP05 | Domestic Backflow 3" | Wilkins | 45794 | 350ADA 3" | OM00043133 | ID#: 5 | SE Grounds | NA | NA | NA | NA | NA | NA | NA | NA | NA | NA | \Classifications\Building System Class\D20-Plumbing\D2020 - Domestic Water\Backflow Preventer - BFP | 1021566
52-E1 | 52-E1 New Red Bluff Courthouse | 52-E1-D2023-100-BFP06 | Domestic Bypass Backflow 3/4" | Wilkins | 4202032 | 950XLV 3/4" | OM00043134 | ID#: 6 | SE Grounds | NA | NA | NA | NA | NA | NA | NA | NA | NA | NA | \Classifications\Building System Class\D20-Plumbing\D2020 - Domestic Water\Backflow Preventer - BFP | 1021567
52-E1 | 52-E1 New Red Bluff Courthouse | 52-E1-D4010-150-FMS01 | Fire Sprinkler System - Dry | Viking | W713653 | 13765 4"/DN100 Dry | OM00043140 |  | 1st. Flr. Fire Sprinkler Rm. | NA | NA | NA | NA | NA | NA | NA | NA | NA | NA | \Classifications\Building System Class\D40-Fire Protection SYS\D4010 - Sprinkler SYS\Fire Systems, stand pipes - FMS | 1021568
52-E1 | 52-E1 New Red Bluff Courthouse | 52-E1-D5037-710-FAP01 | Fire Alarm Panel | Notifier Honeywell | I.12064 | UDATCT-2 | OM00043141 |  | 1st. Flr. Fire Sprinkler Rm. | NA | NA | NA | NA | NA | NA | NA | NA | NA | NA | \Classifications\Building System Class\D50-Electrical SYS\D5030 - Comm & Security\Fire Alarm Panel - FAP | 1021569
52-E1 | 52-E1 New Red Bluff Courthouse | 52-E1-D1010-100-ELE01 | Elevator #1 - Lobby | Otis GEN2 | G258251549 | AAA21242E | OM00027037 | State ID# 170201 |  | NA | NA | NA | 30 | 480 | 43 | Electric | 3 | NA | NA | \Classifications\Building System Class\D10-Conveyance Systems\D1010 - Elevator\Elevator,Electric,Pass/Freight - ELE | 1021570
52-E1 | 52-E1 New Red Bluff Courthouse | 52-E1-D1010-100-ELE02 | Elevator #2 - Lobby Hydraulic | Otis GEN2 | 6258251549 | AAA21242E | OM00027038 | State ID# 170200 | 1ST FLR | NA | NA | NA | 30 | 480 | 43 | Electric | 3 | NA | NA | \Classifications\Building System Class\D10-Conveyance Systems\D1010 - Elevator\Elevator,Electric,Pass/Freight - ELE | 1021571
52-E1 | 52-E1 New Red Bluff Courthouse | 52-E1-D1010-100-ELE04 | Elevator #4 - Inmate | Otis GEN2 | 6258282715-045 | AAA21310AD | OM00043146 | State ID# 170204 | 1st. Flr. Elevator Rm in Secured Hallway / Judges | NA | NA | NA | 12(9) | 480 | 16 | Electric | 3 | NA | NA | \Classifications\Building System Class\D10-Conveyance Systems\D1010 - Elevator\Elevator,Electric,Pass/Freight - ELE | 1021573
52-E1 | 52-E1 New Red Bluff Courthouse | 52-E1-D1010-100-ELE05 | Elevator #5 - Inmate | Otis GEN2 | 6258281549 | AAA21310AD | OM00043144 | State ID# 170203 | 1st. Flr. Elevator Rm in Secured Hallway | NA | NA | NA | 12(9) | 480 | 16 | Electric | 3 | NA | NA | \Classifications\Building System Class\D10-Conveyance Systems\D1010 - Elevator\Elevator,Electric,Pass/Freight - ELE | 1021574
52-E1 | 52-E1 New Red Bluff Courthouse | 52-E1-D1010-100-ELE03 | Elevator #3 - Judges | Otis GEN2 | 6258261549 | AAA21242E | OM00043145 | State ID# 170202 | 1st. Flr. Elevator Rm in Secured Hallway / Judges | NA | NA | NA | 30 | 480 | 43 | Electric | 3 | NA | NA | \Classifications\Building System Class\D10-Conveyance Systems\D1010 - Elevator\Elevator,Electric,Pass/Freight - ELE | 1021572
52-E1 | 52-E1 New Red Bluff Courthouse | 52-E1-D4031-100-FEX23 | Fire Extinguishers | NA | NA | NA | OM00027030 |  | 1st. Flr. Elevator Rm in Secured Hallway Throughout Building | NA | NA | NA | NA | NA | NA | NA | NA | NA | NA | \Classifications\Building System Class\D40-Fire Protection SYS\D4030 - FIRE SPEC\Fire Extinguisher - FEX | 1021575
52-E1 | 52-E1 New Red Bluff Courthouse | 52-E1-D5092-250-EML166 | Emergency Lights | NA | NA | NA | OM00027031 |  | Throughout Building | NA | NA | NA | NA | NA | NA | NA | NA | NA | NA | \Classifications\Building System Class\D50-Electrical SYS\D5090 - Elec SYS\Emergency And Exit Lighting - EML | 1021576
52-E1 | 52-E1 New Red Bluff Courthouse | 52-E1-D3041-110-AHU01 | #1 Air Handler 50 Ton | Daikin | FBOU150700027 | RPS050D0DLWS5 | OM00039205 |  | Roof | NA | Washable | R-410A | Supply Fan 20 HP, Return Fan 15 HP | 460 | 18.6 | Electric | 3 | NA | NA | \Classifications\Building System Class\D30-HVAC Systems\D3040 - Distribution SYS\Air Handling Unit - AHU | 1021587
52-E1 | 52-E1 New Red Bluff Courthouse | 52-E1-D3041-110-AHU02 | #2 Air Handler 50 Ton | Daikin | FBOU150700011 | RPS050D0DLWS5 | OM00039202 |  | Roof | NA | (7) 16x20x2 filters(10) 16x25x2 | R-410A | NA | 208/230 | 15 | Electric | 1 | NA | NA | \Classifications\Building System Class\D30-HVAC Systems\D3040 - Distribution SYS\Air Handling Unit - AHU | 1021588
52-E1 | 52-E1 New Red Bluff Courthouse | 52-E1-D3050-250-ACU02 | #2 Split System (CDR/FCU) | Daikin | E017024 | (Heat Pump/CU-2) RXS12LVJU (FCU02)PEA-A12AA | OM00039206 |  | Roof | NA | Washable | R-410A | NA | 208/230 | 15 | Electric | 1 | NA | NA | \Classifications\Building System Class\D30-HVAC Systems\D3050 - Package SYS\Air Conditioning,Split System - ACU | 1021589
52-E1 | 52-E1 New Red Bluff Courthouse | 52-E1-D3050-250-ACU03 | #3 Split System (CDR/FCU) | Daikin | E017050 | (Heat Pump/CU-3) RXS12LVJU (FCU03)PEA-A12AA | OM00039207 |  | Roof | NA | Washable | R-410A | NA | 208/230 | 15 | Electric | 1 | NA | NA | \Classifications\Building System Class\D30-HVAC Systems\D3050 - Package SYS\Air Conditioning,Split System - ACU | 1021590
52-E1 | 52-E1 New Red Bluff Courthouse | 52-E1-D3050-250-ACU04 | #4 Split System (CDR/FCU) | Daikin | E005853 | (Heat Pump/CU-4) RXS36LVJU (FCU04)PKA-A36KA | OM00039208 |  | Roof | NA | Washable | R-410A | NA | 208/230 | 20 | Electric | 1 | NA | NA | \Classifications\Building System Class\D30-HVAC Systems\D3050 - Package SYS\Air Conditioning,Split System - ACU | 1021591
52-E1 | 52-E1 New Red Bluff Courthouse | 52-E1-D3050-250-ACU05 | #5 Split System (CDR/FCU) | Daikin | E005954 | (Heat Pump/CU-5) RXS36LVJU(FCU05)PKA-A36KA | OM00039209 |  | Roof | NA | Washable | R-410A | NA | 208/230 | 20 | Electric | 1 | NA | NA | \Classifications\Building System Class\D30-HVAC Systems\D3050 - Package SYS\Air Conditioning,Split System - ACU | 1021592
52-E1 | 52-E1 New Red Bluff Courthouse | 52-E1-D3050-250-ACU06 | #6 Split System (CDR/FCU) | Daikin | E005937 | (Heat Pump/CU-6) RXS36LVJU(FCU06)PKA-A36KA | OM00039210 |  | Roof | NA | Washable | R-410A | NA | 208/230 | 20 | Electric | 1 | NA | NA | \Classifications\Building System Class\D30-HVAC Systems\D3050 - Package SYS\Air Conditioning,Split System - ACU | 1021593
52-E1 | 52-E1 New Red Bluff Courthouse | 52-E1-D3050-250-ACU01 | #1 Split System (CDR/FCU) | Daikin | E017047 | (Heat Pump/CU-1) RXS12LVJU(FCU01)PEA-A12AA | OM00039204 |  | Roof | NA | (7) 16x20x2 filters(10) 16x25x2 | R-410A | NA | 208/230 | 15 | Electric | 1 | NA | NA | \Classifications\Building System Class\D30-HVAC Systems\D3050 - Package SYS\Air Conditioning,Split System - ACU | 1021594
52-E1 | 52-E1 New Red Bluff Courthouse | 52-E1-D3050-250-ACU07 | #7 Split System (CDR/FCU) | Daikin | E008555 | (Heat Pump/CU-7) RXS24LVJU (FCU07) PKA-A24KA | OM00039211 |  | Roof | NA | Washable | R-410A | NA | 208/230 | 20 | Electric | 1 | NA | NA | \Classifications\Building System Class\D30-HVAC Systems\D3050 - Package SYS\Air Conditioning,Split System - ACU | 1021595
52-E1 | 52-E1 New Red Bluff Courthouse | 52-E1-D3050-250-ACU08 | #8 Split System (CDR/FCU) | Daikin | E008557 | (Heat Pump/CU-8) RXS12LVJU (FCU08) PKA-A24KA | OM00039212 |  | Roof | NA | Washable | R-410A | NA | 208/230 | 20 | Electric | 1 | NA | NA | \Classifications\Building System Class\D30-HVAC Systems\D3050 - Package SYS\Air Conditioning,Split System - ACU | 1021596
52-E1 | 52-E1 New Red Bluff Courthouse | 52-E1-D3012-120-GMR01 | Gas Meter | PG&E | SH175 | 1515356 | OM00039226 |  | NE Grounds | NA | NA | NA | NA | NA | NA | Gas | NA | NA | NA | \Classifications\Building System Class\D30-HVAC Systems\D3010 - Energy Supply\Gas Meter Readings - GMR | 1021598
52-E1 | 52-E1 New Red Bluff Courthouse | 52-E1-D3050-250-ACU09 | #9 Split System (CDR/FCU) | Daikin | E008560 | (Heat Pump/CU-9) RXS12LVJU (FCU09) PKA-A24KA | OM00039213 |  | Roof | NA | Washable | R-410A | NA | 460 | 5.4/3.9 | Electric | 3 | NA | NA | \Classifications\Building System Class\D30-HVAC Systems\D3050 - Package SYS\Air Conditioning,Split System - ACU | 1021597
52-E1 | 52-E1 New Red Bluff Courthouse | 52-E1-D3041-110-AHU03 | #3 Air Handler 25 Ton | Daikin | FBOU150700242 | RPS050D0DLWS5 | OM00039203 |  | Roof | NA | (7) 16x20x2 filters(10) 16x25x2 | R-410A | Supply Fan 15 HP, Return Fan 10 HP | 460 | 18.6 | Electric | 3 | NA | NA | \Classifications\Building System Class\D30-HVAC Systems\D3040 - Distribution SYS\Air Handling Unit - AHU | 1021599
52-E1 | 52-E1 New Red Bluff Courthouse | 52-E1-D2022-260-HWG01 | Gas Water Heater | AOS Smith | 1530M000565 | BTX-100-140 | OM00043131 |  | 1st. Flr. NE Boiler Rm. | NA | NA | NA | NA | 120 | 5 | Gas | DNA | 100,000 | 100,000 | \Classifications\Building System Class\D20-Plumbing\D2020 - Domestic Water\Domestic Water Heater, Gas - HWG | 1021602
52-E1 | 52-E1 New Red Bluff Courthouse | 52-E1-D3041-110-AHU04 | #4 Air Handler 70 Ton | Daikin | FBOU150700063 | RPS070D0DLWS5 | OM00039201 |  | Roof | NA | (7) 16x20x2 filters(10) 16x25x2 | R-410A | Supply Fan 40 HP, Return Fan 20 HP | 460 | 17.9 | Electric | 3 | NA | NA | \Classifications\Building System Class\D30-HVAC Systems\D3040 - Distribution SYS\Air Handling Unit - AHU | 1021600
52-E1 | 52-E1 New Red Bluff Courthouse | 52-E1-D3021-130-BLR01 | Boiler #1 | Advanced Thermal Hydonics | 91541645 | KN-10WW | OM00043129 |  | 1st. Flr. NE Boiler Rm. | NA | NA | NA | NA | 120 | DNA | Gas | DNA | 1,000,000 | 900,000 | \Classifications\Building System Class\D30-HVAC Systems\D3020 - Heat SYS\Boiler,Hot Water,Oil/Gas/Comb. - BLR | 1021603
52-E1 | 52-E1 New Red Bluff Courthouse | 52-E1-D3021-130-BLR02 | Boiler #2 | Advanced Thermal Hydonics | 91541646 | KN-10WW | OM00043130 |  | 1st. Flr. NE Boiler Rm. | NA | NA | NA | NA | 120 | DNA | Gas | DNA | 1,000,000 | 900,000 | \Classifications\Building System Class\D30-HVAC Systems\D3020 - Heat SYS\Boiler,Hot Water,Oil/Gas/Comb. - BLR | 1021604
52-E1 | 52-E1 New Red Bluff Courthouse | 52-E1-D3042-220-EFN01 | EF-1 Exhaust Fan | Greenheck | 14159668 15F | GB-180-7-X | OM00039214 |  | Roof | (1) A24 | NA | NA | 1/2 | 115/208-230 | 6.8/3.6-3.4 | Electric | 1 | NA | NA | \Classifications\Building System Class\D30-HVAC Systems\D3040 - Distribution SYS\Supply/Exhaust/Return fans- FAN | 1021605
52-E1 | 52-E1 New Red Bluff Courthouse | 52-E1-D3042-220-EFN02 | EF-2 Exhaust Fan | Greenheck | 14159659 15F | GB-101-5-X | OM00039215 |  | Roof | (1) AP20 | NA | NA | 1/2 | 115/208-230 | 6.8/3.6-3.4 | Electric | 1 | NA | NA | \Classifications\Building System Class\D30-HVAC Systems\D3040 - Distribution SYS\Supply/Exhaust/Return fans- FAN | 1021606
52-E1 | 52-E1 New Red Bluff Courthouse | 52-E1-D3042-220-EFN04 | EF-4 Exhaust Fan | Greenheck | 14159661 15F | GB-101-5-X | OM00039217 |  | Lower Roof | (1) AP20 | NA | NA | 1/2 | 115/208-230 | 6.8/3.6-3.4 | Electric | 1 | NA | NA | \Classifications\Building System Class\D30-HVAC Systems\D3040 - Distribution SYS\Supply/Exhaust/Return fans- FAN | 1021608
52-E1 | 52-E1 New Red Bluff Courthouse | 52-E1-D3042-220-EFN03 | EF-3 Exhaust Fan | Greenheck | 14159660 15F | GB-180HP-7-X | OM00039216 |  | Roof | (1) AP24 | NA | NA | 1/2 | 115/208-230 | 6.8/3.6-3.4 | Electric | 1 | NA | NA | \Classifications\Building System Class\D30-HVAC Systems\D3040 - Distribution SYS\Supply/Exhaust/Return fans- FAN | 1021607
52-E1 | 52-E1 New Red Bluff Courthouse | 52-E1-D3042-220-EFN05 | EF-5 Exhaust Fan | Greenheck | 14159662 15F | GB-101-5-X | OM00039218 |  | Lower Roof | (1) AP20 | NA | NA | 1/2 | 115/208-230 | 6.8/3.6-3.4 | Electric | 1 | NA | NA | \Classifications\Building System Class\D30-HVAC Systems\D3040 - Distribution SYS\Supply/Exhaust/Return fans- FAN | 1021609
52-E1 | 52-E1 New Red Bluff Courthouse | 52-E1-D3050-210-PKU01 | Package Unit | Daikin | FBOU150701210 | DPS007AHMG4FW-3 | OM00039219 |  | Lower Roof | NA | (3) 18x24x2 | R-410A | NA | 460 | 5.4/3.9 | Electric |  | NA | NA | \Classifications\Building System Class\D30-HVAC Systems\D3050 - Package SYS\Package Unit - PKU | 1021610
52-E1 | 52-E1 New Red Bluff Courthouse | 52-E1-D5010-110-EMT01 | Electrical Meter | NA | NA | NA | OM00039225 |  | NE Grounds | NA | NA | NA | NA | NA | NA | Electric | NA | NA | NA | \Classifications\Building System Class\D50-Electrical SYS\D5010 - Elec Service & Dist\Electric Meter Readings - EMT | 1021612
52-E1 | 52-E1 New Red Bluff Courthouse | 52-E1-D3044-125-PHW01 | HW Pump - 01 | Bell & Gossett | G15K20039 | QG56A17D58F K | OM00043135 |  | 1st. Flr. NE Boiler Rm. | NA | NA | NA | 1/2 | 115/208-230 | 5/2.5-2.5 | Electric | 1 | NA | NA | \Classifications\Building System Class\D30-HVAC Systems\D3040 - Distribution SYS\Hot Water Pump - PHW | 1021613
52-E1 | 52-E1 New Red Bluff Courthouse | 52-E1-D3044-125-PHW02 | HW Pump - 02 | Bell & Gossett | G15K20074 | QG56A17D58F K | OM00043136 |  | 1st. Flr. NE Boiler Rm. | NA | NA | NA | 1/2 | 115/208-230 | 5/2.5-2.5 | Electric | 1 | NA | NA | \Classifications\Building System Class\D30-HVAC Systems\D3040 - Distribution SYS\Hot Water Pump - PHW | 1021614
52-E1 | 52-E1 New Red Bluff Courthouse | 52-E1-D3044-125-PHW03 | HW Pump - 03 | Bell & Gossett | F1509150259 | VEJN072S27061 | OM00043137 |  | 1st. Flr. NE Boiler Rm. | NA | NA | NA | 5 | 208-230/40 | 14-13.2/6.6 | Electric | 3 | NA | NA | \Classifications\Building System Class\D30-HVAC Systems\D3040 - Distribution SYS\Hot Water Pump - PHW | 1021615
52-E1 | 52-E1 New Red Bluff Courthouse | 52-E1-D3044-125-PHW04 | HW Pump - 04 | Bell & Gossett | F1509150269 | VEJN072S27061 | OM00043138 |  | 1st. Flr. NE Boiler Rm. | NA | NA | NA | 5 | 208-230/40 | 14-13.2/6.6 | Electric | 3 | NA | NA | \Classifications\Building System Class\D30-HVAC Systems\D3040 - Distribution SYS\Hot Water Pump - PHW | 1021616
52-E1 | 52-E1 New Red Bluff Courthouse | 52-E1-D2023-310-HWP01 | Hot Water Circulation Pump | Grundfo's | 598962.10P1 | UP-15-1087/TLC | OM00043143 |  | 1st. Flr. NE Boiler Rm. | NA | NA | NA | NA | NA | NA | NA | NA | NA | NA | \Classifications\Building System Class\D20-Plumbing\D2020 - Domestic Water\Domestic Hot Water Circulating Pump - HWP | 1021617
52-E1 | 52-E1 New Red Bluff Courthouse | 52-E1-D5092-250-ELT64 | Exterior Lights | NA | NA | NA | OM00017032 |  | Throughout Building | NA | NA | NA | NA | NA | NA | NA | NA | NA | NA | \Classifications\Building System Class\D50-Electrical SYS\D5090 - Elec SYS\Exterior Lighting - ELT | 1021618
52-E1 | 52-E1 New Red Bluff Courthouse | 52-E1-B3010-100-RUF01 | Roof | NA | NA | NA | OM00027035 |  | Throughout Building | NA | NA | NA | NA | NA | NA | NA | NA | NA | NA | \Classifications\Building System Class\B30-Roofing\B3010 - Roof Types\Roof - RUF | 1021619
52-E1 | 52-E1 New Red Bluff Courthouse | 52-E1-G2049-300-HSC01 | Hardscape | NA | NA | NA | OM00027034 |  | Throughout Building | NA | NA | NA | NA | NA | NA | NA | NA | NA | NA | \Classifications\Building System Class\G20-Other Systems\G2040 - Site Development\Hardscape - HSC | 1021620
52-E1 | 52-E1 New Red Bluff Courthouse | 52-E1-G2050-200-LSC01 | Landscape | NA | NA | NA | OM00027033 |  | Throughout Building | NA | NA | NA | NA | NA | NA | NA | NA | NA | NA | \Classifications\Building System Class\G20-Other Systems\G2050 - Landscaping\Landscaping - LSC | 1021621
52-E1 | 52-E1 Tehama County Courthouse | 52-E1-D4010-150-FMS02 | Fire Sprinkler System - Wet | Tyco | NA | BFV-N | TBD |  | 1st Flr. Fire Sprinkler Room | NA | NA | NA | NA | NA | NA | NA | NA | NA | NA | \Classifications\Building System Class\D40-Fire Protection SYS\D4010 - Sprinkler SYS\Fire Systems, stand pipes - FMS | 1021797
54-B1 | 54-B1 Tulare Division | 54-B1-D3041-110-AHU01 | HVAC AHU01 | Aladdin | 72873 | Type HC | OM00000193 | AHU #1 | Lower Level | (2) B43 | 20x25x2 (6) | NA | 7 1/2 | 240 | 18.5 | Electrical | 3 | NA | NA | \Classifications\Building System Class\D30-HVAC Systems\D3040 - Distribution SYS\Air Handling Unit - AHU | EQ-1004500
54-B1 | 54-B1 Tulare Division | 54-B1-D3041-110-AHU02 | HVAC AHU02 | Aladdin | 72874 | Type HC | OM00000194 | AHU #2 | Lower Level | (2) B55 | (8) 20x25x2 | Chilled Water | 7 1/2 | 240 | 18.5 | DNA | 3 | NA | NA | \Classifications\Building System Class\D30-HVAC Systems\D3040 - Distribution SYS\Air Handling Unit - AHU | EQ-1004501
54-B1 | 54-B1 Tulare Division | 54-B1-D3041-110-AHU03 | HVAC AHU03 | Aladdin | 78495 | Type HC | OM00000195 | AHU #3 | Lower Level | (2) B48 | (8) 20x25x2 | Chill Water | 7 1/2 | 240 | 18.5 | Electrical | 3 | NA | NA | \Classifications\Building System Class\D30-HVAC Systems\D3040 - Distribution SYS\Air Handling Unit - AHU | EQ-1004502
54-B1 | 54-B1 Tulare Division | 54-B1-D3031-130-CLR01 | Chiller CLR01 | Trane | L77J04197 | CGWA0406RB51CC3C4B361BE | OM00000196 | Comp #1 | Lower Level | DNA | NA | NA | NA | 220 | 131 | NA | 3 PH, 60Hz | NA | NA | \Classifications\Building System Class\D30-HVAC Systems\D3030 - Cooling SYS\Chiller, Water Cooled - CLR | EQ-1004503
54-B1 | 54-B1 Tulare Division | 54-B1-D3090-114-CMP01 | Compressor | Dayton | 041295L-832250 | 5Z699 | OM00000199 | Air Comp | Lower Level | NA | NA | NA | 1.5 | 220 | 5.7 | Electrical | 3 | NA | NA | \Classifications\Building System Class\D30-HVAC Systems\D3090 - Other HVAC Systems and Equipment\Air Compressor - CMP | EQ-1004504
54-B1 | 54-B1 Tulare Division | 54-B1-D3031-100-PCH01 | Chilled Water Recirc Pump PMP01 | Sulzer | 61453301 | 10-15507-100061-156 | OM00000197 | RP #1 | Lower Level | NA | NA | NA | 2 | 230/460 | 5.4/2.7 | NA | 3 | NA | NA | \Classifications\Building System Class\D30-HVAC Systems\D3030 - Cooling SYS\Chilled Water Pump - PCH | EQ-1004505
54-B1 | 54-B1 Tulare Division | 54-B1-D3030-110-CTW01 | Gas Fired Hot Water Cooling Tower CTW01 | RSD ""Tower Super"" | 76584 | TSC - 60 | OM00000198 | CT | Near Sallyport | NA | NA | NA | 1 | 230/460 | 3.5/1.75 | ELECTRICAL | THREE | NA | NA | \Classifications\Building System Class\D30-HVAC Systems\D3030 - Cooling SYS\Cooling Tower - CTW | EQ-1004506
54-B1 | 54-B1 Tulare Division | 54-B1-D2022-260-HWG01 | Domestic Hot Water HWG01 | AO Smith | AE82 - 18164 - 884 | FSG 75 884 | OM00000201 | DHW | LOWER LEVEL BOILER ROOM INSIDE MECHANICAL ROOM | NA | NA | NA | NA | NA | NA | Natural Gas | NA | 75,000 |  | \Classifications\Building System Class\D20-Plumbing\D2020 - Domestic Water\Domestic Water Heater, Gas - HWG | EQ-1004508
54-B1 | 54-B1 Tulare Division | 54-B1-D2040-100-PSU03 | SEWAGE SUMP PUMP | Liberty | NA | Omnivore LSG203M | OM00000202 | SP #1 | Lower Level | NA | NA | NA | 2 | 220 | DNA | NA | DNA | NA | NA | \Classifications\Building System Class\D20-Plumbing\D2040 - Rain Drain\Sump Pump - PSU | EQ-1004509
54-B1 | 54-B1 Tulare Division | 54-B1-D4031-100-FEX16 | Portable, and Held, Fire Extinguisher FEX16 | Emerson/Peerless | 2683735/2683738 | Series C Model F115/825A | OM00029925 |  | THROUGHOUT BUILDING | NA | NA | NA | NA | NA | NA | NA | NA | NA | NA | \Classifications\Building System Class\D40-Fire Protection SYS\D4030 - FIRE SPEC\Fire Extinguisher - FEX | EQ-1004615
54-B1 | 54-B1 Tulare Division | 54-B1-D5092-250-EML01 | LIGHT, EMERGENCY, HARDWIRED SYSTEM | LITHONIA | NA | MULTIPLE | OM00029921 |  | THROUGHOUT BUILDING | NA | NA | NA | NA | 115 | .5 |  | SINGLE | NA | NA | \Classifications\Building System Class\D50-Electrical SYS\D5090 - Elec SYS\Emergency And Exit Lighting - EML | EQ-1004617
54-B1 | 54-B1 Tulare Division | 54-B1-D2023-310-HWP01 | Domestic Hot Water Circ. Pump | ITT Bell & Gossett | 2L05 | 25P207 | OM00004035 |  | BOILER ROOM INSIDE MECHANICAL ROOM | DNA | NA | NA | 1/8 | 115/230 | 5.2 / 2.6 | Electrical | 1 PH, 60Hz | NA | NA | \Classifications\Building System Class\D20-Plumbing\D2020 - Domestic Water\Domestic Hot Water Circulating Pump - HWP | EQ-1005269
54-B1 | 54-B1 Tulare Division | 54-B1-B2010-100-BLD01 | Building Structure | NA | NA | NA | DNA | NA | NA | NA | NA | NA | NA | NA | NA | NA | NA | NA | NA | \Classifications\Building System Class\B20-General Building Exterior\B2010 - Exterior Walls\Building - BLD | EQ-1007403
54-B1 | 54-B1 Tulare Division | 54-B1-B3010-100-RUF01 | Roofing Systems | NA | NA | NA | DNA |  | NA | NA | NA | NA | NA | NA | NA | NA | NA | NA | NA | \Classifications\Building System Class\B30-Roofing\B3010 - Roof Types\Roof - RUF | EQ-1007580
54-B1 | 54-B1 Tulare Division | 54-B1-D2023-100-BFP01 | Domestic Water Backflow Assembly BFP01 | Febco | AA2X008 | 765PV8 2 inch | OM00004161 | ID#:2 | NORTHWEST CONER OF BUILDING IN FLOWER BED | NA | NA | NA | NA | NA | NA | NA | NA | NA | NA | \Classifications\Building System Class\D20-Plumbing\D2020 - Domestic Water\Backflow Preventer - BFP | 1010100
54-B1 | 54-B1 Tulare Division | 54-B1-D2023-100-BFP02 | Domestic Water Backflow Assembly BFP02 |  | A107748 | 825Y 2 inch | OM00004162 | ID#: 1 | LOWER LEVEL MECHANCIAL PUMP | NA | NA | NA | NA | NA | NA | NA | NA | NA | NA | \Classifications\Building System Class\D20-Plumbing\D2020 - Domestic Water\Backflow Preventer - BFP | 1010101
54-B1 | 54-B1 Tulare Division | 54-B1-D5037-710-FAP01 | Fire Alarm Panel FAP01 | Honeywell | NA | Notifier NFW2-100 | OM00004041 |  | Basement Mechanical Room | NA | NA | NA | NA | 115 | 2.5 | NA | SINGLE | NA | NA | \Classifications\Building System Class\D50-Electrical SYS\D5030 - Comm & Security\Fire Alarm Panel - FAP | 1010358
54-B1 | 54-B1 Tulare Division | 54-B1-D2023-100-BFP03 | Backflow Prevention Device BFP03 | Febco | A14585 | 825 Y 3/4" | OM00004163 | ID#: 3 | BOILER ROOM INSIDE LOWER LEVEL MECHANICAL ROOM | NA | NA | NA | NA | NA | NA | NA | NA | NA | NA | \Classifications\Building System Class\D20-Plumbing\D2020 - Domestic Water\Backflow Preventer - BFP | 1011009
54-B1 | 54-B1 Tulare Division | 54-B1-D4010-150-FMS01 | System Extinguishing,Wet Pipe - SEW | GRINNELL | NA | 2" SYSTEM | OM00031284 |  | PLUMBING CLOSET NEXT TO HOLDING CELL | NA | NA | NA | NA | NA | NA |  | NA | NA | NA | \Classifications\Building System Class\D40-Fire Protection SYS\D4010 - Sprinkler SYS\Fire Systems, stand pipes - FMS | 1011075
54-B1 | 54-B1 Tulare Division | 54-B1-D2040-100-PSU01 | COOLING TOWER SUMP PUMP #1 | ZOELLER | DNA | 267 | OM00031281 |  | LOWER LEVEL MECHANICAL ROOM | NA | NA | NA | .5 | 115 | 2.8 | Electrical | SINGLE | NA | NA | \Classifications\Building System Class\D20-Plumbing\D2040 - Rain Drain\Sump Pump - PSU | 1012537
54-B1 | 54-B1 Tulare Division | 54-B1-D3044-125-PHW01 | HOT WATER CIRCULATING PUMP FOR BOILER | BELL AND GOSSETT | 173080 | TYPE 35/E-70 | OM00031225 |  | LOWER LEVEL MECHANICAL ROON | NA | NA | NA | .5 | 115/230 | 5.2/2.6 | Electrical | 1 | NA | NA | \Classifications\Building System Class\D30-HVAC Systems\D3040 - Distribution SYS\Hot Water Pump - PHW | 1012539
54-B1 | 54-B1 Tulare Division | 54-B1-D2090-230-WIP01 | Cooling tower water circulating pump | Emerson/Pearless | 2683735 | Series C Model F115 | OM00031283 |  | Exterior Pad by cooling tower | NA | NA | NA | 2 | 230/460 | 6.20/3.10 | Electric | THREE | NA | NA | \Classifications\Building System Class\D20-Plumbing\D2090 - Other Plumbing SYS\Water Treatment Inhibitor Pump - WIP | 1012540
54-B1 | 54-B1 Tulare Division | 54-B1-D5010-200-ESD01 | MAIN CIRCUIT BREAKER PANEL FOR BUIDLING | CUTLER HAMMER | 5LF807527-A | TYPE VB | OM00031226 |  | LOWER LEVEL MECHANICAL ROOM | NA | NA | NA | NA | 120/208 | 1200 |  | THREE PHASE FOUR WIRE | NA | NA | \Classifications\Building System Class\D50-Electrical SYS\D5010 - Elec Service & Dist\Electical Service and Distribution - ESD | 1012541
54-B1 | 54-B1 Tulare Division | 54-B1-D5092-250-ELT06 | EXTERIOR LIGHTING | MULTIPLE | MULTIPLE | MULTIPLE | OM00027378 | OM00031227 | EXTERIOR PERIMETER OF BUILDING | NA | NA | NA | DNA | 120 | VARIOUS | Electrical | SINGLE | NA | NA | \Classifications\Building System Class\D50-Electrical SYS\D5090 - Elec SYS\Exterior Lighting - ELT | 1012542
54-B1 | 54-B1 Tulare Division | 54-B1-D3021-130-BLR02 | Gas Fired Hot Water Boiler BLR01 | Dynamax | 111114846 | DMNH-0501MSI-HL | OM00031200 | OM00000200 | Basement - Boileer Room - Lower Level | NA | NA | NA | DNA | DNA | < 12 Amps | Natural Gas | 60 cycles | 500,000 | 485,000 | \Classifications\Building System Class\D30-HVAC Systems\D3020 - Heat SYS\Boiler,Hot Water,Oil/Gas/Comb. - BLR | 1015254
54-E1 | 54-E1 Dinuba Division of the Tulare Superior Court | 54-E1-D2023-310-HWP01 | Domestic Hot Water Circulating Pump - HWP | BELL & GOSSETT | 103252 | NBF-22 | OM00004021 |  | Hot Water Heater Room | NA | NA | NA | NA | 110 | DNA | Electrical | 1 | NA | NA | \Classifications\Building System Class\D20-Plumbing\D2020 - Domestic Water\Domestic Hot Water Circulating Pump - HWP | 1009054
54-E1 | 54-E1 Dinuba Division of the Tulare Superior Court | 54-E1-D2022-260-HWG01 | Domestic Water Heater, Gas - 75 Gallon | BRADFORD WHITE | TM7752936-131 | 75T803N | OM00004020 |  | Hot Water Heater Room | NA | NA | NA | NA | 110 | DNA | Natural Gas | 1 | 80,000 | 80,000 | \Classifications\Building System Class\D20-Plumbing\D2020 - Domestic Water\Domestic Water Heater, Gas - HWG | 1009055
54-E1 | 54-E1 Dinuba Division of the Tulare Superior Court | 54-E1-D3050-210-PKU01 | Package Unit- PKU01 | Carrier | 4599G20247 | 48HJE004-531 | OM00004017 | T. CNTY1 | Roof | A-36 | 16X22X2 2 EACH | R-22 | NA | 240 | 22.5 | Natural Gas | 3 | 120,000 | 98,400 | \Classifications\Building System Class\D30-HVAC Systems\D3050 - Package SYS\Package Unit - PKU | 1009056
54-E1 | 54-E1 Dinuba Division of the Tulare Superior Court | 54-E1-D3050-210-PKU02 | Package Unit- PKU02 | Carrier | 4499G20293 | 48HJE005-531 | OM00004013 | T. CNTY2 | Roof | A-36 | 16X22X2 2 EACH | R-22 | NA | 240 | 22.5 | Natural Gas | 3 | 120,000 | 98,400 | \Classifications\Building System Class\D30-HVAC Systems\D3050 - Package SYS\Package Unit - PKU | 1009057
54-E1 | 54-E1 Dinuba Division of the Tulare Superior Court | 54-E1-D3050-210-PKU03 | Package Unit- PKU03 | Carrier | 4499G20600 | 48HJE007-531 | OM00004014 | T. CNTY3 | Roof | A-36 | 16X25X2 2 EACH | R-22 | NA | 240 | 22.5 | Natural Gas | 3 | 120,000 | 98,400 | \Classifications\Building System Class\D30-HVAC Systems\D3050 - Package SYS\Package Unit - PKU | 1009058
54-E1 | 54-E1 Dinuba Division of the Tulare Superior Court | 54-E1-D3050-210-PKU04 | Package Unit- PKU04 | Carrier | 4499G20298 | 48HJE005-531 | OM00004015 | T. CNTY4 | Roof | A-36 | 16X25X2 2 EACH | R-22 | NA | 240 | 22.5 | Natural Gas | 3 | 120,000 | 98,400 | \Classifications\Building System Class\D30-HVAC Systems\D3050 - Package SYS\Package Unit - PKU | 1009059
54-E1 | 54-E1 Dinuba Division of the Tulare Superior Court | 54-E1-D3050-210-PKU05 | Package Unit- PKU05 | Carrier | 4599G30373 | 48HJE009-531 | OM00004012 | T. CNTY5 | Roof | A-48 | 16X20X2 4 EACH | R-22 | NA | 240 | 22.5 | Natural Gas | 3 | 120,000 | 98,400 | \Classifications\Building System Class\D30-HVAC Systems\D3050 - Package SYS\Package Unit - PKU | 1009060
54-E1 | 54-E1 Dinuba Division of the Tulare Superior Court | 54-E1-D3050-210-PKU06 | Package Unit- PKU06 | Carrier | 4499G20297 | 48HJE005-531 | OM00004016 | T. CNTY6 | Roof | A-36 | 16X25X2 2 EACH | R-22 | NA | 240 | 22.5 | Natural Gas | 3 | 120,000 | 98,400 | \Classifications\Building System Class\D30-HVAC Systems\D3050 - Package SYS\Package Unit - PKU | 1009061
54-E1 | 54-E1 Dinuba Division of the Tulare Superior Court | 54-E1-D4010-150-FMS01 | System Extinguishing,Wet Pipe - SEW | DNA | DNA | DNA | OM00029700 |  | Behind Building (East Side) | NA | NA | NA | NA | NA | NA | NA |  | NA | NA | \Classifications\Building System Class\D40-Fire Protection SYS\D4010 - Sprinkler SYS\Fire Systems, stand pipes - FMS | 1009062
54-E1 | 54-E1 Dinuba Division of the Tulare Superior Court | 54-E1-D4031-100-FEX04 | Fire Extinguisher - FEX04 | AMEREX | NA | NA | OM00037180 |  | FLOOR 1, THROUGHOUT BUILDING | NA | NA | NA | NA | NA | NA | NA | NA | NA | NA | \Classifications\Building System Class\D40-Fire Protection SYS\D4030 - FIRE SPEC\Fire Extinguisher - FEX | 1009063
54-E1 | 54-E1 Dinuba Division of the Tulare Superior Court | 54-E1-D5010-234-ATS01 | Automatic Transfer Switch - ATS01 | ASCO | 124124 | A300315041XC | OM00004010 | ATS-C | East Side of Building (in Generator Room) | NA | NA | NA | NA | Other | 150 | Electric | 3 | NA | NA | \Classifications\Building System Class\D50-Electrical SYS\D5010 - Elec Service & Dist\Automatic Transfer Switch - ATS | 1009064
54-E1 | 54-E1 Dinuba Division of the Tulare Superior Court | 54-E1-D5010-234-ATS02 | Automatic Transfer Switch - ATS02 | ASCO | 122820-6 | A300315041XC | OM00004011 | ATS-P | East Side of Building (in side of Generator Room) | NA | NA | NA | NA | Other | 400 | Electrical | 3 | NA | NA | \Classifications\Building System Class\D50-Electrical SYS\D5010 - Elec Service & Dist\Automatic Transfer Switch - ATS | 1009065
54-E1 | 54-E1 Dinuba Division of the Tulare Superior Court | 54-E1-D5092-210-GEN01 | OLYMPIAN GENERATOR | OLYMPIAN | E3789C/001 | D125P1 | OM00037178 | Facility ID# S-3657-1-0 | Generator Room (East Side of Building) | NA | NA | NA | 219 | 208/120 | 433.9 | Diesel | 3 | NA | NA | \Classifications\Building System Class\D50-Electrical SYS\D5090 - Elec SYS\Emergency Generator - GEN | 1009066
54-E1 | 54-E1 Dinuba Division of the Tulare Superior Court | 54-E1-D5092-250-EML09 | Emergency And Exit Lighting - EML (9) | Lithonia Lighting | NA | NA | OM00031288 |  | THROUGHOUT BUILDING | NA | NA | NA | NA | 110 | DNA | Electric | 1 | NA | NA | \Classifications\Building System Class\D50-Electrical SYS\D5090 - Elec SYS\Emergency And Exit Lighting - EML | 1009067
54-E1 | 54-E1 Dinuba Division of the Tulare Superior Court | 54-E1-B3010-100-RUF01 | Building Roof - RUF01 | NA | NA | NA | OM00031286 |  | ROOF | NA | NA | NA | NA | NA | NA | NA | NA | NA | NA | \Classifications\Building System Class\B30-Roofing\B3010 - Roof Types\Roof - RUF | 1010230
54-E1 | 54-E1 Dinuba Division of the Tulare Superior Court | 54-E1-D2023-100-BFP01 | Fire Backflow - BFP01 | FEBCO | 9904071226 | 4 inch FEBCO 806YD | OM00031287 | ID#: 1 | Behind Police Dept Building | NA | NA | NA | NA | NA | NA | NA | NA | NA | NA | \Classifications\Building System Class\D20-Plumbing\D2020 - Domestic Water\Backflow Preventer - BFP | 1010847
54-E1 | 54-E1 Dinuba Division of the Tulare Superior Court | 54-E1-D5037-710-FAP01 | Fire Alarm Panel - FAP | Simplex 4010 Series | NA | NA | OM00029698 |  | Floor 1, Behind Police Department Work Exclusivity: Shared with Police Department | NA | NA | NA | NA | 110 | DNA | DNA | DNA | NA | NA | \Classifications\Building System Class\D50-Electrical SYS\D5030 - Comm & Security\Fire Alarm Panel - FAP | 1011076
54-E1 | 54-E1 Dinuba Division of the Tulare Superior Court | 54-E1-D2023-100-BFP02 | Domestic Backflow - BFP02 | Febco | 9902251337 | 880V 2-1/2" | OM00031309 | ID#: 2 | Behind Police Dept Bldg | NA | NA | NA | NA | NA | NA | NA | NA | NA | NA | \Classifications\Building System Class\D20-Plumbing\D2020 - Domestic Water\Backflow Preventer - BFP | 1015356
54-E1 | 54-E1 Dinuba Division of the Tulare Superior Court | 54-E1-D5010-200-ESD01 | Main Electrical Panel | Cutter Hammer | 6633C81G03 | ND3600FT | OM00037179 |  | Generator Room | NA | NA | NA | NA | Other | 600 | Electric | 3 | NA | NA | \Classifications\Building System Class\D50-Electrical SYS\D5010 - Elec Service & Dist\Electical Service and Distribution - ESD | 1015950
54-E1 | 54-E1 Dinuba Division of the Tulare Superior Court | 54-E1-B2010-100-BLD01 | Building Structure | NA | NA | NA | OM00031291 |  |  | NA | NA | NA | NA | NA | NA | NA | NA | NA | NA | \Classifications\Building System Class\B20-General Building Exterior\B2010 - Exterior Walls\Building - BLD | 1016521
54-E1 | 54-E1 Dinuba Division of the Tulare Superior Court | 54-E1-D5092-250-ELT26 | Exterior Lighting | NA | NA | NA | OM00031290 |  | Throughout | NA | NA | NA | NA | NA | NA | Electric | 1 | NA | NA | \Classifications\Building System Class\D50-Electrical SYS\D5090 - Elec SYS\Exterior Lighting - ELT | 1018946
54-E1 | 54-E1 Dinuba Division of the Tulare Superior Court | 54-E1-D2023-100-BFP03 | 3/4" Bypass Backflow for water meter installed on the fire riser Backflow | Febco | A148362 | 805Y | OM00027402 | ID#: 3 | Grounds East Side of Bldg. | NA | NA | NA | NA | NA | NA | NA | NA | NA | NA | \Classifications\Building System Class\D20-Plumbing\D2020 - Domestic Water\Backflow Preventer - BFP | 1021646
54-I1 | 54-I1 South County Justice Center | 54-I1-D4010-150-FMS01 | Standpipe | VIKING | W573517 | F-1 300 | OM00037292 |  | Penthouse | NA | NA | NA | NA | NA | NA | NA |  | NA | NA | \Classifications\Building System Class\D40-Fire Protection SYS\D4010 - Sprinkler SYS\Fire Systems, stand pipes - FMS | 1016355
54-I1 | 54-I1 South County Justice Center | 54-I1-D3030-100-TSP01 | Hot Water Thermal Storage Tank #1 | Lochinvar | L12J00053932 | RCA0318 | OM00037247 |  | Penthouse | NA | NA | NA | NA | NA | NA | Electric |  | NA | NA | \Classifications\Building System Class\D30-HVAC Systems\D3030 - Cooling SYS\Thermal Storage Pump - TSP | 1016356
54-I1 | 54-I1 South County Justice Center | 54-I1-D3041-110-AHU01 | Air Handler 1 | Energy Labs | 1207-6470-1 | C7992-FCH-L | OM00037232 |  | Penthouse | NA | (12) 24x24x2, (3) 12x24x2 Pre-Filter and (12) Airguard VPP-S-8504 24x24x12 Plastic (3) Airguard VPP-S-8503 12x24x12 Plastic | NA | S-25 R-10 | 480 | 46.4 | Electric | 3 | NA | NA | \Classifications\Building System Class\D30-HVAC Systems\D3040 - Distribution SYS\Air Handling Unit - AHU | 1016357
54-I1 | 54-I1 South County Justice Center | 54-I1-D3041-110-AHU02 | Air Handler 2 | Energy Labs | 1207-6470-2 | C79128-FCH-L | OM00037235 |  | Penthouse | NA | (15) 24x24x2 Pre-Filter and (15) Airguard VPP-S-8504 24x24x12 Plastic | NA | S-40 R-15 | 480 | 70.4 | Electric | 3 | NA | NA | \Classifications\Building System Class\D30-HVAC Systems\D3040 - Distribution SYS\Air Handling Unit - AHU | 1016358
54-I1 | 54-I1 South County Justice Center | 54-I1-D3041-110-AHU03 | Air Handler 3 | Energy Labs | 1207-6470-3 | C5354-FCH-L | OM00037233 |  | Penthouse | NA | (4) 24x24x2 Pre-Filter and (4) Airguard VPP-S-8504 24x24x12 Plastic | NA | S-7.5 R-3 | 480 | 14.1 | Electric | 3 | NA | NA | \Classifications\Building System Class\D30-HVAC Systems\D3040 - Distribution SYS\Air Handling Unit - AHU | 1016359
54-I1 | 54-I1 South County Justice Center | 54-I1-D3041-110-AHU04 | Air Handler 4 | Energy Labs | 1207-6470-4 | C5354-FCH-L | OM00037234 |  | Penthouse | NA | (4) 24x24x2 Pre-Filter and (4) Airguard VPP-S-8504 24x24x12 Plastic | NA | S-5 R-3 | 480 | 11.2 | Electric | 3 | NA | NA | \Classifications\Building System Class\D30-HVAC Systems\D3040 - Distribution SYS\Air Handling Unit - AHU | 1016360
54-I1 | 54-I1 South County Justice Center | 54-I1-D2023-100-BFP01 | 1" Domestic Backflow Preventer 01 | WATTS | 5862 | LF009M2QT | OM00037196 |  | 4th Floor Room 401 | NA | NA | NA | NA | NA | NA | NA | NA | NA | NA | \Classifications\Building System Class\D20-Plumbing\D2020 - Domestic Water\Backflow Preventer - BFP | 1016361
54-I1 | 54-I1 South County Justice Center | 54-I1-D2023-100-BFP02 | 1 1/4" Domestic Backflow Preventer 02 | WATTS | 1478 | LF009M2QT | OM00037197 |  | 4th Floor Room 402 | NA | NA | NA | NA | NA | NA | NA | NA | NA | NA | \Classifications\Building System Class\D20-Plumbing\D2020 - Domestic Water\Backflow Preventer - BFP | 1016362
54-I1 | 54-I1 South County Justice Center | 54-I1-D3031-130-CLR01 | Chiller | McQuay | STNU120900036 | AWS230BDHEVNN-ER11 | OM00037227 |  | chiller Room | NA | NA | R-134a | NA | 480 | DNA | Electric | 3 | NA | NA | \Classifications\Building System Class\D30-HVAC Systems\D3030 - Cooling SYS\Chiller, Water Cooled - CLR | 1016367
54-I1 | 54-I1 South County Justice Center | 54-I1-D3031-100-PCH01 | Chilled Water Pump 7 | Bell/Gosset | C152645-02F21 | Bell/Gasset No Size 1510 | OM00037229 | 7 | Pentouse | NA | NA | NA | 20 | 480 | DNA | Electric | 3 | NA | NA | \Classifications\Building System Class\D30-HVAC Systems\D3030 - Cooling SYS\Chilled Water Pump - PCH | 1016368
54-I1 | 54-I1 South County Justice Center | 54-I1-D3031-100-PCH02 | Chilled Water Pump 2 | Bell/Gosset | C152645-01F21 | Bell/Gasset No Size 1510 | OM00037228 | 2 | Penthouse | NA | NA | NA | 20 | 480 | DNA | Electric | 3 | NA | NA | \Classifications\Building System Class\D30-HVAC Systems\D3030 - Cooling SYS\Chilled Water Pump - PCH | 1016369
54-I1 | 54-I1 South County Justice Center | 54-I1-D3031-100-PCH03 | Chilled Water Pump 3 | Bell/Gosset | C152644-01G21 | Bell/Gasset No Size 1510 | OM00037253 | 3 | Penthouse | NA | NA | NA | 20 | 480 | DNA | Electric | 3 | NA | NA | \Classifications\Building System Class\D30-HVAC Systems\D3030 - Cooling SYS\Chilled Water Pump - PCH | 1016370
54-I1 | 54-I1 South County Justice Center | 54-I1-D3031-100-PCH04 | Chilled Water Pump 4 | Bell/Gosset | C152644-02G21 | Bell/Gasset No Size 1510 | OM00037254 | 4 | Penthouse | NA | NA | NA | 20 | 480 | DNA | Electric | 3 | NA | NA | \Classifications\Building System Class\D30-HVAC Systems\D3030 - Cooling SYS\Chilled Water Pump - PCH | 1016371
54-I1 | 54-I1 South County Justice Center | 54-I1-D3031-100-PCH05 | Chilled Water Pump 5 | Bell/Gosset | C152643-02G21 | Bell/Gasset No Size 1510 | OM00037255 | 5 | Penthouse | NA | NA | NA | 20 | 480 | DNA | Electric | 3 | NA | NA | \Classifications\Building System Class\D30-HVAC Systems\D3030 - Cooling SYS\Chilled Water Pump - PCH | 1016372
54-I1 | 54-I1 South County Justice Center | 54-I1-D3031-100-PCH06 | Chilled Water Pump 6 | Bell/Gosset | C152643-01G21 | Bell/Gasset No Size 1510 | OM00037256 | 6 | Penthouse | NA | NA | NA | 20 | 480 | DNA | Electric | 1 | NA | NA | \Classifications\Building System Class\D30-HVAC Systems\D3030 - Cooling SYS\Chilled Water Pump - PCH | 1016373
54-I1 | 54-I1 South County Justice Center | 54-I1-D2023-310-HWP01 | Domestic Hot Water Circulation Return Pump 1 1 For Solar collector | GRUNDFOS | PC1233 | Part #96402790 | OM00037242 | PC1 | Penthouse | NA | NA | NA | NA | 480 | 66 | Electric | 3 | NA | NA | \Classifications\Building System Class\D20-Plumbing\D2020 - Domestic Water\Domestic Hot Water Circulating Pump - HWP | 1016374
54-I1 | 54-I1 South County Justice Center | 54-I1-D2023-310-HWP02 | Domestic Hot Water Circulation Return Pump 2 | GRUNDFOS | PC1312 | Part #96402790 | OM00037243 | PC2 | Penthouse | NA | NA | NA | NA | DNA | DNA | DNA | DNA | NA | NA | \Classifications\Building System Class\D20-Plumbing\D2020 - Domestic Water\Domestic Hot Water Circulating Pump - HWP | 1016375
54-I1 | 54-I1 South County Justice Center | 54-I1-D2023-310-HWP03 | Domestic Hot Water Return Pump 3 For Solar water system | GRUNDFOS | Part # 59896772 P1 | Type UPS15-35SFC | OM00037432 | PC3 | Penthouse | NA | NA | NA | NA | 115 | 95 | Electric | 1 | NA | NA | \Classifications\Building System Class\D20-Plumbing\D2020 - Domestic Water\Domestic Hot Water Circulating Pump - HWP | 1016376
54-I1 | 54-I1 South County Justice Center | 54-I1-D2023-310-HWP04 | Domestic Hot Water Return Pump 4 For Solar water system | GRUNDFOS | Part # 52722330 P1 | Type UP26-64-F | OM00037433 | PC4 | Penthouse | NA | NA | NA | NA | 115 | 75 | Electric | 1 | NA | NA | \Classifications\Building System Class\D20-Plumbing\D2020 - Domestic Water\Domestic Hot Water Circulating Pump - HWP | 1016377
54-I1 | 54-I1 South County Justice Center | 54-I1-D3042-220-EFN01 | Exhaust Fan 1 | Greenheck | 12969744-1212 | CUE-121-A-X | OM00037438 | EF 401 | Penthouse Roof | NA | NA | NA | NA | 480 | 30 | Electric | 1 | NA | NA | \Classifications\Building System Class\D30-HVAC Systems\D3040 - Distribution SYS\Supply/Exhaust/Return fans- FAN | 1016378
54-I1 | 54-I1 South County Justice Center | 54-I1-D3042-220-EFN02 | Exhaust Fan 2 | Greenheck | 12969744-1212 | CUE-161HP-V6-7-X | OM00037439 | EF 403 | Penthouse Roof | NA | NA | NA | NA | 480 | 30 | Electric | 1 | NA | NA | \Classifications\Building System Class\D30-HVAC Systems\D3040 - Distribution SYS\Supply/Exhaust/Return fans- FAN | 1016379
54-I1 | 54-I1 South County Justice Center | 54-I1-D3042-220-EFN03 | Exhaust Fan 3 | Greenheck | DNA | CUE-141-A-X | OM00037440 | EF 404 | Penthouse Roof | NA | NA | NA | NA | 480 | 30 | Electric | 1 | NA | NA | \Classifications\Building System Class\D30-HVAC Systems\D3040 - Distribution SYS\Supply/Exhaust/Return fans- FAN | 1016380
54-I1 | 54-I1 South County Justice Center | 54-I1-D2023-310-WBS01 | Water Pump 1 | GRUNDFOS | CRE-32-2-2 U-G-A-E-KUB SER# 0507 | A29Z53327P112510507 | OM00037184 |  | Domestic Water Pump Room | NA | NA | NA | 7.5 | 480 | 10.3 | Electric | 3 | NA | NA | \Classifications\Building System Class\D20-Plumbing\D2020 - Domestic Water\Domestic Water Booster System - WBS | 1016381
54-I1 | 54-I1 South County Justice Center | 54-I1-D2023-310-WBS02 | Water Pump 2 | GRUNDFOS | CRE-32-2-2 U-G-A-E-KUB SER# 0508 | A29Z53327P112510508 | OM00037185 |  | DOMESTIC WATER PUMP ROOM | NA | NA | NA | 7.5 | 480 | 10.3 | Electric | 3 | NA | NA | \Classifications\Building System Class\D20-Plumbing\D2020 - Domestic Water\Domestic Water Booster System - WBS | 1016382
54-I1 | 54-I1 South County Justice Center | 54-I1-D1010-100-ELE01 | Elevator 1 | OTIS | 201251217 | GEN 2 AAA21310AD | OM00037191 | State ID# 167230 | Elevator Control Closet | NA | NA | NA | NA | 480 | DNA | Electric | 3 | NA | NA | \Classifications\Building System Class\D10-Conveyance Systems\D1010 - Elevator\Elevator,Hydraulic,Pass/Freight - ELE | 1016383
54-I1 | 54-I1 South County Justice Center | 54-I1-D1010-100-ELE02 | Elevator 2 | OTIS | 201251218 | GEN 2 AAA21310AD | OM00037192 | State ID# 167231 | Elevator Control Closet | NA | NA | NA | NA | 480 | DNA | Electric | 3 | NA | NA | \Classifications\Building System Class\D10-Conveyance Systems\D1010 - Elevator\Elevator,Hydraulic,Pass/Freight - ELE | 1016384
54-I1 | 54-I1 South County Justice Center | 54-I1-D1010-100-ELE03 | Elevator 3 | OTIS | 2012512 | GEN 2 AAA21310AD | OM00037194 | State ID# 167064 | Elevator Control Closet | NA | NA | NA | NA | 480 | DNA | Electric | 3 | NA | NA | \Classifications\Building System Class\D10-Conveyance Systems\D1010 - Elevator\Elevator,Hydraulic,Pass/Freight - ELE | 1016385
54-I1 | 54-I1 South County Justice Center | 54-I1-D1010-100-ELE04 | Elevator 4 | OTIS | 201251220 | GEN 2 AAA21310AD | OM00037193 | State ID# 167232 | Elevator Control Closet | NA | NA | NA | NA | 480 | DNA | Electric | 3 | NA | NA | \Classifications\Building System Class\D10-Conveyance Systems\D1010 - Elevator\Elevator,Hydraulic,Pass/Freight - ELE | 1016386
54-I1 | 54-I1 South County Justice Center | 54-I1-D1010-100-ELE05 | Elevator 5 | OTIS | 201251221 | GEN 2 AAA21310AD | OM00037195 | State ID# 167233 | Elevator Control Closet | NA | NA | NA | NA | 480 | DNA | Electric | 3 | NA | NA | \Classifications\Building System Class\D10-Conveyance Systems\D1010 - Elevator\Elevator,Hydraulic,Pass/Freight - ELE | 1016387
54-I1 | 54-I1 South County Justice Center | 54-I1-D3042-220-EFN04 | Exhaust Fan 4 | Greenheck | 1296974E- 1212 | CUE-141-A-A | OM00037437 | EF402 | Penthouse Roof | NA | NA | NA | NA | 480 | DNA | Electric | 3 | NA | NA | \Classifications\Building System Class\D30-HVAC Systems\D3040 - Distribution SYS\Supply/Exhaust/Return fans- FAN | 1016388
54-I1 | 54-I1 South County Justice Center | 54-I1-D4022-210-JPM01 | Fire Sprinkler System Jockey Fire Pump | GOLDS WATER TECHNOLOGLY | 3SV8FD4F20 | E-SV | OM00037190 |  | Fire Pump room | NA | NA | NA | 1.5 | 480 | 2.1 | Electric | 3 | NA | NA | \Classifications\Building System Class\D40-Fire Protection SYS\D4020 - Stand Pipe\Jockey Pump - JPM | 1016389
54-I1 | 54-I1 South County Justice Center | 54-I1-D3021-130-BLR01 | GAS BOILER 1 | MACH / Harsco | W721-12-8281 | C900 | OM00037250 |  | Penthouse | NA | NA | NA | NA | 110 | 8 | Gas | 1 | 900,000 | 855,000 | \Classifications\Building System Class\D30-HVAC Systems\D3020 - Heat SYS\Boiler,Hot Water,Oil/Gas/Comb. - BLR | 1016390
54-I1 | 54-I1 South County Justice Center | 54-I1-D3021-130-BLR02 | GAS BOILER 2 | MACH / Harsco | W721-12-8279A | C900 | OM00037251 |  | Penthouse | NA | NA | NA | NA | 110 | 8 | Gas | 1 | 900,000 | 855,000 | \Classifications\Building System Class\D30-HVAC Systems\D3020 - Heat SYS\Boiler,Hot Water,Oil/Gas/Comb. - BLR | 1016391
54-I1 | 54-I1 South County Justice Center | 54-I1-D2022-260-HWG01 | GAS WATER HEATER01 | LAARS | C12241375 | Mighty Therm 2 MT2V | OM00037244 |  | Penthouse | NA | NA | NA | NA | NA | NA | Gas | DNA | DNA | DNA | \Classifications\Building System Class\D20-Plumbing\D2020 - Domestic Water\Domestic Water Heater, Gas - HWG | 1016392
54-I1 | 54-I1 South County Justice Center | 54-I1-D2022-260-HWG02 | GAS WATER HEATER02 | LAARS | C12239759 | Mighty Therm 2 MT2V | OM00037245 |  | Penthouse | NA | NA | NA | NA | NA | NA | Gas |  | DNA | DNA | \Classifications\Building System Class\D20-Plumbing\D2020 - Domestic Water\Domestic Water Heater, Gas - HWG | 1016393
54-I1 | 54-I1 South County Justice Center | 54-I1-D3050-310-HPU01 | Heat Pump 1 | Daikin | A000434 | RXYQ72PBYD | OM00037225 |  | Chiller Room Roof | NA | NA | R-410A | NA | 460 | 20 | Electric | 3 | NA | NA | \Classifications\Building System Class\D30-HVAC Systems\D3050 - Package SYS\Heat Pump,Air Cooled - HPU | 1016394
54-I1 | 54-I1 South County Justice Center | 54-I1-D3050-310-HPU02 | Heat Pump 2 | Daikin | A000389 | RXYQ72PBYD | OM00037226 |  | Chiller Room Roof | NA | NA | R-410A | NA | 460 | 25 | Electric | 3 | NA | NA | \Classifications\Building System Class\D30-HVAC Systems\D3050 - Package SYS\Heat Pump,Air Cooled - HPU | 1016395
54-I1 | 54-I1 South County Justice Center | 54-I1-D3050-310-HPU03 | Heat Pump 3 | Daikin | A000758 | RXYQ120PBYD | OM00037248 |  | Ahu ROOM 401 Roof | NA | NA | R-410A | NA | 460 | 60 | Electric | 3 | NA | NA | \Classifications\Building System Class\D30-HVAC Systems\D3050 - Package SYS\Heat Pump,Air Cooled - HPU | 1016396
54-I1 | 54-I1 South County Justice Center | 54-I1-D3050-310-HPU04 | Heat Pump 4 | Daikin | A000753 | RXYQ120PBYD | OM00037249 |  | Ahu ROOM 401 Roof | NA | NA | R-410A | NA | 460 | 60 | Electric | 3 | NA | NA | \Classifications\Building System Class\D30-HVAC Systems\D3050 - Package SYS\Heat Pump,Air Cooled - HPU | 1016397
54-I1 | 54-I1 South County Justice Center | 54-I1-D3050-122-FAH01 | HEATER UNIT | REZNOR | EXUB10252 | EXUB5AK2IX34A | OM00037186 | UH-1 | DOMESTIC PUMP ROOM | NA | NA | NA | NA | 208 | 2.3 | Electric | 1 | NA | NA | \Classifications\Building System Class\D30-HVAC Systems\D3050 - Package SYS\Forced Air Heater,Oil/Gas fired - FAH | 1016398
54-I1 | 54-I1 South County Justice Center | 54-I1-D2023-310-HWP05 | HVAC hot water circulation pump #1 | BELL & GOSSETT | DNA | VF48T17073EB | OM00037238 |  | Penthouse | NA | NA | NA | 1 | 480 | 1.4 | Electric | 3 | NA | NA | \Classifications\Building System Class\D20-Plumbing\D2020 - Domestic Water\Domestic Hot Water Circulating Pump - HWP | 1016399
54-I1 | 54-I1 South County Justice Center | 54-I1-D2023-310-HWP06 | HVAC hot water circulation pump #2 | BELL & GOSSETT | DNA | VF48T17073EB | OM00037239 |  | Penthouse | NA | NA | NA | 1 | 480 | 1.4 | Electric | 3 | NA | NA | \Classifications\Building System Class\D20-Plumbing\D2020 - Domestic Water\Domestic Hot Water Circulating Pump - HWP | 1016400
54-I1 | 54-I1 South County Justice Center | 54-I1-D3031-100-PCH07 | HIGH TEMP CHILLER WATER PUMP 1 | BELL & GOSSETT | C152646-01F21 | 1510-BF-8 | OM00037237 |  | Penthouse | NA | NA | NA | 5 | 480 | 7.74 | Electric | 3 | NA | NA | \Classifications\Building System Class\D30-HVAC Systems\D3030 - Cooling SYS\Chilled Water Pump - PCH | 1016401
54-I1 | 54-I1 South County Justice Center | 54-I1-D3031-100-PCH08 | HIGH TEMP CHILLER WATER PUMP 2 | BELL & GOSSETT | C152646-02F21 | 1510-BF-8 | OM00037236 |  | Penthouse | NA | NA | NA | 5 | 480 | 7.74 | Electric | 3 | NA | NA | \Classifications\Building System Class\D30-HVAC Systems\D3030 - Cooling SYS\Chilled Water Pump - PCH | 1016402
54-I1 | 54-I1 South County Justice Center | 54-I1-D5010-200-ESD01 | Main Building Electrical Panel | EATON | LSN0008853 | Pow-R-Line | OM00037181 |  | MAIN ELECTRICAL ROOM | NA | NA | NA | NA | 480 | 2000 | Electric | 3 | NA | NA | \Classifications\Building System Class\D50-Electrical SYS\D5010 - Elec Service & Dist\Electical Service and Distribution - ESD | 1016403
54-I1 | 54-I1 South County Justice Center | 54-I1-D3040-120-FCU01 | FCS 105 (Fan Coil Unit) | Daikin Industries LTD | A001316 | FXMQ72MVJU | OM00031505 |  | Electrical Room | NA | (4) box 18x24x4 | R-410A | NA | Other | 15 | Electric | 1 | NA | NA | \Classifications\Building System Class\D30-HVAC Systems\D3040 - Distribution SYS\Fan Coil Unit - FCU | 1016404
54-I1 | 54-I1 South County Justice Center | 54-I1-D3040-120-FCU02 | FCS 201 (Fan Coil Unit) | Daikin Industries LTD | C001674 | FXFQ30PVJU | OM00031508 |  | IDF Room | NA | washable | NA | NA | Other | 15 | Electric | 1 | NA | NA | \Classifications\Building System Class\D30-HVAC Systems\D3040 - Distribution SYS\Fan Coil Unit - FCU | 1016405
54-I1 | 54-I1 South County Justice Center | 54-I1-D3040-120-FCU03 | FCS 202 (Fan Coil Unit) | Daikin | C001654 | FXFQ30PVJU | OM00031509 |  | IDF Room | NA | washable | R-410A | NA | Other | 15 | Electric | 1 | NA | NA | \Classifications\Building System Class\D30-HVAC Systems\D3040 - Distribution SYS\Fan Coil Unit - FCU | 1016406
54-I1 | 54-I1 South County Justice Center | 54-I1-D3040-120-FCU04 | FCS 302 (Fan Coil Unit) | Daikin Industries LTD | C001590 | FXFQ30PVJU | OM00031511 |  | IDF Room | NA | washable | R-410A | NA | Other | 15 | Electric | 1 | NA | NA | \Classifications\Building System Class\D30-HVAC Systems\D3040 - Distribution SYS\Fan Coil Unit - FCU | 1016407
54-I1 | 54-I1 South County Justice Center | 54-I1-D3040-120-FCU05 | FCS 303 (Fan Coil Unit) | Daikin Industries LTD | C001673 | FXFQ30PVJU | OM00031512 |  | IDF Room | NA | washable | R-410A | NA | Other | 15 | Electric | 1 | NA | NA | \Classifications\Building System Class\D30-HVAC Systems\D3040 - Distribution SYS\Fan Coil Unit - FCU | 1016408
54-I1 | 54-I1 South County Justice Center | 54-I1-D3040-120-FCU06 | FCS 102 (Fan Coil Unit) | Daikin Industries LTD | C001661 | FXFQ30PVJU | OM00031502 |  | IDF Room | NA | washable | R-410A | NA | Other | 15 | Electric | 1 | NA | NA | \Classifications\Building System Class\D30-HVAC Systems\D3040 - Distribution SYS\Fan Coil Unit - FCU | 1016409
54-I1 | 54-I1 South County Justice Center | 54-I1-D3040-120-FCU07 | FCS 103 (Fan Coil Unit) | Daikin Industries LTD | C001596 | FXFQ30PVJU | OM00031503 |  | IDF Room | NA | washable | R-410A | NA | Other | 15 | Electric | 1 | NA | NA | \Classifications\Building System Class\D30-HVAC Systems\D3040 - Distribution SYS\Fan Coil Unit - FCU | 1016410
54-I1 | 54-I1 South County Justice Center | 54-I1-D3040-120-FCU08 | FCS 104 (Fan Coil Unit) | Daikin Industries LTD | C001 | FXFQ30PVJU | OM00031504 |  | Electrical Room | NA | washable | R-410A | NA | Other | 15 | Electric | 1 | NA | NA | \Classifications\Building System Class\D30-HVAC Systems\D3040 - Distribution SYS\Fan Coil Unit - FCU | 1016411
54-I1 | 54-I1 South County Justice Center | 54-I1-D5092-100-UPS01 | UPS 01 UPS Uninterruptible Power System | Toshiba | 12-7E4226600011 | Toshiba 9000 Series UPS Type T90S3S16KS6XSN | OM00031519 |  | UPS Room | NA | NA | NA | NA | 480 | 379 | Electric and lead-sulfuric acid | 3 | NA | NA | \Classifications\Building System Class\D50-Electrical SYS\D5090 - Elec SYS\Uninterruptible Power System - UPS | 1016412
54-I1 | 54-I1 South County Justice Center | 54-I1-D4031-100-FEX33 | Fire Extinguishers (33) | Amerex | Multiple | B500 | OM00031525 |  | Throughout | NA | NA | NA | NA | NA | NA | NA | NA | NA | NA | \Classifications\Building System Class\D40-Fire Protection SYS\D4030 - FIRE SPEC\Fire Extinguisher - FEX | 1016413
54-I1 | 54-I1 South County Justice Center | 54-I1-D5037-710-FAP01 | Fire Alarm Panel | Siemens | 42H1 | Fire Finder XLS | OM00031522 |  | Basement Electrical Room | NA | NA | NA | NA | NA | NA | NA | NA | NA | NA | \Classifications\Building System Class\D50-Electrical SYS\D5030 - Comm & Security\Fire Alarm Panel - FAP | 1016414
54-I1 | 54-I1 South County Justice Center | 54-I1-D5092-250-EML481 | Emergency Lights (Need Count) | NA | NA | NA | OM00031526 |  | Throughout | NA | NA | NA | NA | NA | NA | NA | NA | NA | NA | \Classifications\Building System Class\D50-Electrical SYS\D5090 - Elec SYS\Emergency And Exit Lighting - EML | 1016416
54-I1 | 54-I1 South County Justice Center | 54-I1-D5092-250-ELT205 | Exterior Lights (205) | NA | NA | NA | OM00031527 |  | Outside | NA | NA | NA | NA | NA | NA | NA | NA | NA | NA | \Classifications\Building System Class\D50-Electrical SYS\D5090 - Elec SYS\Exterior Lighting - ELT | 1016417
54-I1 | 54-I1 South County Justice Center | 54-I1-G2049-300-HSC01 | Hardscape | NA | NA | NA | OM00031529 |  | Grounds | NA | NA | NA | NA | NA | NA | NA | NA | NA | NA | \Classifications\Building System Class\G20-Other Systems\G2040 - Site Development\Hardscape - HSC | 1016418
54-I1 | 54-I1 South County Justice Center | 54-I1-G2050-200-LSC01 | Landscape | NA | NA | NA | OM00031528 |  | Grounds | NA | NA | NA | NA | NA | NA | NA | NA | NA | NA | \Classifications\Building System Class\G20-Other Systems\G2050 - Landscaping\Landscaping - LSC | 1016419
54-I1 | 54-I1 South County Justice Center | 54-I1-B2010-100-BLD01 | Building | NA | NA | NA | OM00031531 |  | Entire Bldg. | NA | NA | NA | NA | NA | NA | NA | NA | NA | NA | \Classifications\Building System Class\B20-General Building Exterior\B2010 - Exterior Walls\Building - BLD | 1016420
54-I1 | 54-I1 South County Justice Center | 54-I1-B3010-100-RUF01 | Roof | DNA | NA | DNA | OM00031530 |  | Roof | NA | NA | NA | NA | NA | NA | NA | NA | NA | NA | \Classifications\Building System Class\B30-Roofing\B3010 - Roof Types\Roof - RUF | 1016421
54-I1 | 54-I1 South County Justice Center | 54-I1-B3010-100-RFG01 | Green Roof | DNA | NA | NA | OM00031554 |  | Roof | NA | NA | NA | NA | NA | NA | NA | NA | NA | NA | \Classifications\Building System Class\B30-Roofing\B3010 - Roof Types\Green Roof - RFG | 1016422
54-I1 | 54-I1 South County Justice Center | 54-I1-D3068-100-BAS01 | BAS System | Hewlett Packard- JC | MXL2461DP0 | HP Pro | OM00031569 |  | 40B Maintenance WorkShop | NA | NA | NA | DNA | DNA | DNA | DNA | DNA |  |  | \Classifications\Building System Class\D30-HVAC Systems\D3060 - Control & Inst Air\Building Automation System - BAS | 1016871
54-I1 | 54-I1 South County Justice Center | 54-I1-D5092-210-GEN01 | Emergency Generator | Caterpillar | G7A04207 | LC7 Generator | OM00031532 |  | Generator Compound | NA | NA | NA | 900 | 480 | DNA | Diesel | 3 | NA | NA | \Classifications\Building System Class\D50-Electrical SYS\D5090 - Elec SYS\Emergency Generator - GEN | 1017123
54-I1 | 54-I1 South County Justice Center | 54-I1-G2023-150-PEG03 | Judges Parking Security Gates Left | Lift Master | 2513N8498 | SW490-100-11-GS | OM00037282 |  | Judges Parking Security Gates Left | NA | NA | NA | 1 | 115 | NA | Electric | 1 | NA | NA | \Classifications\Building System Class\G20-Other Systems\G2020 - Parking Lots\Secured Parking Gate - PEG | 1017128
54-I1 | 54-I1 South County Justice Center | 54-I1-G2023-150-PEG04 | Judges Parking Security Gates Right | Lift Master | 2513N8496 | SW490-100-11-G3 | OM00037283 |  | Judges Parking Security Gates Left | NA | NA | NA | NA | 115 | NA | Electric | 1 | NA | NA | \Classifications\Building System Class\G20-Other Systems\G2020 - Parking Lots\Secured Parking Gate - PEG | 1017129
54-I1 | 54-I1 South County Justice Center | 54-I1-G2023-160-PEB01 | Security Gates Swing Arm to Sallyport | Hy Security | 522042-1330-411 | HTG-320-6-ST | OM00037279 |  | Security Gates Swing Arm to Sallyport | NA | NA | NA | 1 | 115 | 7 | Electric | 1 | NA | NA | \Classifications\Building System Class\G20-Other Systems\G2020 - Parking Lots\Security Parking Electric Barrier - PEB | 1017130
54-I1 | 54-I1 South County Justice Center | 54-I1-B2033-120-DOR01 | Front public enterance Automatic ADA doors | DNA | DNA | DNA | OM00037276 |  | Public Enterance | NA | NA | NA | NA | NA | NA | Electric | NA | NA | NA | \Classifications\Building System Class\B20-General Building Exterior\B2030 - Exterior Doors\Door,Automatic-Sliding,Revolving - DOR | 1017131
54-I1 | 54-I1 South County Justice Center | 54-I1-D2023-100-CTY03 | 6" Building Domestic Water Supply Backflow Preventer | Watts | L1-1186 | 957 RP | OM00031533 |  | Southwest corner of lot by Olive Ave. | NA | NA | NA | NA | NA | NA | NA | NA | NA | NA | \Classifications\Building System Class\D20-Plumbing\D2020 - Domestic Water\Backflow Preventer - BFP | 1017133
54-I1 | 54-I1 South County Justice Center | 54-I1-D2023-100-CTY04 | 2" Landscape Backflow Preventer | Wilkins | DNA | 975XLZ | OM00031520 |  | South east cornerof the Court Property | NA | NA | NA | NA | NA | NA | NA | NA | NA | NA | \Classifications\Building System Class\D20-Plumbing\D2020 - Domestic Water\Backflow Preventer - BFP | 1017135
54-I1 | 54-I1 South County Justice Center | 54-I1-B2034-400-DOH01 | Sally Port Garage Roll-up Door | Micanan | 237639-8 | Pro-GHC | OM00031583 |  | Sally Port Garage | NA | NA | NA | NA | 220 | DNA | Electric | DNA | NA | NA | \Classifications\Building System Class\B20-General Building Exterior\B2030 - Exterior Doors\Door,Overhead-Shutter,Manual,Elec,Roll-up - DOH | 1017136
54-I1 | 54-I1 South County Justice Center | 54-I1-D2030-410-PMS01 | Sewer Injector Pump, Two (2) Pump System and One (1) Controller | FLYGT | N Pump Model 3127 | Alderon Industries EWS-012 Controls | OM00031490 |  | Sewage pit in Sally-port driveway electrical room and controller is in the Domestic Water Pump Room | NA | NA | NA | 6 | 480 | 7.4 | Electric | 3 | NA | NA | \Classifications\Building System Class\D20-Plumbing\D2030 - Sani Waste\Sewage Ejector Pump - PMS | 1017137
54-I1 | 54-I1 South County Justice Center | 54-I1-D2040-100-PSU01 | Storm Water Sump Pump, Two (2) Pump System | DNA | DNA | AWM18-/2/4/3-SMART | OM00031537 |  | S | NA | NA | NA | DNA | 460 | 6.7 | Electric | 3 | NA | NA | \Classifications\Building System Class\D20-Plumbing\D2040 - Rain Drain\Sump Pump - PSU | 1017138
54-I1 | 54-I1 South County Justice Center | 54-I1-D4022-210-FSG01 | Fire pump | Marathon | C0141250-11/13-01 | LVW324TSTOP4010ADL | OM00037189 |  | Near roll up door | NA | NA | NA | 40 | 230/460 | 117/58.3 | Electric | DNA | NA | NA | \Classifications\Building System Class\D40-Fire Protection SYS\D4020 - Stand Pipe\Pump,Fire,Electric Motor Driven - FSG | 1017139
54-I1 | 54-I1 South County Justice Center | 54-I1-D5010-234-ATS01 | Automatic Transfer Switch #1 | Emerson | 3149708 | Entelli-Switch 250 | OM00031567 |  | First floor North Main Electrical Room | NA | NA | NA | NA | 480 | 250 | Electric | 3 | NA | NA | \Classifications\Building System Class\D50-Electrical SYS\D5010 - Elec Service & Dist\Automatic Transfer Switch - ATS | 1017140
54-I1 | 54-I1 South County Justice Center | 54-I1-D5010-234-ATS02 | Automatic Transfer Switch #2 | Emerson | 3149718 | Entelli-Switch 250 | OM00031568 |  | First floor North Main Electrical Room | NA | NA | NA | NA | 480 | 250 | Electric | 3 | NA | NA | \Classifications\Building System Class\D50-Electrical SYS\D5010 - Elec Service & Dist\Automatic Transfer Switch - ATS | 1017141
54-I1 | 54-I1 South County Justice Center | 54-I1-D3040-120-FCU09 | Fan Coil Unit #1 Inmate Elevator control room | International Environmental Corp. | 815461-30-1 | HXY0800209823 | OM00031513 |  | Housekeeping storage area | A33 | DNA | Chilled Water | NA | 120 | 8.8 | Electric | 1 | NA | NA | \Classifications\Building System Class\D30-HVAC Systems\D3040 - Distribution SYS\Fan Coil Unit - FCU | 1017142
54-I1 | 54-I1 South County Justice Center | 54-I1-D3040-120-FCU10 | Fan Coil Unit #2 Fire Pump Room | IEC (International Environmental Corp.) | 815461-40-1 | HXYD800209824 | OM00031514 |  | Ceiling above the staff holding area restroom | A33 | DNA | Chilled Water | NA | 120 | DNA | Electric | 1 | NA | NA | \Classifications\Building System Class\D30-HVAC Systems\D3040 - Distribution SYS\Fan Coil Unit - FCU | 1017143
54-I1 | 54-I1 South County Justice Center | 54-I1-D3040-120-FCU11 | Fan Coil Unit #11 Holding Area | DNA | DNA | DNA | OM00031515 |  | DNA | NA | (1) 18x24x4 | NA | NA | DNA | DNA | Electric | DNA | NA | NA | \Classifications\Building System Class\D30-HVAC Systems\D3040 - Distribution SYS\Fan Coil Unit - FCU | 1017144
54-I1 | 54-I1 South County Justice Center | 54-I1-G2023-150-PEG01 | Sallyport Security Gates Left | Lift Master | 1713N4424 | SW480-100-11-G3 | OM00037280 |  | Sallyport Security Gates Left | NA | NA | NA | NA | 115 | 16 | Electric | 1 | NA | NA | \Classifications\Building System Class\G20-Other Systems\G2020 - Parking Lots\Secured Parking Gate - PEG | 1017126
54-I1 | 54-I1 South County Justice Center | 54-I1-G2023-150-PEG02 | Sallyport Security Gates Right | Lift Master | DNA | SW480-100-11-G3 | OM00037281 |  | Sallyport Security Gates Right | NA | NA | NA | 1 | 115 | 16 | Electric | 1 | NA | NA | \Classifications\Building System Class\G20-Other Systems\G2020 - Parking Lots\Secured Parking Gate - PEG | 1017127
54-I1 | 54-I1 South County Justice Center | 54-I1-G2023-150-PEG05 | North Parking lot exit Security Gates | Ramset | 56223 | 94651 | OM00037277 |  | North Parking lot exit Security Gates | NA | NA | NA | 0.5 | 115 | DNA | Electric | DNA | NA | NA | \Classifications\Building System Class\G20-Other Systems\G2020 - Parking Lots\Secured Parking Gate - PEG | 1017132
54-I1 | 54-I1 South County Justice Center | 54-I1-B2033-120-DOR02 | Front public exit Automatic ADA doors | Kawneer | DNA | DNA | OM00037278 |  | Public Exit | NA | NA | NA | NA | NA | NA | Electric | NA | NA | NA | \Classifications\Building System Class\B20-General Building Exterior\B2030 - Exterior Doors\Door,Automatic-Sliding,Revolving - DOR | 1017134
54-I1 | 54-I1 South County Justice Center | 54-I1-C1020-110-FRD07 | Elevator Fire Curtain 02 | Smoke Guard | 8030839 | Model 200/400 | OM00031571 |  | Elevator Room 1 and 2 - Elevator Lobby | NA | DNA | NA | NA | 110 | DNA | Electric | DNA | NA | NA | \Classifications\Building System Class\C10-General Building Interior\C1020 - Fire Doors\Fire Doors - FRD | 1017149
54-I1 | 54-I1 South County Justice Center | 54-I1-C1020-110-FRD08 | Elevator Fire Curtain 03 | Smoke Guard | 8030841 | Model 200/400 | OM00031572 |  | Elevator Room 1 and 2 - Elevator Lobby | NA | DNA | NA | NA | 110 | DNA | Electric | DNA | NA | NA | \Classifications\Building System Class\C10-General Building Interior\C1020 - Fire Doors\Fire Doors - FRD | 1017150
54-I1 | 54-I1 South County Justice Center | 54-I1-C1020-110-FRD01 | Fire Door at Entry of Clerks Window area | Total Door System | NA | 4573 | OM00031633 |  | 1st Flr. Clerks Service Window Rm. 115A | NA | NA | NA | NA | NA | NA | NA | NA | NA | NA | \Classifications\Building System Class\C10-General Building Interior\C1020 - Fire Doors\Fire Doors - FRD | 1017169
54-I1 | 54-I1 South County Justice Center | 54-I1-C1020-110-FRD02 | Fire Door at Entry of Clerks Window area and Office 115G | Total Door System | NA | 4573 | OM00031634 |  | 1st Flr. Clerks Service Window Rm. 115A and Office Rm. 115G | NA | NA | NA | NA | NA | NA | NA | NA | NA | NA | \Classifications\Building System Class\C10-General Building Interior\C1020 - Fire Doors\Fire Doors - FRD | 1017170
54-I1 | 54-I1 South County Justice Center | 54-I1-D3040-120-FCU12 | Fan Coil Unit #12 MDF Room | Diakin | A000837 | FXMQ96MVJU | OM00031516 |  | Basement | NA | (1) 18x24x4 | NA | NA | 230 | 8.8 | Electric | DNA | NA | NA | \Classifications\Building System Class\D30-HVAC Systems\D3040 - Distribution SYS\Fan Coil Unit - FCU | 1017146
54-I1 | 54-I1 South County Justice Center | 54-I1-D3040-120-FCU13 | Fan Coil Unit #2 Fire Pump Room | IEC (International Environmental Corp.) | 815461-10-1 | FXMQ96MVJU | OM00031517 |  | Celling mount in file storage | A33 | NA | Chilled Water | NA | DNA | DNA | Electric | DNA | NA | NA | \Classifications\Building System Class\D30-HVAC Systems\D3040 - Distribution SYS\Fan Coil Unit - FCU | 1017145
54-I1 | 54-I1 South County Justice Center | 54-I1-D3040-120-FCU14 | Fan Coil Unit #6 Inmate holding Reheat Coils | IEC (International Environmental Corp.) | 815461-20-1 | HBD3000210819 | OM00031518 |  | Ceiling mounted in Sheriffs locker room | A33 | DNA | Chilled Water | NA | DNA | DNA | Electric | DNA | NA | NA | \Classifications\Building System Class\D30-HVAC Systems\D3040 - Distribution SYS\Fan Coil Unit - FCU | 1017147
54-I1 | 54-I1 South County Justice Center | 54-I1-C1020-110-FRD06 | Elevator Fire Curtain 01 | Smoke Guard | 8030840 | Model 200/400 | OM00031570 |  | Elevator Room 1 and 2 - Elevator Lobby | NA | DNA | NA | NA | 110 | DNA | Electric | DNA | NA | NA | \Classifications\Building System Class\C10-General Building Interior\C1020 - Fire Doors\Fire Doors - FRD | 1017148
54-I1 | 54-I1 South County Justice Center | 54-I1-C1020-110-FRD09 | Elevator Fire Curtain 04 | Smoke Guard | 8030839 | Model 200/400 | OM00031573 |  | Elevator Room 1 and 2 - Elevator Lobby | NA | DNA | NA | NA | 110 | DNA | Electric | DNA | NA | NA | \Classifications\Building System Class\C10-General Building Interior\C1020 - Fire Doors\Fire Doors - FRD | 1017151
54-I1 | 54-I1 South County Justice Center | 54-I1-C1020-110-FRD10 | Elevator Fire Curtain 05 | Smoke Guard | 8030837 | Model 200/400 | OM00031574 |  | Elevator 3 Lobby | NA | DNA | NA | NA | 110 | DNA | Electric | DNA | NA | NA | \Classifications\Building System Class\C10-General Building Interior\C1020 - Fire Doors\Fire Doors - FRD | 1017152
54-I1 | 54-I1 South County Justice Center | 54-I1-C1020-110-FRD11 | Elevator Fire Curtain 06 | Smoke Guard | 8030843 | Model 200/400 | OM00031575 |  | Elevator 4 Lobby | NA | DNA | NA | NA | 110 | DNA | Electric | DNA | NA | NA | \Classifications\Building System Class\C10-General Building Interior\C1020 - Fire Doors\Fire Doors - FRD | 1017154
54-I1 | 54-I1 South County Justice Center | 54-I1-C1020-110-FRD12 | Elevator Fire Curtain 07 | Smoke Guard | 8030845 | Model 200/400 | OM00031576 |  | Elevator 4 rear Lobby | NA | DNA | NA | NA | 110 | DNA | Electric | DNA | NA | NA | \Classifications\Building System Class\C10-General Building Interior\C1020 - Fire Doors\Fire Doors - FRD | 1017153
54-I1 | 54-I1 South County Justice Center | 54-I1-C1020-110-FRD13 | Elevator Fire Curtain 08 | Smoke Guard | 8030838 | Model 200/400 | OM00031577 |  | North Holding Area | NA | DNA | NA | NA | 110 | DNA | Electric | DNA | NA | NA | \Classifications\Building System Class\C10-General Building Interior\C1020 - Fire Doors\Fire Doors - FRD | 1017156
54-I1 | 54-I1 South County Justice Center | 54-I1-C1020-110-FRD14 | Elevator Fire Curtain 09 | Smoke Guard | 8030849 | Model 200/400 | OM00031578 |  | DNA | NA | DNA | NA | NA | 110 | DNA | Electric | DNA | NA | NA | \Classifications\Building System Class\C10-General Building Interior\C1020 - Fire Doors\Fire Doors - FRD | 1017155
54-I1 | 54-I1 South County Justice Center | 54-I1-C1020-110-FRD15 | Elevator Fire Curtain 10 | Smoke Guard | 8030847 | Model 200/400 | OM00031579 |  | North Holding Area | NA | DNA | NA | NA | 110 | DNA | Electric | DNA | NA | NA | \Classifications\Building System Class\C10-General Building Interior\C1020 - Fire Doors\Fire Doors - FRD | 1017158
54-I1 | 54-I1 South County Justice Center | 54-I1-C1020-110-FRD16 | Elevator Fire Curtain 11 | Smoke Guard | 8030844 | Model 200/400 | OM00031580 |  | Holding Area | NA | DNA | NA | NA | 110 | DNA | Electric | DNA | NA | NA | \Classifications\Building System Class\C10-General Building Interior\C1020 - Fire Doors\Fire Doors - FRD | 1017157
54-I1 | 54-I1 South County Justice Center | 54-I1-C1020-110-FRD17 | Elevator Fire Curtain 12 | Smoke Guard | 8030848 | Model 200/400 | OM00031581 |  | Floor 2 South Holding Area | NA | DNA | NA | NA | 110 | DNA | Electric | DNA | NA | NA | \Classifications\Building System Class\C10-General Building Interior\C1020 - Fire Doors\Fire Doors - FRD | 1017159
54-I1 | 54-I1 South County Justice Center | 54-I1-C1020-110-FRD18 | Elevator Fire Curtain 13 | Smoke Guard | 8030846 | Model 200/400 | OM00031582 |  | Floor 3 South Holding Area | NA | DNA | NA | NA | 110 | DNA | Electric | DNA | NA | NA | \Classifications\Building System Class\C10-General Building Interior\C1020 - Fire Doors\Fire Doors - FRD | 1017160
54-I1 | 54-I1 South County Justice Center | 54-I1-C1020-110-FRD19 | Fire Curtain ELE 5 | DNA | DNA | DNA | OM00031582 |  | DNA | NA | DNA | NA | NA | DNA | DNA | Electric | DNA | NA | NA | \Classifications\Building System Class\C10-General Building Interior\C1020 - Fire Doors\Fire Doors - FRD | 1017161
54-I1 | 54-I1 South County Justice Center | 54-I1-D2017-100-SHW01 | Penthouse Eye wash station 1 | Guardian | NA | 1750BC | OM00037231 |  | Penthouse | NA | NA | NA | NA | NA | NA | NA | NA | NA | NA | \Classifications\Building System Class\D20-Plumbing\D2010 - Plumb Fix\Showers - SHW | 1017165
54-I1 | 54-I1 South County Justice Center | 54-I1-D2017-100-SHW02 | Penthouse Eye wash station 2 | Guardian | DNA | 1750BC | OM00037258 |  | Penthouse | NA | NA | NA | NA | NA | NA | NA | NA | NA | NA | \Classifications\Building System Class\D20-Plumbing\D2010 - Plumb Fix\Showers - SHW | 1017166
54-I1 | 54-I1 South County Justice Center | 54-I1-D2017-100-SHW03 | Emergency Eye Wash Station in Main Room | Guardian | DNA | DNA | OM00031523 |  | Mail Room | NA | NA | NA | NA | NA | NA | NA | NA | NA | NA | \Classifications\Building System Class\D20-Plumbing\D2010 - Plumb Fix\Showers - SHW | 1017168
54-I1 | 54-I1 South County Justice Center | 54-I1-D2017-100-SHW04 | Emergency Safety Shower in Mail Room | Guardian | DNA | DNA | OM00031524 |  | Mail Room | NA | NA | NA | NA | NA | NA | NA | NA | NA | NA | \Classifications\Building System Class\D20-Plumbing\D2010 - Plumb Fix\Showers - SHW | 1017167
54-I1 | 54-I1 South County Justice Center | 54-I1-C1020-110-FRD03 | Fire Door at Entry of Clerks Window area and Office 115G | Total Door System | WHI-11465 | 4573 | OM00031635 |  | 1st Flr. Clerks Service Window Rm. 115A and Office Rm. 115G | NA | NA | NA | NA | NA | NA | NA | NA | NA | NA | \Classifications\Building System Class\C10-General Building Interior\C1020 - Fire Doors\Fire Doors - FRD | 1017172
54-I1 | 54-I1 South County Justice Center | 54-I1-C1020-110-FRD04 | Fire Door at Entry of Clerks Window area, Office 115G, and 114 | Total Door System | WHI-11464 | 4573 | OM00031636 |  | 1st Flr. Clerks Service Window Rm. 115A, Office Rm. 115G, and 114 | NA | NA | NA | NA | NA | NA | NA | NA | NA | NA | \Classifications\Building System Class\C10-General Building Interior\C1020 - Fire Doors\Fire Doors - FRD | 1017171
54-I1 | 54-I1 South County Justice Center | 54-I1-C1020-110-FRD05 | Fire Door at Entry of Clerks Windows area 114A and Office area 114 | Total Door System | WHI-11462 | 4573 | OM00031637 |  | 1st Flr. Clerks Service Window Rm. 115A and Office area 114 | NA | NA | NA | NA | NA | NA | NA | NA | NA | NA | \Classifications\Building System Class\C10-General Building Interior\C1020 - Fire Doors\Fire Doors - FRD | 1017173
54-I1 | 54-I1 South County Justice Center | 54-I1-D2023-100-CTY06 | Fire System 3/4" Backflow Preventer on flow detect line | Watts | 204292 | 007M3 | OM00031536 |  | In underground vault by landscape pumps on Olive Ave. | NA | NA | NA | NA | NA | NA | NA | NA | NA | NA | \Classifications\Building System Class\D20-Plumbing\D2020 - Domestic Water\Backflow Preventer - BFP | 1017648
54-I1 | 54-I1 South County Justice Center | 54-I1-D2023-100-CTY05 | 6" Fire System Backflow Preventer | Watts | MA-0376 | 957 RP | OM00031535 |  | In underground vault by landscape pumps on Olive Ave. | NA | NA | NA | NA | NA | NA | NA | NA | NA | NA | \Classifications\Building System Class\D20-Plumbing\D2020 - Domestic Water\Backflow Preventer - BFP | 1017647
54-I1 | 54-I1 South County Justice Center | 54-I1-D3040-120-FCU15 | Fan Coil Unit #101 Ceiling above Evindence Room | Daikin Industries LTD | E003366 | FXMQ36PVJU | OM00031584 |  | 1st flr. in Ceiling above 184B Evidence Room | NA | (1) 11 3/8 x 27 x 4 | NA | NA | DNA | 15 | Electric | 1 | NA |  | \Classifications\Building System Class\D30-HVAC Systems\D3040 - Distribution SYS\Fan Coil Unit - FCU | 1017748
54-I1 | 54-I1 South County Justice Center | 54-I1-D3030-100-TSP02 | Hot Water Thermal Storage Tank #2 | Lochinvar | L12J00053939 | RCA0318 | OM00037426 |  | Penthouse | NA | NA | NA | NA | NA | NA | NA |  | NA | NA | \Classifications\Building System Class\D30-HVAC Systems\D3030 - Cooling SYS\Thermal Storage Pump - TSP | 1018026
54-I1 | 54-I1 South County Justice Center | 54-I1-D3042-240-SEF01 | Sallyport Garage Exhaust Fan w/CO2 | FMB | Nameplate not visable | NA | OM00031491 |  | Sallyport Vehicle Garage | NA | NA | NA | NA | 120 | 3 | Electric | 1 | NA | NA | \Classifications\Building System Class\D30-HVAC Systems\D3040 - Distribution SYS\Supply/Exhaust/Return fans- FAN | 1018027
54-I1 | 54-I1 South County Justice Center | 54-I1-C1020-110-FRD20 | Fire Door 3rd. Flr. Lobby and Stairwell | Wondoor Fireguard | 350 | ESR1394 / A172176 | OM00031638 |  | 3rd. Flr. Lobby Rm. 300A | NA | NA | NA | NA | NA | NA | NA | NA | NA | NA | \Classifications\Building System Class\C10-General Building Interior\C1020 - Fire Doors\Fire Doors - FRD | 1018737
54-I1 | 54-I1 South County Justice Center | 54-I1-D3040-120-FCU16 | Fan Coil Unit #106 1st. flr. 124 Info System Technicians | Daikin Industries LTD | A001314 | FXMQ72MVJU | OM00042741 |  | 1st flr. Rm. 124 Info System Technicians | NA | (4) 18x24x4 | DNA | NA | 230 | 7.8 | Electric | 1 | NA | NA | \Classifications\Building System Class\D30-HVAC Systems\D3040 - Distribution SYS\Fan Coil Unit - FCU | 1021715
54-I1 | 54-I1 South County Justice Center | 54-I1-D3040-120-FCU17 | Fan Coil Unit #107 1st. flr. 123 Staff Restroom & Shower Rm. | Daikin Industries LTD | A001215 | FXMQ72MVJU | OM00042742 |  | 1st flr. Rm. 123 Staff Restroom & Shower Rm. | NA | (4) 18x24x4 | DNA | NA | 230 | 7.8 | Electric | 1 | NA | NA | \Classifications\Building System Class\D30-HVAC Systems\D3040 - Distribution SYS\Fan Coil Unit - FCU | 1021716
54-I1 | 54-I1 South County Justice Center | 54-I1-D3040-120-FCU18 | FCS 301 3rd. flr. 345C Elevator Car 3 Mechanical Room | Daikin Industries LTD | Can't access nameplate; drip pan blocking access | DNA | OM00031494 |  | 3rd. flr. 345C Elevator Car 3 Mechanical Room | NA | NA | DNA | NA | 208 | 15 | Electric | 1 | NA | NA | \Classifications\Building System Class\D30-HVAC Systems\D3040 - Distribution SYS\Fan Coil Unit - FCU | 1021717
56-B1 | 56-B1 East County Courthouse | 56-B1-D2023-100-BFP01 | Backflow chiller 1 1/2 inch | Wilkins Zurn | 2779781 | 975 XL | OM00046525 |  | Equipment Yard | NA | NA | NA | NA | NA | NA | NA | NA | NA | NA | \Classifications\Building System Class\D20-Plumbing\D2020 - Domestic Water\Backflow Preventer - BFP | 1022516
56-B1 | 56-B1 East County Courthouse | 56-B1-B2010-100-BLD01 | Building | NA | NA | NA | [13 empty] | \Classifications\Building System Class\B20-General Building Exterior\B2010 - Exterior Walls\Building - BLD | 1022512
56-B1 | 56-B1 East County Courthouse | 56-B1-B3010-100-RUF01 | Roof | [5 empty] | Roof | [10 empty] | \Classifications\Building System Class\B30-Roofing\B3010 - Roof Types\Roof - RUF | 1022513
56-B1 | 56-B1 East County Courthouse | 56-B1-D1010-100-ELE01 | Elevator 1 - South | Otis | HC1521 | 2500 | OM00046543 | State ID# 99262 | Public Hallway | NA | NA | NA | NA | 480 | 22 | Electric | 3 | NA | NA | \Classifications\Building System Class\D10-Conveyance Systems\D1010 - Elevator\Elevator,Hydraulic,Pass/Freight - ELE | 1022514
56-B1 | 56-B1 East County Courthouse | 56-B1-D2022-260-HWG01 | Domestic hot water heater | Rheem | URNG1100G04156 | G-100-200 | OM00046550 |  | Main Janitorial Room | NA | NA | NA | NA | 120 | 0.3 | Gas | 1 | 199,900 | DNA | \Classifications\Building System Class\D20-Plumbing\D2020 - Domestic Water\Domestic Water Heater, Gas - HWG | 1022515
56-B1 | 56-B1 East County Courthouse | 56-B1-D3050-250-ACU01 | Split System 1 | Mitsubishi | 84401845A | PUY-A-24NHA/PKA-A24FA | OM00046580 |  | Roof | DNA | DNA | DNA | DNA | DNA | DNA | Electric | 3 | NA | NA | \Classifications\Building System Class\D30-HVAC Systems\D3050 - Package SYS\Air Conditioning,Split System - ACU | 1022521
56-B1 | 56-B1 East County Courthouse | 56-B1-D3021-130-BLR01 | HVAC Boiler 1 | Raypak | 604250142 | H8-0992A | OM00046535 |  | Equipment Yard | NA | NA | NA | NA | 115 | DNA | Gas | 1 | 990,000 | 832,000 | \Classifications\Building System Class\D30-HVAC Systems\D3020 - Heat SYS\Boiler,Hot Water,Oil/Gas/Comb. - BLR | 1022518
56-B1 | 56-B1 East County Courthouse | 56-B1-D3041-110-AHU01 | Air Handler 1 - Courts 1st floor | LaSalle | 0034-K-001 | HCH-36-OM | OM00046555 |  | Roof, Northwest Corner | B118 | DNA | NA | NA | 480 | DNA | Electric | 3 | NA | NA | \Classifications\Building System Class\D30-HVAC Systems\D3040 - Distribution SYS\Air Handling Unit - AHU | 1022519
56-B1 | 56-B1 East County Courthouse | 56-B1-D3042-220-EFN01 | Exhaust Fan 1 - Correction Services | Greenheck | DNA | DNA | OM00046571 |  | Roof | DNA | NA | NA | 7.5 | 480 | DNA | Electric | 3 | NA | NA | \Classifications\Building System Class\D30-HVAC Systems\D3040 - Distribution SYS\Supply/Exhaust/Return fans- FAN | 1022520
56-B1 | 56-B1 East County Courthouse | 56-B1-D4010-150-FMS01 | Main Fire Sprinklers | NA | NA | NA | OM00046544 |  | Fire Sprinkler Room | NA | NA | NA | NA | NA | NA | Other | NA | NA | NA | \Classifications\Building System Class\D40-Fire Protection SYS\D4010 - Sprinkler SYS\Fire Systems, stand pipes - FMS | 1022522
56-B1 | 56-B1 East County Courthouse | 56-B1-D4031-100-FEX36 | Fire Extinguishers 36 | multiple | multiple | multiple | [13 empty] | \Classifications\Building System Class\D40-Fire Protection SYS\D4030 - FIRE SPEC\Fire Extinguisher - FEX | 1022525
56-B1 | 56-B1 East County Courthouse | 56-B1-D5010-200-ESD01 | Main Electrical Switchgear | GE | DNA | DNA | OM00046545 |  | Main Electrical Room | NA | NA | NA | NA | 480 | DNA | Electric | 3 | NA | NA | \Classifications\Building System Class\D50-Electrical SYS\D5010 - Elec Service & Dist\Electical Service and Distribution - ESD | 1022526
56-B1 | 56-B1 East County Courthouse | 56-B1-D5010-234-ATS01 | Automatic Transfer Switch 1 | ASCO | DNA | 7000 Series | OM00046546 |  | Main Electrical Room | NA | NA | NA | NA | 480 | 800 | Electric | 3 | NA | NA | \Classifications\Building System Class\D50-Electrical SYS\D5010 - Elec Service & Dist\Automatic Transfer Switch - ATS | 1022527
56-B1 | 56-B1 East County Courthouse | 56-B1-D5037-710-FAP01 | Fire Alarm Panel | Simplex | DNA | 4100 | OM00046548 |  | Fire Control Room | NA | NA | NA | NA | 120 | DNA | Electric | 1 | NA | NA | \Classifications\Building System Class\D50-Electrical SYS\D5030 - Comm & Security\Fire Alarm Panel - FAP | 1022528
56-B1 | 56-B1 East County Courthouse | 56-B1-G2049-300-HSC01 | Hardscape | [16 empty] | \Classifications\Building System Class\G20-Other Systems\G2040 - Site Development\Hardscape - HSC | 1022532
56-B1 | 56-B1 East County Courthouse | 56-B1-G2050-200-LSC01 | Landscaping | [16 empty] | \Classifications\Building System Class\G20-Other Systems\G2050 - Landscaping\Landscaping - LSC | 1022533
56-B1 | 56-B1 East County Courthouse | 56-B1-D5092-210-GEN01 | Emergency Generator | Caterpillar | 4ZR04122 | 3406CDITA | OM00046551 |  | Equipment Yard | DNA | DNA | NA | DNA | 480 | DNA | Diesel | 3 | NA | NA | \Classifications\Building System Class\D50-Electrical SYS\D5090 - Elec SYS\Emergency Generator - GEN | 1022529
56-B1 | 56-B1 East County Courthouse | 56-B1-D5092-250-EML12 | Emergency Lights 12 | multiple | multiple | multiple | [13 empty] | \Classifications\Building System Class\D50-Electrical SYS\D5090 - Elec SYS\Emergency And Exit Lighting - EML | 1022530
56-B1 | 56-B1 East County Courthouse | 56-B1-G2023-150-PEG01 | Judge's parking entry gate | LiftMaster | 1516N3521 | CSL24U | OM00046553 |  | Equipment Yard | DNA | NA | NA | DNA | 120 | DNA | Electric | 1 | NA | NA | \Classifications\Building System Class\G20-Other Systems\G2020 - Parking Lots\Secured Parking Gate - PEG | 1022531
56-B1 | 56-B1 East County Courthouse | 56-B1-D2023-100-BFP03 | Backflow BFP03 | [6 empty] | NA | NA | NA | NA | NA | NA | NA | NA | NA | NA | \Classifications\Building System Class\D20-Plumbing\D2020 - Domestic Water\Backflow Preventer - BFP | 1022562
56-B1 | 56-B1 East County Courthouse | 56-B1-D2023-100-BFP02 | Backflow BFP02 | [6 empty] | NA | NA | NA | NA | NA | NA | NA | NA | NA | NA | \Classifications\Building System Class\D20-Plumbing\D2020 - Domestic Water\Backflow Preventer - BFP | 1022561
56-B1 | 56-B1 East County Courthouse | 56-B1-D3041-110-AHU03 | Air Handler 3 - South Core | LaSalle | 0034-K-003 | HCH-36-OM | OM00046559 |  | Roof | B118 | DNA | NA | 15 | 480 | DNA | Electric | 3 | NA | NA | \Classifications\Building System Class\D30-HVAC Systems\D3040 - Distribution SYS\Air Handling Unit - AHU | 1022567
56-B1 | 56-B1 East County Courthouse | 56-B1-D3041-110-AHU02 | Air Handler 2 - Courts 1st and 2nd floor | LaSalle | 0034-K-002 | HCH-27-OM | OM00046557 |  | Roof | B110 | DNA | NA | NA | 480 | DNA | Electric | 3 | NA | NA | \Classifications\Building System Class\D30-HVAC Systems\D3040 - Distribution SYS\Air Handling Unit - AHU | 1022566
56-B1 | 56-B1 East County Courthouse | 56-B1-D3041-110-AHU04 | Air Handler 4 - North Core | LaSalle | 0034-K-004 | HCH-27-OM | OM00046561 |  | Roof, North Center | B116 | DNA | NA | 15 | 480 | DNA | Electric | 3 | NA | NA | \Classifications\Building System Class\D30-HVAC Systems\D3040 - Distribution SYS\Air Handling Unit - AHU | 1022568
56-B1 | 56-B1 East County Courthouse | 56-B1-D3041-110-AHU05 | Air Handler 5 - Super Muni Clerk | LaSalle | 0034-K-005 | HCH-22-OM | OM00046563 |  | Roof, South | B114 | DNA | NA | 10 | 480 | DNA | Electric | 3 | NA | NA | \Classifications\Building System Class\D30-HVAC Systems\D3040 - Distribution SYS\Air Handling Unit - AHU | 1022569
56-B1 | 56-B1 East County Courthouse | 56-B1-D3041-110-AHU06 | Air Handler 6 - Sheriff / Cont. Clerk | LaSalle | 0034-K-006 | HCH-22-OM | OM00046565 |  | Roof, Northeast Corner | B100 | DNA | NA | 10 | 480 | DNA | Electric | 3 | NA | NA | \Classifications\Building System Class\D30-HVAC Systems\D3040 - Distribution SYS\Air Handling Unit - AHU | 1022570
56-B1 | 56-B1 East County Courthouse | 56-B1-D3041-230-RFN01 | Return Fan 1 - Courts 1st floor | LaSalle | 0034-K-009 | HCFS-33-OM | OM00046556 |  | Roof, Northwest Corner | B116 | DNA | NA | 7.5 | 480 | DNA | Electric | 3 | NA | NA | \Classifications\Building System Class\D30-HVAC Systems\D3040 - Distribution SYS\Supply/Exhaust/Return fans- FAN | 1022573
56-B1 | 56-B1 East County Courthouse | 56-B1-D3041-110-AHU07 | Air Handler 7 - Correction Services | LaSalle | 0034-K-007 | HCH-27-OM | OM00046567 |  | Roof, Southwest Corner | B116 | DNA | NA | 15 | 480 | DNA | Electric | 3 | NA | NA | \Classifications\Building System Class\D30-HVAC Systems\D3040 - Distribution SYS\Air Handling Unit - AHU | 1022571
56-B1 | 56-B1 East County Courthouse | 56-B1-D3041-110-AHU08 | Air Handler 8 - 2nd Floor | LaSalle | 0034-K-008 | HCH-27-OM | OM00046569 |  | Roof, Southeast Corner | B116 | DNA | NA | 15 | 480 | DNA | Electric | 3 | NA | NA | \Classifications\Building System Class\D30-HVAC Systems\D3040 - Distribution SYS\Air Handling Unit - AHU | 1022572
56-B1 | 56-B1 East County Courthouse | 56-B1-D3041-230-RFN02 | Return Fan 2 - Courts 1st and 2nd floor | LaSalle | 0034-K-009 | HCFS-33-OM | OM00046558 |  | Roof, North | B105 | DNA | NA | 7.5 | 480 | DNA | Electric | 3 | NA | NA | \Classifications\Building System Class\D30-HVAC Systems\D3040 - Distribution SYS\Supply/Exhaust/Return fans- FAN | 1022574
56-B1 | 56-B1 East County Courthouse | 56-B1-D3041-230-RFN03 | Return Fan 3 - South Core | LaSalle | 0034-K-011 | HCFS-22-OM | OM00046560 |  | Roof, South Center | B105 | DNA | NA | 7.5 | 480 | DNA | Electric | 3 | NA | NA | \Classifications\Building System Class\D30-HVAC Systems\D3040 - Distribution SYS\Supply/Exhaust/Return fans- FAN | 1022575
56-B1 | 56-B1 East County Courthouse | 56-B1-D3041-230-RFN04 | Return Fan 4 - North Core | LaSalle | 0034-K-012 | HCFS-22-OM | OM00046562 |  | Roof, North Center | B116 | DNA | NA | 7.5 | 480 | DNA | Electric | 3 | NA | NA | \Classifications\Building System Class\D30-HVAC Systems\D3040 - Distribution SYS\Supply/Exhaust/Return fans- FAN | 1022576
56-B1 | 56-B1 East County Courthouse | 56-B1-D3041-230-RFN05 | Return Fan 5 - Super Muni Clerk\ | LaSalle | 0034-K-013 | HCFS-22-OM | OM00046564 |  | Roof, South | B106 | DNA | NA | 5.5 | 480 | DNA | Electric | 3 | NA | NA | \Classifications\Building System Class\D30-HVAC Systems\D3040 - Distribution SYS\Supply/Exhaust/Return fans- FAN | 1022577
56-B1 | 56-B1 East County Courthouse | 56-B1-D3041-230-RFN06 | Return Fan 6 - Sheriff / Cont. Clerk | LaSalle | 0034-K-014 | HCFS-18-OM | OM00046566 |  | Roof, Northeast Corner | B88 | DNA | NA | 5 | 480 | DNA | Electric | 3 | NA | NA | \Classifications\Building System Class\D30-HVAC Systems\D3040 - Distribution SYS\Supply/Exhaust/Return fans- FAN | 1022578
56-B1 | 56-B1 East County Courthouse | 56-B1-D3042-220-EFN02 | Exhaust Fan 2A - Elevator Machine Room | Greenheck | DNA | DNA | OM00046572 |  | Roof | DNA | NA | NA | 7.5 | 480 | DNA | Electric | 3 | NA | NA | \Classifications\Building System Class\D30-HVAC Systems\D3040 - Distribution SYS\Supply/Exhaust/Return fans- FAN | 1022581
56-B1 | 56-B1 East County Courthouse | 56-B1-D3042-220-EFN03 | Exhaust Fan 3 - Jury Room restroom | Greenheck | DNA | DNA | OM00046573 |  | Roof | DNA | NA | NA | 7.5 | 480 | DNA | Electric | 3 | NA | NA | \Classifications\Building System Class\D30-HVAC Systems\D3040 - Distribution SYS\Supply/Exhaust/Return fans- FAN | 1022582
56-B1 | 56-B1 East County Courthouse | 56-B1-D3042-220-EFN05 | Exhaust Fan 5 - | Greenheck | DNA | DNA | OM00046575 |  | Roof | DNA | NA | NA | 7.5 | 480 | DNA | Electric | 3 | NA | NA | \Classifications\Building System Class\D30-HVAC Systems\D3040 - Distribution SYS\Supply/Exhaust/Return fans- FAN | 1022584
56-B1 | 56-B1 East County Courthouse | 56-B1-D3041-230-RFN07 | Return Fan 7 - Correction Services | LaSalle | 0034-K-015 | HCFS-27-OM | OM00046568 |  | Roof, Southwest Corner | B116 | DNA | NA | 7.5 | 480 | DNA | Electric | 3 | NA | NA | \Classifications\Building System Class\D30-HVAC Systems\D3040 - Distribution SYS\Supply/Exhaust/Return fans- FAN | 1022579
56-B1 | 56-B1 East County Courthouse | 56-B1-D3041-230-RFN08 | Return Fan 8 - 2nd Floor | LaSalle | 0034-K-016 | HCFS-27-OM | OM00046570 |  | Roof, Southeast Corner | B116 | DNA | NA | 7.5 | 480 | DNA | Electric | 3 | NA | NA | \Classifications\Building System Class\D30-HVAC Systems\D3040 - Distribution SYS\Supply/Exhaust/Return fans- FAN | 1022580
56-B1 | 56-B1 East County Courthouse | 56-B1-D3042-220-EFN04 | Exhaust Fan 4 - Holding Area | Greenheck | DNA | DNA | OM00046574 |  | Roof | DNA | NA | NA | 7.5 | 480 | DNA | Electric | 3 | NA | NA | \Classifications\Building System Class\D30-HVAC Systems\D3040 - Distribution SYS\Supply/Exhaust/Return fans- FAN | 1022583
56-B1 | 56-B1 East County Courthouse | 56-B1-D3042-220-EFN06 | Exhaust Fan 6 - Second Floor Core South | Greenheck | DNA | DNA | OM00046576 |  | Roof | DNA | NA | NA | 5 | 480 | DNA | Electric | 3 | NA | NA | \Classifications\Building System Class\D30-HVAC Systems\D3040 - Distribution SYS\Supply/Exhaust/Return fans- FAN | 1022585
56-B1 | 56-B1 East County Courthouse | 56-B1-D3042-220-EFN07 | Exhaust Fan 7 - First Floor Core North | Greenheck | DNA | DNA | OM00046577 |  | Roof | DNA | NA | NA | 7.5 | 480 | DNA | Electric | 3 | NA | NA | \Classifications\Building System Class\D30-HVAC Systems\D3040 - Distribution SYS\Supply/Exhaust/Return fans- FAN | 1022586
56-B1 | 56-B1 East County Courthouse | 56-B1-D3090-114-CMP01 | Air Compressor | Quincy | 20060107-0019 | QC05012D00395 | OM00046526 |  | Equipment Yard | BX58 | NA | NA | 5 | 480 | DNA | Electric | 3 | NA | NA | \Classifications\Building System Class\D30-HVAC Systems\D3090 - Other HVAC Systems and Equipment\Air Compressor - CMP | 1022591
56-B1 | 56-B1 East County Courthouse | 56-B1-D3042-220-EFN08 | Exhaust Fan 8 - First floor Core South | Greenheck | DNA | DNA | OM00046578 |  | Roof | DNA | NA | NA | 7.5 | 480 | DNA | Electric | 3 | NA | NA | \Classifications\Building System Class\D30-HVAC Systems\D3040 - Distribution SYS\Supply/Exhaust/Return fans- FAN | 1022587
56-B1 | 56-B1 East County Courthouse | 56-B1-D3042-220-EFN09 | Exhaust Fan 2B - Elevator Machine Room | Greenheck | DNA | DNA | OM00046579 |  | Roof | DNA | NA | NA | 7.5 | 480 | DNA | Electric | 3 | NA | NA | \Classifications\Building System Class\D30-HVAC Systems\D3040 - Distribution SYS\Supply/Exhaust/Return fans- FAN | 1022588
56-B1 | 56-B1 East County Courthouse | 56-B1-D3031-130-CLR01 | Multistack Chiller CLR01 | Multistack Chiller | AA07-017 | MS300F2LW2H1-R134A | OM00046524 |  | Equipment Yard | NA | NA | R134a | DNA | 480 | DNA | Electric | 3 | NA | NA | \Classifications\Building System Class\D30-HVAC Systems\D3030 - Cooling SYS\Chiller, Water Cooled - CLR | 1022590
56-B1 | 56-B1 East County Courthouse | 56-B1-D3031-100-PCH01 | Chilled water return pump 1 - (CHWP 3) | Aurora | 11-2089337-1 | 382A-BF | OM00046527 |  | Equipment Yard | NA | NA | NA | 15 | 480 | DNA | Electric | 3 | NA | NA | \Classifications\Building System Class\D30-HVAC Systems\D3030 - Cooling SYS\Chilled Water Pump - PCH | 1022592
56-B1 | 56-B1 East County Courthouse | 56-B1-D3031-100-PCH03 | Condenser water supply pump 1 - (CWP-1) | Aurora | 11-2159367 | 382A-BF | OM00046529 |  | Equipment Yard | NA | NA | NA | 15 | 480 | DNA | Electric | 3 | NA | NA | \Classifications\Building System Class\D30-HVAC Systems\D3030 - Cooling SYS\Chilled Water Pump - PCH | 1022594
56-B1 | 56-B1 East County Courthouse | 56-B1-D3031-100-PCH04 | Condenser water return pump 2 - (CWP-2) | Aurora | 11-2089329-1 | 382A-BF | OM00046530 |  | Equipment Yard | NA | NA | NA | 15 | 480 | DNA | Electric | 3 | NA | NA | \Classifications\Building System Class\D30-HVAC Systems\D3030 - Cooling SYS\Chilled Water Pump - PCH | 1022595
56-B1 | 56-B1 East County Courthouse | 56-B1-D3030-110-CTW02 | Cooling Tower 2 | Baltimore Aircoil Company | U110849002-01 | PT2-0709A-2J1 | OM00046533 |  | Equipment Yard | B140 | NA | NA | NA | 480 | DNA | Electric | 3 | NA | NA | \Classifications\Building System Class\D30-HVAC Systems\D3030 - Cooling SYS\Cooling Tower - CTW | 1022598
56-B1 | 56-B1 East County Courthouse | 56-B1-D3031-100-PCH02 | Chilled water supply pump 2 - (CHWP 4) | Aurora | 11-2089337-2 | 382A-BF | OM00046528 |  | Equipment Yard | NA | NA | NA | 15 | 480 | DNA | Electric | 3 | NA | NA | \Classifications\Building System Class\D30-HVAC Systems\D3030 - Cooling SYS\Chilled Water Pump - PCH | 1022593
56-B1 | 56-B1 East County Courthouse | 56-B1-D3090-220-CMD01 | Compressor air dryer | Hankison | H510A1151212010 | HPR5-10 | OM00046531 |  | Equipment Yard | NA | NA | R134a | NA | 115 | 3.9 | Electric | 1 | NA | NA | \Classifications\Building System Class\D30-HVAC Systems\D3090 - Other HVAC Systems and Equipment\Compressed Air Dryer - CMD | 1022596
56-B1 | 56-B1 East County Courthouse | 56-B1-D3030-110-CTW01 | Cooling Tower 1 | Baltimore Aircoil Company | U110849001-01 | PT2-0709A-2J1 | OM00046532 |  | Equipment Yard | B140 | NA | NA | NA | 480 | DNA | Electric | 3 | NA | NA | \Classifications\Building System Class\D30-HVAC Systems\D3030 - Cooling SYS\Cooling Tower - CTW | 1022597
56-B1 | 56-B1 East County Courthouse | 56-B1-D3030-310-CTF01 | Sand Filter | Armstrong | C664166 | 3x2x6 | OM00046534 |  | Equipment Yard | NA | NA | NA | 5 | 115 | DNA | Electric | 1 | NA | NA | \Classifications\Building System Class\D30-HVAC Systems\D3030 - Cooling SYS\Cooling Tower Filter - CTF | 1022599
56-B1 | 56-B1 East County Courthouse | 56-B1-D3021-130-BLR02 | HVAC Boiler 2 | Raypak | 604250143 | H8-0992A | OM00046536 |  | Equipment Yard | NA | NA | NA | NA | 115 | DNA | Gas | 1 | 990,000 | 832,000 | \Classifications\Building System Class\D30-HVAC Systems\D3020 - Heat SYS\Boiler,Hot Water,Oil/Gas/Comb. - BLR | 1022602
56-B1 | 56-B1 East County Courthouse | 56-B1-D3044-125-PHW01 | HVAC Hot water pump 1 - (P3A) | Bell & Gossett | 1618588 | 2BC9-1/4-BF | OM00046537 |  | Equipment Yard | NA | NA | NA | DNA | NA | DNA | Electric | 3 | NA | NA | \Classifications\Building System Class\D30-HVAC Systems\D3040 - Distribution SYS\Hot Water Pump - PHW | 1022603
56-B1 | 56-B1 East County Courthouse | 56-B1-D3044-125-PHW02 | HVAC Hot water pump 2 - (P3B) | Bell & Gossett | 1618589 | 2BC9-1/4-BF | OM00046538 |  | East Side, Equipment Yard | NA | NA | NA | NA | 480 | DNA | Electric | 3 | NA | NA | \Classifications\Building System Class\D30-HVAC Systems\D3040 - Distribution SYS\Hot Water Pump - PHW | 1022604
56-B1 | 56-B1 East County Courthouse | 56-B1-D1010-100-ELE02 | Elevator 2 - North | Otis | HC1520 | 2500 | OM00046549 | State ID# 99042 | Secure Hallway | NA | NA | NA | 15 | 480 | 22 | Electric | 3 | NA | NA | \Classifications\Building System Class\D10-Conveyance Systems\D1010 - Elevator\Elevator,Electric,Pass/Freight - ELE | 1022606
56-B1 | 56-B1 East County Courthouse | 56-B1-D3020-100-HET01 | HVAC Boiler expansion tank | DNA | DNA | DNA | OM00046551 |  | Equipment Yard | NA | NA | NA | NA | NA | NA | NA | NA | NA | NA | \Classifications\Building System Class\D30-HVAC Systems\D3020 - Heat SYS\Heater Water Expansion Tank - HET | 1022607
56-B1 | 56-B1 East County Courthouse | 56-B1-D5010-234-ATS02 | Automatic Transfer Switch 2 | ASCO | DNA | 7000 Series | OM00046552 |  | Equipment Yard | NA | NA | NA | DNA | 480 | 800 |  | 3 | NA | NA | \Classifications\Building System Class\D50-Electrical SYS\D5010 - Elec Service & Dist\Automatic Transfer Switch - ATS | 1022608
56-B1 | 56-B1 East County Courthouse | 56-B1-D5011-240-TRN01 | Main Electrical transformer | GE | DNA | DNA | OM00046547 |  | Main Electrical Room | NA | NA | NA | NA | 480 | DNA | Electric | 3 | NA | NA | \Classifications\Building System Class\D50-Electrical SYS\D5010 - Elec Service & Dist\Transformer - TRN | 1022609
56-B1 | 56-B1 East County Courthouse | 56-B1-G2023-150-PEG02 | Judge's parking exit gate | LiftMaster | 312HM | DNA | OM00046554 |  | Equipment Yard | NA | NA | NA | NA | 120 | DNA | Electric | 1 | NA | NA | \Classifications\Building System Class\G20-Other Systems\G2020 - Parking Lots\Secured Parking Gate - PEG | 1022610
56-B1 | 56-B1 East County Courthouse | 56-B1-D2017-100-SHW02 | Emergency eye wash station | Haus | NA | NA | OM00046541 |  | Equipment Yard | NA | NA | NA | NA | NA | NA | Other | NA | NA | NA | \Classifications\Building System Class\D20-Plumbing\D2010 - Plumb Fix\Showers - SHW | 1022612
56-B1 | 56-B1 East County Courthouse | 56-B1-D2017-100-SHW03 | Emergency eye wash station | Haus | NA | NA | OM00046542 |  | Equipment Yard | NA | NA | NA | NA | NA | NA | Other | NA | NA | NA | \Classifications\Building System Class\D20-Plumbing\D2010 - Plumb Fix\Showers - SHW | 1022613
56-B1 | 56-B1 East County Courthouse | 56-B1-D3050-250-ACU02 | Split System 2 | Duratec | 1-02-C-2098-13 | SHCO9DA0000A0A | OM00046581 |  | Roof | DNA | DNA | DNA | DNA | DNA | DNA | Electric | 3 | NA | NA | \Classifications\Building System Class\D30-HVAC Systems\D3050 - Package SYS\Air Conditioning,Split System - ACU | 1022614
56-B1 | 56-B1 East County Courthouse | 56-B1-D2017-100-SHW01 | Emergency eye wash station | Haus | NA | NA | OM00046540 |  | Equipment Yard | NA | NA | NA | NA | NA | NA | Other | NA | NA | NA | \Classifications\Building System Class\D20-Plumbing\D2010 - Plumb Fix\Showers - SHW | 1022611
56-B1 | 56-B1 East County Courthouse | 56-B1-D3050-250-ACU03 | Split System 3 | Carrier | 4002Y00820 | 28AN012310 | OM00046582 |  | Roof | DNA | DNA | DNA | DNA | DNA | DNA | Electric | 3 | NA | NA | \Classifications\Building System Class\D30-HVAC Systems\D3050 - Package SYS\Air Conditioning,Split System - ACU | 1022615
56-B1 | 56-B1 East County Courthouse | 56-B1-B2034-400-DOH01 | Roll Up Gate (DOH01) | Air Lift Doors Inc. | VFD-10500 | XRS VFD Control | OM00019984 |  | Judge's Parking Mechanical Area | NA | NA | NA | 3/4 | 120 | DNA | Electric | 1 | NA | NA | \Classifications\Building System Class\B20-General Building Exterior\B2030 - Exterior Doors\Door,Overhead-Shutter,Manual,Elec,Roll-up - DOH | 1022848
56-B1 | 56-B1 East County Courthouse | 56-B1-B2033-120-DOR01 | Revolving Door (DOR01) | Revolving Door Control Inc. | DNA | HH 2000 | OM00019985 |  | Employee Entrance next to judges Parking | NA | NA | NA | NA | NA | NA | NA | NA | NA | NA | \Classifications\Building System Class\B20-General Building Exterior\B2030 - Exterior Doors\Door,Automatic-Sliding,Revolving - DOR | 1022849
56-F1 | 56-F1 Juvenile Courthouse | 56-F1-B2010-100-BLD01 | Building | [16 empty] | \Classifications\Building System Class\B20-General Building Exterior\B2010 - Exterior Walls\Building - BLD | 1022534
56-F1 | 56-F1 Juvenile Courthouse | 56-F1-B3010-100-RUF01 | Roof |  |  |  | DNA | [12 empty] | \Classifications\Building System Class\B30-Roofing\B3010 - Roof Types\Roof - RUF | 1022535
56-F1 | 56-F1 Juvenile Courthouse | 56-F1-D1010-100-ELE01 | Elevator 1 Public | DNA | DNA | DNA | OM00046519 | State ID# 134821 | Elevator Machine Room | NA | NA | NA | NA | 480 | DNA | Electric | 3 | NA | NA | \Classifications\Building System Class\D10-Conveyance Systems\D1010 - Elevator\Elevator,Hydraulic,Pass/Freight - ELE | 1022536
56-F1 | 56-F1 Juvenile Courthouse | 56-F1-D3021-130-BLR01 | Boiler | UNILUX | 3260 | ZF250W | OM00046504 |  | Mechanical Room | NA | NA | NA | 70 BHP | 460 | 2.5 | Gas | 3 | 2,750,000 |  | \Classifications\Building System Class\D30-HVAC Systems\D3020 - Heat SYS\Boiler,Hot Water,Oil/Gas/Comb. - BLR | 1022540
56-F1 | 56-F1 Juvenile Courthouse | 56-F1-D3041-110-AHU01 | Air Handler ACU - 3 | McQuay | FB0U03100175300 | RDS802CYY | OM00046511 |  | Roof, Center | DNA | DNA | NA | 1.5 | 460 / 230 | DNA | Electric | 3 | NA | NA | \Classifications\Building System Class\D30-HVAC Systems\D3040 - Distribution SYS\Air Handling Unit - AHU | 1022541
56-F1 | 56-F1 Juvenile Courthouse | 56-F1-D4010-150-FMS01 | Sprinkler standpipe 1 - 2nd floor remote | NA | NA | NA | OM00046523 |  | West Side, Fire sprinkler room | NA | NA | NA | NA | NA | NA | NA | NA | NA | NA | \Classifications\Building System Class\D40-Fire Protection SYS\D4010 - Sprinkler SYS\Fire Systems, stand pipes - FMS | 1022544
56-F1 | 56-F1 Juvenile Courthouse | 56-F1-D4031-100-FEX01 | Fire Extinguisher | multiple | multiple | multiple | DNA |  | multiple | [10 empty] | \Classifications\Building System Class\D40-Fire Protection SYS\D4030 - FIRE SPEC\Fire Extinguisher - FEX | 1022547
56-F1 | 56-F1 Juvenile Courthouse | 56-F1-D5010-234-ATS01 | Automatic Transfer Switch | ASCO | 848165 WE | 7000 Series | OM00046512 |  | Exterior - south side | NA | NA | NA | DNA | 480 | 1600 | Electric | DNA | NA | NA | \Classifications\Building System Class\D50-Electrical SYS\D5010 - Elec Service & Dist\Automatic Transfer Switch - ATS | 1022549
56-F1 | 56-F1 Juvenile Courthouse | 56-F1-D5010-200-ESD01 | Main electrical switchgear | Magnum DS | DNA | MDS616 | OM00046520 |  | 1st Floor, Main Electric Room - 174 | NA | NA | NA | NA | 460 / 230 | 1600 | Electric | 3 | NA | NA | \Classifications\Building System Class\D50-Electrical SYS\D5010 - Elec Service & Dist\Electical Service and Distribution - ESD | 1022548
56-F1 | 56-F1 Juvenile Courthouse | 56-F1-D5037-710-FAP01 | Fire Alarm Panel | Notifier | DNA | DNA | OM00046523 |  | Exterior - south side Security Office | NA | NA | NA | NA | 120 / 24 | DNA | Electric | Electric | NA | NA | \Classifications\Building System Class\D50-Electrical SYS\D5030 - Comm & Security\Fire Alarm Panel - FAP | 1022550
56-F1 | 56-F1 Juvenile Courthouse | 56-F1-D5092-210-GEN01 | Emergency Generator | Caterpillar | MJE03333 | C27 | OM00046513 |  | Exterior - south side | DNA | DNA | NA | 998 | 460 / 230 | 905 kw | Diesel | 3 | NA | NA | \Classifications\Building System Class\D50-Electrical SYS\D5090 - Elec SYS\Emergency Generator - GEN | 1022551
56-F1 | 56-F1 Juvenile Courthouse | 56-F1-D5092-250-EML01 | Emergency Lights EML | Multiple | Multiple | Multiple | [13 empty] | \Classifications\Building System Class\D50-Electrical SYS\D5090 - Elec SYS\Emergency And Exit Lighting - EML | 1022552
56-F1 | 56-F1 Juvenile Courthouse | 56-F1-G2049-300-HSC01 | Hardscape | [16 empty] | \Classifications\Building System Class\G20-Other Systems\G2040 - Site Development\Hardscape - HSC | 1022554
56-F1 | 56-F1 Juvenile Courthouse | 56-F1-G2050-200-LSC01 | Landscaping | [16 empty] | \Classifications\Building System Class\G20-Other Systems\G2050 - Landscaping\Landscaping - LSC | 1022555
56-F1 | 56-F1 Juvenile Courthouse | 56-F1-D3044-125-PHW01 | HW Pump | Bell and Gossett | CR37101K30 | ZF250W | OM00046506 |  | Mechanical Room | NA | NA | NA | 10 | DNA | DNA | Electric | DNA | NA | NA | \Classifications\Building System Class\D30-HVAC Systems\D3040 - Distribution SYS\Hot Water Pump - PHW | 1022617
56-F1 | 56-F1 Juvenile Courthouse | 56-F1-D3020-100-HET01 | HW Expansion Tank | Bell & Gossett | 122494 | D200 | OM00046507 |  | Mechanical Room | NA | NA | NA | NA | NA | NA | NA | NA | NA |  | \Classifications\Building System Class\D30-HVAC Systems\D3020 - Heat SYS\Heater Water Expansion Tank - HET | 1022618
56-F1 | 56-F1 Juvenile Courthouse | 56-F1-D3050-210-PKU01 | ACU - 1 | McQuay | FB00031174202 | RPS060CLY | OM00046509 |  | Roof | DNA | DNA | R22 | NA | 480 / 120 | 225 | Electric | 3 | NA | NA | \Classifications\Building System Class\D30-HVAC Systems\D3050 - Package SYS\Package Unit - PKU | 1022619
56-F1 | 56-F1 Juvenile Courthouse | 56-F1-D3050-210-PKU02 | ACU - 2 | McQuay | FB0U03100174302 | RPS060CLY | OM00046510 |  | Roof | DNA | DNA | R22 | DNA | 480 / 120 | 225 | Electric | 3 | NA | NA | \Classifications\Building System Class\D30-HVAC Systems\D3050 - Package SYS\Package Unit - PKU | 1022620
56-F1 | 56-F1 Juvenile Courthouse | 56-F1-D3031-140-CLR01 | Air cooled chiller | Cooling Technology | DNA | ICA-40 | OM00046583 |  | Roof, Center | NA | NA | DNA | 7.5 | 460 / 230 | DNA | Electric | 3 | NA | NA | \Classifications\Building System Class\D30-HVAC Systems\D3030 - Cooling SYS\Chiller, Air Cooled - CLR | 1022621
56-F1 | 56-F1 Juvenile Courthouse | 56-F1-D3031-100-PCH01 | CW Pump | EBARA | DNA | 23U48125BT3C | OM00046585 |  | Roof, Center | NA | NA | NA | 5 | DNA | DNA | Electric | DNA | NA | NA | \Classifications\Building System Class\D30-HVAC Systems\D3030 - Cooling SYS\Chilled Water Pump - PCH | 1022622
56-F1 | 56-F1 Juvenile Courthouse | 56-F1-D1010-100-ELE02 | Elevator 2 Judges | DNA | DNA | DNA | OM00046522 | State ID# 134822 | Elevator Machine Room | NA | NA | NA | NA | 480 | DNA | Electric | 3 | NA | NA | \Classifications\Building System Class\D10-Conveyance Systems\D1010 - Elevator\Elevator,Electric,Pass/Freight - ELE | 1022623
56-F1 | 56-F1 Juvenile Courthouse | 56-F1-D1010-100-ELE03 | Elevator 3 | DNA | DNA | DNA | OM00046499 | State ID# 134823 | Basement, Elevator Machine Room | NA | NA | NA | NA | 480 | DNA | Electric | 3 | NA | NA | \Classifications\Building System Class\D10-Conveyance Systems\D1010 - Elevator\Elevator,Electric,Pass/Freight - ELE | 1022624
56-F1 | 56-F1 Juvenile Courthouse | 56-F1-D2017-100-SHW01 | Eye wash station / shower | DNA | DNA | DNA | OM00046497 |  | Basement, Maintenance Room | NA | NA | NA | NA | NA | NA | NA | NA | NA | NA | \Classifications\Building System Class\D20-Plumbing\D2010 - Plumb Fix\Showers - SHW | 1022627
56-F1 | 56-F1 Juvenile Courthouse | 56-F1-D1010-100-ELE04 | Elevator 4 | DNA | DNA | DNA | OM00046498 | State ID# 134824 | Basement, Elevator Machine Room | NA | NA | NA | NA | 480 | DNA | Electric | 3 | NA | NA | \Classifications\Building System Class\D10-Conveyance Systems\D1010 - Elevator\Elevator,Electric,Pass/Freight - ELE | 1022626
56-F1 | 56-F1 Juvenile Courthouse | 56-F1-D2040-100-PSU01 | Sump Pump 1 | Vertiflo | 03-12137-7-0 | 720 | OM00046500 |  | Basement, Drain Room | NA | NA | NA | DNA | 460 / 230 | DNA | Electric | 3 | NA | NA | \Classifications\Building System Class\D20-Plumbing\D2040 - Rain Drain\Sump Pump - PSU | 1022628
56-F1 | 56-F1 Juvenile Courthouse | 56-F1-D4010-150-FMS02 | Sprinkler standpipe 2 - 1st floor remote | NA | NA | NA | OM00046517 |  | West side, Fire sprinkler room | NA | NA | NA | NA | NA | NA | NA | NA | NA | NA | \Classifications\Building System Class\D40-Fire Protection SYS\D4010 - Sprinkler SYS\Fire Systems, stand pipes - FMS | 1022629
56-F1 | 56-F1 Juvenile Courthouse | 56-F1-D4010-150-FMS03 | Sprinkler standpipe 3 - Basement floor remote | NA | NA | NA | OM00046516 |  |  | NA | NA | NA | NA | NA | NA | NA | NA | NA | NA | \Classifications\Building System Class\D40-Fire Protection SYS\D4010 - Sprinkler SYS\Fire Systems, stand pipes - FMS | 1022630
56-F1 | 56-F1 Juvenile Courthouse | 56-F1-D5010-110-MCC01 | Motor Control Center | Cutler Hammer | DNA | Freedom Series 210 | OM00046503 |  | Roof, Mechanical Room | NA | NA | NA | NA | 460 / 230 | DNA | Electric | 3 | NA | NA | \Classifications\Building System Class\D50-Electrical SYS\D5010 - Elec Service & Dist\Chiller Room Electrical Panel - MCC | 1022631
56-F1 | 56-F1 Juvenile Courthouse | 56-F1-D5011-240-TRN01 | Main electrical transformer | Cutler Hammer | J0JK06097 | N48M28T49CU | OM00046521 |  | Main Electric Room - 174 | NA | NA | NA | NA | 480 / 277 | DNA | Electric | 3 | NA | NA | \Classifications\Building System Class\D50-Electrical SYS\D5010 - Elec Service & Dist\Transformer - TRN | 1022632
56-F1 | 56-F1 Juvenile Courthouse | 56-F1-D2040-100-PSU02 | Sump Pump 2 | Vertiflo | 03-12137-7-1 | 720 | OM00046501 |  | Basement, Drain Room | NA | NA | NA | DNA | 460 / 230 | DNA | Electric | 3 | NA | NA | \Classifications\Building System Class\D20-Plumbing\D2040 - Rain Drain\Sump Pump - PSU | 1022633
56-F1 | 56-F1 Juvenile Courthouse | 56-F1-D3042-220-EFN04 | Exhaust Fan 1.1 (EFN04) | Weg | DNA | MSPR-4RC | OM00019973 |  | Roof | 4L240 (1) | NA | NA | 1/3 | 115/208-230V | 6.3/3.15A | Electric | 1 | NA | NA | \Classifications\Building System Class\D30-HVAC Systems\D3040 - Distribution SYS\Supply/Exhaust/Return fans- FAN | 1022852
56-F1 | 56-F1 Juvenile Courthouse | 56-F1-D3042-220-EFN05 | Exhaust Fan 3.3 (EFN05) | Weg | 32729 | MSPE-6R | OM00019974 |  | Roof | 4L250 (1) | NA | NA | 1/2 | 115/208-230V | 8.5/4.25A | Electric | DNA | NA | NA | \Classifications\Building System Class\D30-HVAC Systems\D3040 - Distribution SYS\Supply/Exhaust/Return fans- FAN | 1022853
56-F1 | 56-F1 Juvenile Courthouse | 56-F1-D3042-220-EFN06 | Exhaust Fan 1.2 (EFN06) | Weg | 64455 | MSPE-4RC | OM00019975 |  | Roof | 4L230 (1) | NA | NA | 1/3 | 115/208-230V | 6.30/3.15A | Electric | 1 | NA | NA | \Classifications\Building System Class\D30-HVAC Systems\D3040 - Distribution SYS\Supply/Exhaust/Return fans- FAN | 1022854
56-F1 | 56-F1 Juvenile Courthouse | 56-F1-D3042-220-EFN07 | Exhaust Fan (EFN07) | AO Smith | BY09-12 | DNA | OM00019976 |  | Roof | NA | NA | NA | 2 | 230/460 | 5.6/2.8 | Electric | 3 | NA | NA | \Classifications\Building System Class\D30-HVAC Systems\D3040 - Distribution SYS\Supply/Exhaust/Return fans- FAN | 1022855
56-F1 | 56-F1 Juvenile Courthouse | 56-F1-D3042-220-EFN08 | Exhaust Fan 2.1 (EFN08) | Weg | 64455 | MSPE-4RC | OM00019977 |  | Roof | 4L230 (1) | NA | NA | 1/3 | DNA | 6.30/3.15A | Electric | 1 | NA | NA | \Classifications\Building System Class\D30-HVAC Systems\D3040 - Distribution SYS\Supply/Exhaust/Return fans- FAN | 1022856
56-F1 | 56-F1 Juvenile Courthouse | 56-F1-D3042-220-EFN09 | Exhaust Fan (EFN09) | Weg | 36266 | MSPE2R | OM00019978 |  | Roof | 4L220 (1) | NA | NA | 1/4 | 115/208-230V | 4.8/2.4 A | Electric | 1 | NA | NA | \Classifications\Building System Class\D30-HVAC Systems\D3040 - Distribution SYS\Supply/Exhaust/Return fans- FAN | 1022857
56-F1 | 56-F1 Juvenile Courthouse | 56-F1-D3042-220-EFN10 | Exhaust Fan 2.2 (EFN10) | Weg | 28717 | T-10 | OM00019979 |  | Roof | 4L250 (1) | NA | NA | 1 1/2 | 208/230/460 V | 5.4/2.7 A | Electric | 3 | NA | NA | \Classifications\Building System Class\D30-HVAC Systems\D3040 - Distribution SYS\Supply/Exhaust/Return fans- FAN | 1022858
56-F1 | 56-F1 Juvenile Courthouse | 56-F1-D2022-260-HWG02 | Hot Water Heater, Gas (HWG02) | PVI Industires, LLC | F004471 | Conquest/ 20 L 100A-GCL | OM00019996 |  | Mechanical Room | NA | NA | NA | DNA | 120 | 5 | Gas | 1 | 199,000 | NA | \Classifications\Building System Class\D20-Plumbing\D2020 - Domestic Water\Domestic Water Heater, Gas - HWG | 1022876
57-A10 | 57-A10 New Woodland Courthouse | 57-A10-D5092-210-GEN01 | Emergency Generator | Kohler Power Systems | SGM32BLRL | Kohler 800REOZDE | OM00042476 | Permit #P-6-15 | Exterior Outside Sallyport | NA | NA | NA | 1194 | 480 | NA | Diesel | 3 | NA | NA | \Classifications\Building System Class\D50-Electrical SYS\D5090 - Elec SYS\Emergency Generator - GEN | 1019579
57-A10 | 57-A10 New Woodland Courthouse | 57-A10-B3010-100-RUF01 | Roof | NA | NA | Rolled Shingle | OM00042488 |  | Exterior Roof | NA | NA | NA | NA | NA | NA | NA | NA | NA | NA | \Classifications\Building System Class\B30-Roofing\B3010 - Roof Types\Roof - RUF | 1019580
57-A10 | 57-A10 New Woodland Courthouse | 57-A10-D1010-100-ELE01 | S1 Elevator | Kone | 20358397 | KCM831 | OM00042373 | State ID# 167315 | Roof Hoist Room | NA | NA | NA | NA | 480 | DNA | Electric | DNA | NA | NA | \Classifications\Building System Class\D10-Conveyance Systems\D1010 - Elevator\Elevator,Electric,Pass/Freight - ELE | 1019581
57-A10 | 57-A10 New Woodland Courthouse | 57-A10-D1010-100-ELE02 | S2 Elevator | Kone | 20358398 | KCM831 | OM00042374 | State ID# 167316 | Roof Hoist Room | NA | NA | NA | NA | 480 | DNA | Electric | DNA | NA | NA | \Classifications\Building System Class\D10-Conveyance Systems\D1010 - Elevator\Elevator,Electric,Pass/Freight - ELE | 1019582
57-A10 | 57-A10 New Woodland Courthouse | 57-A10-D1010-100-ELE03 | P1 Elevator | Kone | 20358394 | KCM831 | OM00042375 | State ID# 167431 | Roof Hoist Room | NA | NA | NA | NA | 480 | DNA | Electric | DNA | NA | NA | \Classifications\Building System Class\D10-Conveyance Systems\D1010 - Elevator\Elevator,Electric,Pass/Freight - ELE | 1019583
57-A10 | 57-A10 New Woodland Courthouse | 57-A10-D1010-100-ELE04 | P2 Elevator | Kone | 20358395 | KCM831 | OM00042376 | State ID# 167432 | Roof Hoist Room | NA | NA | NA | NA | 480 | DNA | Electric | DNA | NA | NA | \Classifications\Building System Class\D10-Conveyance Systems\D1010 - Elevator\Elevator,Electric,Pass/Freight - ELE | 1019584
57-A10 | 57-A10 New Woodland Courthouse | 57-A10-D1010-100-ELE05 | P3 Elevator | Kone | 20358396 | KCM831 | OM00042377 | State ID# 167433 | Roof Hoist Room | NA | NA | NA | NA | 480 | DNA | Electric | DNA | NA | NA | \Classifications\Building System Class\D10-Conveyance Systems\D1010 - Elevator\Elevator,Electric,Pass/Freight - ELE | 1019585
57-A10 | 57-A10 New Woodland Courthouse | 57-A10-D1010-100-ELE06 | I1 Elevator | Kone | 20358399 | KCM831 | OM00042378 | State ID# 167434 | Roof Hoist Room | NA | NA | NA | NA | 480 | DNA | Electric | DNA | NA | NA | \Classifications\Building System Class\D10-Conveyance Systems\D1010 - Elevator\Elevator,Electric,Pass/Freight - ELE | 1019586
57-A10 | 57-A10 New Woodland Courthouse | 57-A10-D1010-100-ELE07 | I2 Elevator | Kone | 20358400 | KCM831 | OM00042379 | State ID# 167435 | Roof Hoist Room | NA | NA | NA | NA | 480 | DNA | Electric | DNA | NA | NA | \Classifications\Building System Class\D10-Conveyance Systems\D1010 - Elevator\Elevator,Electric,Pass/Freight - ELE | 1019587
57-A10 | 57-A10 New Woodland Courthouse | 57-A10-D2023-310-HWP01 | Domestic Hot Water Circulation Pump CP-2 | Bell & Gossett | C0190333-01G41 | 6D1.5X7 | OM00042387 |  | Roof Mechanical Penthouse 6511 | NA | NA | NA | 1 | 480 | 1.5 | Electric | 3 | NA | NA | \Classifications\Building System Class\D20-Plumbing\D2020 - Domestic Water\Domestic Hot Water Circulating Pump - HWP | 1019588
57-A10 | 57-A10 New Woodland Courthouse | 57-A10-D2023-310-HWP02 | Domestic Hot Water Circulation Pump CP-1 | Bell & Gossett | C0190333-02G41 | 6D1.5X7 | OM00042388 |  | Roof Mechanical Penthouse 6511 | NA | NA | NA | 1 | 480 | 1.5 | Electric | 3 | NA | NA | \Classifications\Building System Class\D20-Plumbing\D2020 - Domestic Water\Domestic Hot Water Circulating Pump - HWP | 1019589
57-A10 | 57-A10 New Woodland Courthouse | 57-A10-D2023-310-WBS01 | Domestic water booster pumps | Flow therm systems | FAB-14-015 | 70M-3 | OM00042417 |  | Basement fire pump room | NA | NA | NA | 10 | 460 | 11.5 | Electric | 3 | NA | NA | \Classifications\Building System Class\D20-Plumbing\D2020 - Domestic Water\Domestic Water Booster System - WBS | 1019590
57-A10 | 57-A10 New Woodland Courthouse | 57-A10-D3044-125-PHW01 | Hot Water Pump HWP-P1 | Bell & Gossett | PH013374-B | 3X3X9.5 B Series 80-SC TEFC | OM00042391 |  | Roof Mechanical Penthouse 6511 | NA | NA | NA | (1) 2 Hp | 460 | 3.3 | Electric | 3 | NA | NA | \Classifications\Building System Class\D30-HVAC Systems\D3040 - Distribution SYS\Hot Water Pump - PHW | 1019591
57-A10 | 57-A10 New Woodland Courthouse | 57-A10-D3044-125-PHW02 | Hot Water Pump HWP-P2 | Bell & Gossett | PH013374-A | 3X3X9.5 B Series 80-SC TEFC | OM00042392 |  | Roof Mechanical Penthouse 6511 | NA | NA | NA | (1) 2 Hp | 460 | 3.3 | Electric | 3 | NA | NA | \Classifications\Building System Class\D30-HVAC Systems\D3040 - Distribution SYS\Hot Water Pump - PHW | 1019592
57-A10 | 57-A10 New Woodland Courthouse | 57-A10-D3044-125-PHW03 | Hot Water Pump HWP-S1 | Bell & Gossett | PH013371-A | 2BC Series 1510 | OM00042384 |  | Roof Mechanical Penthouse 6511 | NA | NA | NA | (1) 5 Hp | 460 | 6.6 | Electric | 3 | NA | NA | \Classifications\Building System Class\D30-HVAC Systems\D3040 - Distribution SYS\Hot Water Pump - PHW | 1019593
57-A10 | 57-A10 New Woodland Courthouse | 57-A10-D3044-125-PHW04 | Hot Water Pump HWP-S2 | Bell & Gossett | PH013371-B | 2BC Series 1510 | OM00042385 |  | Roof Mechanical Penthouse 6511 | NA | NA | NA | (1) 5 Hp | 460 | 6.6 | Electric | 3 | NA | NA | \Classifications\Building System Class\D30-HVAC Systems\D3040 - Distribution SYS\Hot Water Pump - PHW | 1019594
57-A10 | 57-A10 New Woodland Courthouse | 57-A10-D3021-130-BLR01 | Hot Water Boiler B-1 | Patterson-Kelley | H907-14-10304 | MACH Model C-2500 ENVI Control | OM00042382 | Permit #P-7-15 | Roof Mechanical Penthouse 6511 | NA | NA | NA | NA | 120 | DNA | Natural Gas | 1 | 2,500,000 | 2,375,000 | \Classifications\Building System Class\D30-HVAC Systems\D3020 - Heat SYS\Boiler,Hot Water,Oil/Gas/Comb. - BLR | 1019595
57-A10 | 57-A10 New Woodland Courthouse | 57-A10-D3021-130-BLR02 | Hot Water Boiler B-2 | Patterson-Kelley | H903-14-10259 | MACH Model C-2500 ENVI Control | OM00042383 |  | Roof Mechanical Penthouse 6511 | NA | NA | NA | NA | 120 | DNA | Natural Gas | 1 | 2,500,000 | 2,375,000 | \Classifications\Building System Class\D30-HVAC Systems\D3020 - Heat SYS\Boiler,Hot Water,Oil/Gas/Comb. - BLR | 1019596
57-A10 | 57-A10 New Woodland Courthouse | 57-A10-D3030-110-CTW01 | Cooling Tower CT-1 | BAC Baltimore Aircoil Company | U147260601-01 | 3455C-KM-2/Q | OM00042359 |  | Roof Level Between Mechanical Penthouses 6311 and 6511 | (1) 2b136 | NA | NA | (1) 10Hp | 460 | DNA | Electric | 3 | NA | NA | \Classifications\Building System Class\D30-HVAC Systems\D3030 - Cooling SYS\Cooling Tower - CTW | 1019597
57-A10 | 57-A10 New Woodland Courthouse | 57-A10-D3030-110-CTW02 | Cooling Tower CT-2 | BAC Baltimore Aircoil Company | U147260601-01 | 3455C-KM-2/Q | OM00042360 |  | Roof Level Between Mechanical Penthouses 6311 and 6511 | (1) 2b136 | NA | NA | (1) 10Hp | 460 | DNA | Electric | 3 | NA | NA | \Classifications\Building System Class\D30-HVAC Systems\D3030 - Cooling SYS\Cooling Tower - CTW | 1019598
57-A10 | 57-A10 New Woodland Courthouse | 57-A10-D3031-130-CLR01 | 250 Ton Centrifugal Water Cooled Chiller CH-1 | McQuay | STNU140300086 | WMC250DBS-ER10 | OM00042364 |  | Roof East Mechanical Penthouse 6312 | NA | NA | R-134a | NA | 460 | DNA | Electric | 3 | NA | NA | \Classifications\Building System Class\D30-HVAC Systems\D3030 - Cooling SYS\Chiller, Water Cooled - CLR | 1019599
57-A10 | 57-A10 New Woodland Courthouse | 57-A10-D3031-130-CLR02 | 250 Ton Centrifugal Water Cooled Chiller CH-2 | McQuay | STNU1403000087 | WMC250DBS-ER10 | OM00042363 |  | Roof East Mechanical Penthouse 6312 | NA | NA | R-134a | NA | 460 | RLA Per Unit 208 LRA Per compressor 132 | Electric | 3 | NA | NA | \Classifications\Building System Class\D30-HVAC Systems\D3030 - Cooling SYS\Chiller, Water Cooled - CLR | 1019600
57-A10 | 57-A10 New Woodland Courthouse | 57-A10-D3031-100-PCH01 | Chilled Water Pump CHWP-1 | Bell & Gossett | PH013372-B | 3G Series 1510 | OM00042369 |  | Roof Mechanical Penthouse 6311 | NA | NA | NA | (1) 15 Hp | 460 | 18.1 | Electric | 3 | NA | NA | \Classifications\Building System Class\D30-HVAC Systems\D3030 - Cooling SYS\Chilled Water Pump - PCH | 1019601
57-A10 | 57-A10 New Woodland Courthouse | 57-A10-D3031-100-PCH02 | Chilled Water Pump CHWP-2 | Bell & Gossett | PH013372-A | 3G Series 1510 | OM00042370 |  | Roof Mechanical Penthouse 6311 | NA | NA | NA | (1) 15 Hp | 460 | 18.1 | Electric | 3 | NA | NA | \Classifications\Building System Class\D30-HVAC Systems\D3030 - Cooling SYS\Chilled Water Pump - PCH | 1019602
57-A10 | 57-A10 New Woodland Courthouse | 57-A10-D3031-100-PCH03 | Chilled Water Pump CWP-1 | Bell & Gossett | PH013373-A | 5BC Series 1510 | OM00042371 |  | Roof Mechanical Penthouse 6311 | NA | NA | NA | (1) 7.5 Hp | 460 | 9.5 | NA | 3 | NA | NA | \Classifications\Building System Class\D30-HVAC Systems\D3030 - Cooling SYS\Chilled Water Pump - PCH | 1019603
57-A10 | 57-A10 New Woodland Courthouse | 57-A10-D3031-100-PCH04 | Chilled Water Pump CWP-2 | Bell & Gossett | PH013373-B | 5BC Series 1510 | OM00042372 |  | Roof Mechanical Penthouse 6311 | NA | NA | NA | (1) 7.5 Hp | 460 | 9.5 | Electric | 3 | NA | NA | \Classifications\Building System Class\D30-HVAC Systems\D3030 - Cooling SYS\Chilled Water Pump - PCH | 1019604
57-A10 | 57-A10 New Woodland Courthouse | 57-A10-D3031-100-PCH05 | Cooling Tower Filter System CTF-1 Pump | EWB | 1020791268 | 01536EP3E215JM-W2 | OM00042358 |  | Roof Level Between Mechanical Penthouses 6311 and 6511 | NA | NA | NA | 15 | 460 | 6.8 | Electric | 3 | NA | NA | \Classifications\Building System Class\D30-HVAC Systems\D3030 - Cooling SYS\Chilled Water Pump - PCH | 1019605
57-A10 | 57-A10 New Woodland Courthouse | 57-A10-D3041-110-AHU01 | Air Handler Unit AHU-1 | Governair | G000565-001 | ITF-RSA-BH100-E | OM00042366 |  | Roof Mechanical Penthouse 6311 | NA | Pre-Filters: FARR 30/30 RGA-Flow PH, MERV 7 Twenty Four (24) 24X24X2 Final Filters: FARR 30/30 RGA-Flow PH MERV 13 Twenty Four (24) 24X24X12 | NA | (1) 7.5Hp Supply, (1) 3Hp Return | 460 | (8) 8.6 Supply, (6) 4 Return | Electric | 3 | NA | NA | \Classifications\Building System Class\D30-HVAC Systems\D3040 - Distribution SYS\Air Handling Unit - AHU | 1019606
57-A10 | 57-A10 New Woodland Courthouse | 57-A10-D3041-110-AHU02 | Air Handler Unit AHU-2 | Governair | G000565-002 | ITF-RSA-BH100-E | OM00042381 |  | Roof Mechanical Penthouse 6511 | NA | Pre-Filters: FARR 30/30 RGA-Flow PH, MERV 7 Twenty Four (24) 24X24X2 Final Filters: FARR 30/30 RGA-Flow PH MERV 13 Twenty Four (24) 24X24X12 | NA | (1) 7.5Hp Supply, (1) 3Hp Return | 460 | (8) 8.6 Supply, (8) 4 Return | Electric | 3 | NA | NA | \Classifications\Building System Class\D30-HVAC Systems\D3040 - Distribution SYS\Air Handling Unit - AHU | 1019607
57-A10 | 57-A10 New Woodland Courthouse | 57-A10-D3041-110-AHU03 | Air Handler Unit AHU-3 | Governair | G000565-003 | WF-RSA-BH70-E | OM00042397 |  | 2nd Flr. Mechanical Room 2031 | NA | Pre-Filters: FARR 30/30 RGA-Flow PH, MERV 7 Fifteen (15) 24X24X2 Final Filters: FARR 30/30 RGA-Flow PH MERV 13 Five (5) 12X24 | NA | (1) 7.5Hp Supply, (1) 3Hp Return | 460 | DNA | Electric | 3 | NA | NA | \Classifications\Building System Class\D30-HVAC Systems\D3040 - Distribution SYS\Air Handling Unit - AHU | 1019608
57-A10 | 57-A10 New Woodland Courthouse | 57-A10-D3040-120-FCU01 | Fan Coil Unit FCU-1.0.1 - IDF Rm. 0318 | Daikin | E005645 | Indoor Unit Model No. FXMQ48PVJU | OM00042431 |  | Basement IDF Room 0318 | NA | (4) 18X24X4 MERV 13 Filter Kit (Throwaway Type) Daikin DACA-FXMQ48-13-1K | NA | NA | 208-230 | 2.7 | Electric | 1 | NA | NA | \Classifications\Building System Class\D30-HVAC Systems\D3040 - Distribution SYS\Fan Coil Unit - FCU | 1019609
57-A10 | 57-A10 New Woodland Courthouse | 57-A10-D3040-120-FCU02 | Fan Coil Unit FCU-1.1.1 - IDF Rm. 1015 | Daikin | E007326 | Indoor Unit Model No. FXMQ24PVJU | OM00042437 |  | 1st. Flr. IDF Room 1015 | NA | (4) 18X24X4 MERV 13 Filter Kit (Throwaway Type) Daikin DACA-FXMQ30-13-1K | NA | NA | 208-230 | NA | Electric | 1 | NA | NA | \Classifications\Building System Class\D30-HVAC Systems\D3040 - Distribution SYS\Fan Coil Unit - FCU | 1019610
57-A10 | 57-A10 New Woodland Courthouse | 57-A10-D3040-120-FCU03 | Fan Coil Unit FCU-1.6.1 - Chiller Rm. | Daikin | E007327 | Indoor Unit Model No. FXMQ24PVJU | OM00042365 |  | Roof Chiller Room Mechanical Penthouse 6312 | NA | (2) 11 3/8X19X4 | NA | NA | 208-230 | 1.4 | Electric | 1 | NA | NA | \Classifications\Building System Class\D30-HVAC Systems\D3040 - Distribution SYS\Fan Coil Unit - FCU | 1019611
57-A10 | 57-A10 New Woodland Courthouse | 57-A10-D3040-120-FCU04 | Fan Coil Unit FCU-2.1.1 - IDF Rm. 1408 | Daikin | A001340 | Indoor Unit Model No. FXMQ96MVJU | OM00042436 |  | 1st. Flr. IDF Room 1408 | NA | (4) 18X24X4 MERV 8 Filter Kit (Throwaway Type) Daikin DACA-MQ96M-8-1K | NA | NA | 208-230 | 8.6 | Electric | 1 | NA | NA | \Classifications\Building System Class\D30-HVAC Systems\D3040 - Distribution SYS\Fan Coil Unit - FCU | 1019612
57-A10 | 57-A10 New Woodland Courthouse | 57-A10-D3040-120-FCU06 | Fan Coil Unit FCU-2.3.1 - IDF Rm. 3408 | Daikin | A001343 | Indoor Unit Model No. FXMQ96MVJU | OM00042434 |  | 3rd. Flr. IDF Room 3408 | NA | (4) 18X24X4 MERV 8 Filter Kit (Throwaway Type) Daikin DACA-MQ96M-8-1K | NA | NA | 208-230 | 8.6 | Electric | 1 | NA | NA | \Classifications\Building System Class\D30-HVAC Systems\D3040 - Distribution SYS\Fan Coil Unit - FCU | 1019613
57-A10 | 57-A10 New Woodland Courthouse | 57-A10-D3040-120-FCU07 | Fan Coil Unit FCU-2.4.1 - IDF Rm. 4408 | Daikin | A001372 | Indoor Unit Model No. FXMQ96MVJU | OM00042433 |  | 4th. Flr. IDF Room 4408 | NA | (4) 18X24X4 MERV 8 Filter Kit (Throwaway Type) Daikin DACA-MQ96M-8-1K | NA | NA | 208-230 | 8.6 | Electric | 1 | NA | NA | \Classifications\Building System Class\D30-HVAC Systems\D3040 - Distribution SYS\Fan Coil Unit - FCU | 1019614
57-A10 | 57-A10 New Woodland Courthouse | 57-A10-D3040-120-FCU08 | Fan Coil Unit FCU-3.3.2 - MDF Rm. 3609 | Daikin | A002290 | Indoor Unit Model No. FXMQ72MVJU | OM00042410 |  | 3rd. Flr. MDF Room 3609 | NA | (4) 18X24X4 MERV 8 Filter Kit (Throwaway Type) Daikin DACA-MQ96M-8-1K | NA | NA | 208-230 | 7.6 | Electric | 1 | NA | NA | \Classifications\Building System Class\D30-HVAC Systems\D3040 - Distribution SYS\Fan Coil Unit - FCU | 1019615
57-A10 | 57-A10 New Woodland Courthouse | 57-A10-D3040-120-FCU09 | Fan Coil Unit FCU-3.3.3 - MDF Rm. 3609 | Daikin | A002295 | Indoor Unit Model No. FXMQ72MVJU | OM00042411 |  | 3rd. Flr. MDF Room 3609 | NA | (4) 18X24X4 MERV 8 Filter Kit (Throwaway Type) Daikin DACA-MQ96M-8-1K | NA | NA | 208-230 | NA | Electric | 1 | NA | NA | \Classifications\Building System Class\D30-HVAC Systems\D3040 - Distribution SYS\Fan Coil Unit - FCU | 1019616
57-A10 | 57-A10 New Woodland Courthouse | 57-A10-D3040-120-FCU10 | Fan Coil Unit FCU-3.5.1 - MDF Rm. 5408 | Daikin | A002298 | Indoor Unit Model No. FXMQ72MVJU | OM00042432 |  | 5th. Flr. IMDF Room 5408 | NA | (4) 18X24X4 MERV 8 Filter Kit (Throwaway Type) Daikin DACA-MQ96M-8-1K | NA | NA | 208-230 | 7.6 | Electric | 1 | NA | NA | \Classifications\Building System Class\D30-HVAC Systems\D3040 - Distribution SYS\Fan Coil Unit - FCU | 1019617
57-A10 | 57-A10 New Woodland Courthouse | 57-A10-D3040-120-FCU11 | Fan Coil Unit FCU-3.6.1 - Elevator Equip. Rm. | Daikin | A002300 | Indoor Unit Model No. FXMQ72MVJU | OM00042393 |  | Roof Elevator Equipment Room 6512 | NA | (4) 18X24X4 MERV 8 Filter Kit (Throwaway Type) Daikin DACA-MQ96M-8-1K | NA | NA | 208-230 | 7.6 | Electric | 1 | NA | NA | \Classifications\Building System Class\D30-HVAC Systems\D3040 - Distribution SYS\Fan Coil Unit - FCU | 1019618
57-A10 | 57-A10 New Woodland Courthouse | 57-A10-D3042-220-EFN01 | Exhaust Fan EF-01 - Basement under gound parking | Greenheck | 13566768 | QEI-20-15 | OM00042429 |  | Basement Underground Parking Stair 2 1100 | (2)AP-56 | NA | NA | (1) 1.5Hp | 460 | DNA | Electric | 3 | NA | NA | \Classifications\Building System Class\D30-HVAC Systems\D3040 - Distribution SYS\Supply/Exhaust/Return fans- FAN | 1019619
57-A10 | 57-A10 New Woodland Courthouse | 57-A10-D3042-220-EFN02 | Exhaust Fan EF-6.1 - Mech. Rm. 6311 (East Wall) | Greenheck | 13565591 1401 | SWB-222-75 CWUBX | OM00042357 |  | Roof East Wall Mechanical Penthouse 6311 | (2) BP55 | NA | NA | (1) 7.5Hp | 460 | 9.7 | Electric | 3 | NA | NA | \Classifications\Building System Class\D30-HVAC Systems\D3040 - Distribution SYS\Supply/Exhaust/Return fans- FAN | 1019620
57-A10 | 57-A10 New Woodland Courthouse | 57-A10-D3042-220-EFN03 | Exhaust Fan EF-6.2 - Mech. Rm. 6311 (West Wall) | Greenheck | 13565592 1401 | SWB-222-50 CWUBX | OM00042356 |  | Roof West Wall Mechanical Penthouse 6511 | (2) AX54 | NA | NA | (1) 5Hp | 460 | 6.6 | Electric | 3 | NA | NA | \Classifications\Building System Class\D30-HVAC Systems\D3040 - Distribution SYS\Supply/Exhaust/Return fans- FAN | 1019621
57-A10 | 57-A10 New Woodland Courthouse | 57-A10-D3042-220-EFN04 | Exhaust Fan EF-6.3 - For Middle Stairwell | Greenheck | 13565726 1401 | CUBE-101-4 | OM00042352 |  | Noth West Roof | (1) 3L200R | NA | NA | (1) 1/4Hp | 460 | 0.65 | Electric | 3 | NA | NA | \Classifications\Building System Class\D30-HVAC Systems\D3040 - Distribution SYS\Supply/Exhaust/Return fans- FAN | 1019622
57-A10 | 57-A10 New Woodland Courthouse | 57-A10-D3042-220-EFN05 | Exhaust Fan EF-6.4 - For Roof Access Stairwell | Greenheck | 13556701 1401 | CUBE-101-4 | OM00042353 |  | South West roof | (1) 3L200R | NA | NA | (1) 1/4Hp | 460 | 0.65 | Electric | 3 | NA | NA | \Classifications\Building System Class\D30-HVAC Systems\D3040 - Distribution SYS\Supply/Exhaust/Return fans- FAN | 1019623
57-A10 | 57-A10 New Woodland Courthouse | 57-A10-D3042-220-EFN06 | Exhaust Fan EF-6.5 - For Pulic Hallway Stairwell | Greenheck | 13565727 1401 | CUBE-101-4 | OM00042355 |  | South East roof | (1) 3L200R | NA | NA | (1) 1/4Hp | 460 | NA | Electric | 3 | NA | NA | \Classifications\Building System Class\D30-HVAC Systems\D3040 - Distribution SYS\Supply/Exhaust/Return fans- FAN | 1019624
57-A10 | 57-A10 New Woodland Courthouse | 57-A10-D3042-220-EFN07 | Exhaust Fan EF-6.6 - For Staff Hallway Stariwell | Greenheck | 13565700 1401 | CUBE-101-4 | OM00042354 |  | South East roof | (1) 3L200R | NA | NA | (1) 1/4Hp | 460 | NA | Electric | 3 | NA | NA | \Classifications\Building System Class\D30-HVAC Systems\D3040 - Distribution SYS\Supply/Exhaust/Return fans- FAN | 1019625
57-A10 | 57-A10 New Woodland Courthouse | 57-A10-D3042-220-EFN08 | Exhaust Fan EF-6.7 - Mech. Rm. 6311 | Greenheck | 13565702 1401 | CUBE-141-10 | OM00042361 |  | Roof Mechanical Penthouse 6311 | (1) AP20 | (2) 11 3/8X19X4 | NA | (1) 1/4Hp | 460 | NA | Electric | 3 | NA | NA | \Classifications\Building System Class\D30-HVAC Systems\D3040 - Distribution SYS\Supply/Exhaust/Return fans- FAN | 1019626
57-A10 | 57-A10 New Woodland Courthouse | 57-A10-D3050-310-HPU01 | HP-1 8-ton VRV-III Heat Pump (1 of 1) | Daikin | A001271 | RXYQ120PBYD | OM00042345 |  | Southwest Corner of Roof | NA | NA | R-410A | NA | 460 | 3.9+8.4 | Electric | 3 | NA | NA | \Classifications\Building System Class\D30-HVAC Systems\D3050 - Package SYS\Heat Pump,Air Cooled - HPU | 1019627
57-A10 | 57-A10 New Woodland Courthouse | 57-A10-D3050-310-HPU02 | HP-2 28-ton VRV-III Heat Pump (1 of 3) | Daikin | A001274 | RXYQ120PBYD | OM00042346 |  | Southwest Corner of Roof | NA | NA | R-410A | (2) 0.47 | 460 | (5.4+8.4) X 2+(3.9+8.4) | Electric | 3 | NA | NA | \Classifications\Building System Class\D30-HVAC Systems\D3050 - Package SYS\Heat Pump,Air Cooled - HPU | 1019628
57-A10 | 57-A10 New Woodland Courthouse | 57-A10-D3050-310-HPU03 | HP-2 28-ton VRV-III Heat Pump (2 of 3) | Daikin | A001193 | RXYQ120PBYD | OM00042347 |  | Southwest Corner of Roof | NA | NA | R-410A | (2) 0.47 | 460 | (5.4+8.4) X 2+(3.9+8.4) | Electric | 3 | NA | NA | \Classifications\Building System Class\D30-HVAC Systems\D3050 - Package SYS\Heat Pump,Air Cooled - HPU | 1019629
57-A10 | 57-A10 New Woodland Courthouse | 57-A10-D3050-310-HPU04 | HP-2 28-ton VRV-III Heat Pump (3 of 3) | Daikin | A000633 | RXYQ120PBYD | OM00042348 |  | Southwest Corner of Roof | NA | NA | R-410A | (2) 0.47 | 460 | (5.4+8.4) X 2+(3.9+8.4) | Electric | 3 | NA | NA | \Classifications\Building System Class\D30-HVAC Systems\D3050 - Package SYS\Heat Pump,Air Cooled - HPU | 1019630
57-A10 | 57-A10 New Woodland Courthouse | 57-A10-D3050-310-HPU05 | HP-3 30-ton VRV-III Heat Pump (1 of 3) | Daikin | A000682 | RXYQ120PBYD | OM00042349 |  | Southwest Corner of Roof | NA | NA | R-410A | (2) 0.47 | 460 | (5.4+8.4) X 3 | Electric | 3 | NA | NA | \Classifications\Building System Class\D30-HVAC Systems\D3050 - Package SYS\Heat Pump,Air Cooled - HPU | 1019631
57-A10 | 57-A10 New Woodland Courthouse | 57-A10-D3050-310-HPU06 | HP-3 30-ton VRV-III Heat Pump (2 of 3) | Daikin | A001278 | RXYQ120PBYD | OM00042350 |  | Southwest Corner of Roof | NA | NA | R-410A | (2) 0.47 | 460 | (5.4+8.4) X 3 | Electric | 3 | NA | NA | \Classifications\Building System Class\D30-HVAC Systems\D3050 - Package SYS\Heat Pump,Air Cooled - HPU | 1019632
57-A10 | 57-A10 New Woodland Courthouse | 57-A10-D3050-310-HPU07 | HP-3 30-ton VRV-III Heat Pump (3 of 3) | Daikin | A001270 | RXYQ120PBYD | OM00042351 |  | Southwest Corner of Roof | NA | NA | R-410A | (2) 0.47 | 460 | (5.4+8.4) X 3 | Electric | 3 | NA | NA | \Classifications\Building System Class\D30-HVAC Systems\D3050 - Package SYS\Heat Pump,Air Cooled - HPU | 1019633
57-A10 | 57-A10 New Woodland Courthouse | 57-A10-D3068-100-BAS01 | BAS | Siemens | NA | Apogee | OM00042478 |  | Basement Engineers shop | NA | NA | NA | 0.5 | 460 | 0.67 | Electric | 3 | NA | NA | \Classifications\Building System Class\D30-HVAC Systems\D3060 - Control & Inst Air\Building Automation System - BAS | 1019634
57-A10 | 57-A10 New Woodland Courthouse | 57-A10-D4010-150-FMS01 | wet stand pipe | NA | NA | NA | OM00043106 |  | 1st. Flr. west stair well | NA | NA | NA | NA | NA | NA | NA | NA | NA | NA | \Classifications\Building System Class\D40-Fire Protection SYS\D4010 - Sprinkler SYS\Fire Systems, stand pipes - FMS | 1019635
57-A10 | 57-A10 New Woodland Courthouse | 57-A10-D2023-100-BFP01 | Chilled Water Backflow Preventer | Wilkins Zurn | 3989668 | 975XL2 | OM00042368 | Meter #: 294491 | Roof Mechanical Penthouse 6311 | NA | NA | NA | NA | NA | NA | NA | NA | NA | NA | \Classifications\Building System Class\D20-Plumbing\D2020 - Domestic Water\Backflow Preventer - BFP | 1019636
57-A10 | 57-A10 New Woodland Courthouse | 57-A10-D2023-100-BFP02 | Boiler Backflow Preventer | Wilkins Zurn | 3989670 | 975XL2 | OM00042386 | Meter#: 294492 | Roof Mechanical Penthouse 6511 | NA | NA | NA | NA | NA | NA | NA | NA | NA | NA | \Classifications\Building System Class\D20-Plumbing\D2020 - Domestic Water\Backflow Preventer - BFP | 1019637
57-A10 | 57-A10 New Woodland Courthouse | 57-A10-D2023-100-BFP03 | Cooling Tower Back Flow Preventer | Wilkins Zurn | X31239 | 375A Size 3 | OM00042395 | Meter #: 052014003112 | Roof Level Between Mechanical Penthouses 6311 and 6511 | NA | NA | NA | NA | NA | NA | NA | NA | NA | NA | \Classifications\Building System Class\D20-Plumbing\D2020 - Domestic Water\Backflow Preventer - BFP | 1019638
57-A10 | 57-A10 New Woodland Courthouse | 57-A10-D2023-100-BFP04 | BFP Domestic main | Wilkins Zurn | V41788 | 350ADA | OM00042481 | Meter #: 46684230 | Grounds west end of building | NA | NA | NA | NA | NA | NA | NA | NA | NA | NA | \Classifications\Building System Class\D20-Plumbing\D2020 - Domestic Water\Backflow Preventer - BFP | 1019639
57-A10 | 57-A10 New Woodland Courthouse | 57-A10-D2023-100-BFP05 | BFP Domestic bypass | Wilkins Zurn | 3980413XLD | 950XLD | OM00042482 | Meter #: 46684230 | Grounds west end of building | NA | NA | NA | NA | NA | NA | NA | NA | NA | NA | \Classifications\Building System Class\D20-Plumbing\D2020 - Domestic Water\Backflow Preventer - BFP | 1019640
57-A10 | 57-A10 New Woodland Courthouse | 57-A10-D2023-100-BFP06 | BFP Fire Main | Wilkins Zurn | V41950 | 350ADA | OM00042483 | Meter #: 46159645 | Grounds west end of building | NA | NA | NA | NA | NA | NA | NA | NA | NA | NA | \Classifications\Building System Class\D20-Plumbing\D2020 - Domestic Water\Backflow Preventer - BFP | 1019641
57-A10 | 57-A10 New Woodland Courthouse | 57-A10-D2023-100-BFP07 | BFP Fire bypass | Wilkins Zurn | 3987587XLD | 950XLD | OM00042484 | Meter #: 46159645 | Grounds west end of building | NA | NA | NA | NA | NA | NA | NA | NA | NA | NA | \Classifications\Building System Class\D20-Plumbing\D2020 - Domestic Water\Backflow Preventer - BFP | 1019642
57-A10 | 57-A10 New Woodland Courthouse | 57-A10-D2023-100-BFP08 | Landscaping Backflow | Wilkins Zurn | 4096831 | 975XL 1 1/2" | OM00042491 | Meter #: 78357683 | Grounds west end of building | NA | NA | NA | NA | NA | NA | NA | NA | NA | NA | \Classifications\Building System Class\D20-Plumbing\D2020 - Domestic Water\Backflow Preventer - BFP | 1019643
57-A10 | 57-A10 New Woodland Courthouse | 57-A10-D4022-210-FSG01 | Fire Pump | Firetrol | 1100238-01RE | FTA1930-AM50B | OM00042416 |  | Basement fire pump room | NA | NA | NA | 50 | 480 | 58.4 | Electric | 3 | NA | NA | \Classifications\Building System Class\D40-Fire Protection SYS\D4020 - Stand Pipe\Pump,Fire,Electric Motor Driven - FSG | 1019644
57-A10 | 57-A10 New Woodland Courthouse | 57-A10-D4022-210-JPM01 | Jockey Pump | AMT | 1626-330-00 | P63AAU-1129 | OM00042500 |  | Basement Fire Pump Room | NA | NA | NA | NA | 460 | DNA | Electric | 3 | NA | NA | \Classifications\Building System Class\D40-Fire Protection SYS\D4020 - Stand Pipe\Jockey Pump - JPM | 1019645
57-A10 | 57-A10 New Woodland Courthouse | 57-A10-D4031-100-FEX56 | Fire Extinguishers | Badger | NA | 10LB | OM00042486 |  | Throughout | NA | NA | NA | NA | NA | NA | NA | NA | NA | NA | \Classifications\Building System Class\D40-Fire Protection SYS\D4030 - FIRE SPEC\Fire Extinguisher - FEX | 1019646
57-A10 | 57-A10 New Woodland Courthouse | 57-A10-D5010-200-ESD01 | Main Switchboard MSB | Eaton Power Corp | DBN0476050 | Eaton PRLC | OM00042402 |  | Basement Electrical Room 0114 | NA | NA | NA | NA | 480Y/277 | 3000 AMP | Electric | 3 | NA | NA | \Classifications\Building System Class\D50-Electrical SYS\D5010 - Elec Service & Dist\Electical Service and Distribution - ESD | 1019647
57-A10 | 57-A10 New Woodland Courthouse | 57-A10-D5010-200-ESD02 | Main Switchboard MSB Cable Tap Switchboard | Eaton Power Corp | NA | Eaton PRLC | OM00042406 |  | Grounds Outdoor PG&E Transformer Yard | NA | NA | NA | NA | 480Y/277 | 3000 AMP | Electric | 3 | NA | NA | \Classifications\Building System Class\D50-Electrical SYS\D5010 - Elec Service & Dist\Electical Service and Distribution - ESD | 1019648
57-A10 | 57-A10 New Woodland Courthouse | 57-A10-D5010-200-ESD06 | Distribution Switchboard GHD | Eaton Power Corp | NA | Eaton PRLC | OM00042404 |  | Basement Electrical Room 0114 | NA | NA | NA | NA | 480Y/277 | 1600 AMP | Electric | 3 | NA | NA | \Classifications\Building System Class\D50-Electrical SYS\D5010 - Elec Service & Dist\Electical Service and Distribution - ESD | 1019649
57-A10 | 57-A10 New Woodland Courthouse | 57-A10-D5010-200-ESD07 | Distribution Switchboard SHD | Eaton Power Corp | 4.14E+09 | Eaton PRLC | OM00042403 |  | Basement Electrical Room 0114 | NA | NA | NA | NA | 480Y/277 | 1600 AMP | Electric | 3 | NA | NA | \Classifications\Building System Class\D50-Electrical SYS\D5010 - Elec Service & Dist\Electical Service and Distribution - ESD | 1019650
57-A10 | 57-A10 New Woodland Courthouse | 57-A10-D5010-200-ESD03 | Distribution Switchboard EHD | Eaton Power Corp | NA | Eaton PRLC | OM00042405 |  | Basement Electrical Room 0114 | NA | NA | NA | NA | 480Y/277 | 200 AMP | Electric | 3 | NA | NA | \Classifications\Building System Class\D50-Electrical SYS\D5010 - Elec Service & Dist\Electical Service and Distribution - ESD | 1019651
57-A10 | 57-A10 New Woodland Courthouse | 57-A10-D5010-200-ESD04 | Distribution Switchboard HDP | Eaton Power Corp | 4.14E+09 | Eaton PRLC | OM00042412 |  | Roof Mechanical Penthouse 6511 | NA | NA | NA | NA | 480Y/277 | 1200 AMP | Electric | 3 | NA | NA | \Classifications\Building System Class\D50-Electrical SYS\D5010 - Elec Service & Dist\Electical Service and Distribution - ESD | 1019652
57-A10 | 57-A10 New Woodland Courthouse | 57-A10-D5010-200-ESD05 | Distribution Switchboard SHDP | Eaton Power Corp | NA | Eaton PRLC | OM00042413 |  | Roof Mechanical Penthouse 6511 | NA | NA | NA | NA | 480Y/277 | 600 AMP | Electric | 3 | NA | NA | \Classifications\Building System Class\D50-Electrical SYS\D5010 - Elec Service & Dist\Electical Service and Distribution - ESD | 1019653
57-A10 | 57-A10 New Woodland Courthouse | 57-A10-D5011-240-TRN01 | Dry Type Transformer TX/1 | Eaton Power Corp | J14F51416 | Eaton N48M28B12CUEE | OM00042424 |  | 1st. Flr. Electrical Room 1402 | NA | NA | NA | NA | 480 Primary, 208Y/120 Secondary | 112.5 KVA | Electric | 3 | NA |  | \Classifications\Building System Class\D50-Electrical SYS\D5010 - Elec Service & Dist\Transformer - TRN | 1019654
57-A10 | 57-A10 New Woodland Courthouse | 57-A10-D5011-240-TRN02 | Dry Type Transformer TX/2 | Eaton Power Corp | J14ES1316 | Eaton N48M28B12CUEE | OM00042439 |  | 2nd. Flr. Electrical Room 2402 | NA | NA | NA | NA | 480 Primary, 208Y/120 Secondary | 112.5 KVA | Electric | 3 | NA | NA | \Classifications\Building System Class\D50-Electrical SYS\D5010 - Elec Service & Dist\Transformer - TRN | 1019655
57-A10 | 57-A10 New Woodland Courthouse | 57-A10-D5011-240-TRN03 | Dry Type Transformer TX/3 | Eaton Power Corp | J14E5263 | Eaton N48M28B12CUEE | OM00042426 |  | 3rd. Flr. Electrical Room 3402 | NA | NA | NA | NA | 480 Primary, 208Y/120 Secondary | 112.5 KVA | Electric | 3 | NA | NA | \Classifications\Building System Class\D50-Electrical SYS\D5010 - Elec Service & Dist\Transformer - TRN | 1019656
57-A10 | 57-A10 New Woodland Courthouse | 57-A10-D5011-240-TRN04 | Dry Type Transformer ETX/1 | Eaton Power Corp | J14F00927 | Eaton V48M28B30CUEE | OM00042422 |  | 1st. Flr. Electrical Room 1402 | NA | NA | NA | NA | 480 Primary, 208Y/120 Secondary | 30 KVA | Electric | 3 | NA | NA | \Classifications\Building System Class\D50-Electrical SYS\D5010 - Elec Service & Dist\Transformer - TRN | 1019657
57-A10 | 57-A10 New Woodland Courthouse | 57-A10-D5011-240-TRN05 | Dry Type Transformer STX/1 | Eaton Power Corp | J14F51316 | Eaton V48M28B30CUEE | OM00042423 |  | 1st. Flr. Electrical Room 1402 | NA | NA | NA | NA | 480 Primary, 208Y/120 Secondary | 30 KVA | Electric | 3 | NA | NA | \Classifications\Building System Class\D50-Electrical SYS\D5010 - Elec Service & Dist\Transformer - TRN | 1019658
57-A10 | 57-A10 New Woodland Courthouse | 57-A10-D5011-240-TRN06 | Dry Type Transformer STX/2 | Eaton Power Corp | J14F51285 | Eaton V48M28B30CUEE | OM00042438 |  | 2nd. Flr. Electrical Room 2402 | NA | NA | NA | NA | 480 Primary, 208Y/120 Secondary | 30 KVA | Electric | 3 | NA | NA | \Classifications\Building System Class\D50-Electrical SYS\D5010 - Elec Service & Dist\Transformer - TRN | 1019659
57-A10 | 57-A10 New Woodland Courthouse | 57-A10-D5011-240-TRN07 | Dry Type Transformer STX/3 | Eaton Power Corp | J14F00925 | Eaton V48M28B30CUEE | OM00042425 |  | 3rd. Flr. Electrical Room 3402 | NA | NA | NA | NA | 480 Primary, 208Y/120 Secondary | 30 KVA | Electric | 3 | NA | NA | \Classifications\Building System Class\D50-Electrical SYS\D5010 - Elec Service & Dist\Transformer - TRN | 1019660
57-A10 | 57-A10 New Woodland Courthouse | 57-A10-D5011-240-TRN08 | Dry Type Transformer STX/4 | Eaton Power Corp | J14F50303 | Eaton V48M28B30CUEE | OM00042428 |  | 4th. Flr. Electrical Room 4402 | NA | NA | NA | NA | 480 Primary, 208Y/120 Secondary | 30 KVA | Electric | 3 | NA | NA | \Classifications\Building System Class\D50-Electrical SYS\D5010 - Elec Service & Dist\Transformer - TRN | 1019661
57-A10 | 57-A10 New Woodland Courthouse | 57-A10-D5011-240-TRN09 | Dry Type Transformer ETX/4 | Eaton Power Corp | J14F50223 | Eaton V48M28B30CUEE | OM00042444 |  | 4th. Flr. Electrical Room 4402 | NA | NA | NA | NA | 480 Primary, 208Y/120 Secondary | 30 KVA | Electric | 3 | NA | NA | \Classifications\Building System Class\D50-Electrical SYS\D5010 - Elec Service & Dist\Transformer - TRN | 1019662
57-A10 | 57-A10 New Woodland Courthouse | 57-A10-D5011-240-TRN10 | Dry Type Transformer STX/B | Eaton Power Corp | J14D51221 | Eaton V48M28B30CUEE | OM00042421 |  | Basement Electrical Room 0317 | NA | NA | NA | NA | 480 Primary, 208Y/120 Secondary | 30 KVA | Electric | 3 | NA | NA | \Classifications\Building System Class\D50-Electrical SYS\D5010 - Elec Service & Dist\Transformer - TRN | 1019664
57-A10 | 57-A10 New Woodland Courthouse | 57-A10-D5011-240-TRN11 | Dry Type Transformer STX/5 | Eaton Power Corp | J14F00220 | Eaton V48M28B30CUEE | OM00042442 |  | 5th. Flr. Electrical Room 5402 | NA | NA | NA | NA | 480 Primary, 208Y/120 Secondary | 30 KVA | Electric | 3 | NA | NA | \Classifications\Building System Class\D50-Electrical SYS\D5010 - Elec Service & Dist\Transformer - TRN | 1019665
57-A10 | 57-A10 New Woodland Courthouse | 57-A10-D5011-240-TRN12 | Dry Type Transformer TX/SLP | Eaton Power Corp | J14C50405 | Eaton V48M28B15CUEE | OM00042440 |  | Roof Mechanical Penthouse 6511 | NA | NA | NA | NA | 480 Primary, 208Y/120 Secondary | 15 KVA | Electric | 3 | NA | NA | \Classifications\Building System Class\D50-Electrical SYS\D5010 - Elec Service & Dist\Transformer - TRN | 1019666
57-A10 | 57-A10 New Woodland Courthouse | 57-A10-D5011-240-TRN13 | Dry Type Transformer TX/LP | Eaton Power Corp | J14C50417 | Eaton V48M28B15CUEE | OM00042441 |  | Roof Mechanical Penthouse 6511 | NA | NA | NA | NA | 480 Primary, 208Y/120 Secondary | 15 KVA | Electric | 3 | NA | NA | \Classifications\Building System Class\D50-Electrical SYS\D5010 - Elec Service & Dist\Transformer - TRN | 1019667
57-A10 | 57-A10 New Woodland Courthouse | 57-A10-D5011-240-TRN14 | Dry Type Transformer TX/4 | Eaton Power Corp | J14F51389 | Eaton V48M28B75CUEE | OM00042427 |  | 4th. Flr. Electrical Room 4402 | NA | NA | NA | NA | 480 Primary, 208Y/120 Secondary | 75 KVA | Electric | 3 | NA | NA | \Classifications\Building System Class\D50-Electrical SYS\D5010 - Elec Service & Dist\Transformer - TRN | 1019668
57-A10 | 57-A10 New Woodland Courthouse | 57-A10-D5011-240-TRN15 | Dry Type Transformer TX/5 | Eaton Power Corp | J14G50537 | Eaton V48M28B75CUEE | OM00042443 |  | 5th. Flr. Electrical Room 5402 | NA | NA | NA | NA | 480 Primary, 208Y/120 Secondary | 75 KVA | Electric | 3 | NA | NA | \Classifications\Building System Class\D50-Electrical SYS\D5010 - Elec Service & Dist\Transformer - TRN | 1019669
57-A10 | 57-A10 New Woodland Courthouse | 57-A10-D5011-240-TRN16 | Dry Type Transformer TX/B | Eaton Power Corp | J14B50998 | Eaton V48M28B45CUEE | OM00042420 |  | Basement Electrical Room 0317 | NA | NA | NA | NA | 480 Primary, 208Y/120 Secondary | 45 KVA | Electric | 3 | NA | NA | \Classifications\Building System Class\D50-Electrical SYS\D5010 - Elec Service & Dist\Transformer - TRN | 1019670
57-A10 | 57-A10 New Woodland Courthouse | 57-A10-D3060-100-RDS01 | Refrigerant Leak Detection | Chillgard | 27364-1414 | 806966 | OM00042362 |  | Roof East Mechanical Penthouse 6312 | NA | (2) Chill Guard P/N 711561 (5) Internal Filters | NA | NA | NA | NA | NA | NA | NA | NA | \Classifications\Building System Class\D30-HVAC Systems\D3060 - Control & Inst Air\Refrigerant Leak Detection System - RDS | 1019672
57-A10 | 57-A10 New Woodland Courthouse | 57-A10-D5036-200-CSY01 | Master clock | Master clock | NA | CLKNTD 18 | OM00043102 |  | all floors | NA | NA | NA | NA | 120 | DNA | Electric | 1 | NA | NA | \Classifications\Building System Class\D50-Electrical SYS\D5030 - Comm & Security\Clock Systems - CSY | 1019673
57-A10 | 57-A10 New Woodland Courthouse | 57-A10-D5037-710-FAP01 | Siemens Fire Alarm Panel | Siemens | NA | PMI-2 | OM00042399 |  | Basement main electrical room | NA | NA | NA | NA | NA | NA | Electric | NA | NA |  | \Classifications\Building System Class\D50-Electrical SYS\D5030 - Comm & Security\Fire Alarm Panel - FAP | 1019674
57-A10 | 57-A10 New Woodland Courthouse | 57-A10-D5092-100-UPS01 | UPS | Libert | 21012003 252143010002 | 38SA200A0A00 | OM00042409 |  | 3rd. Flr. IMDF Room 3609 | NA | NA | NA | NA | 480 | 338 | Electric and lead-sulfuric acid | 3 | NA | NA | \Classifications\Building System Class\D50-Electrical SYS\D5090 - Elec SYS\Uninterruptible Power System - UPS | 1019675
57-A10 | 57-A10 New Woodland Courthouse | 57-A10-D5092-250-EML160 | Emergency Lights/Exit Signs | NA | NA | NA | OM00042487 |  | Throughout | NA | NA | NA | NA | NA | NA | NA | NA | NA | NA | \Classifications\Building System Class\D50-Electrical SYS\D5090 - Elec SYS\Emergency And Exit Lighting - EML | 1019676
57-A10 | 57-A10 New Woodland Courthouse | 57-A10-D2030-410-PMS01 | Sewage Ejection Pump (1 Control Panel and 2 Pumps) | Weil | 520.638 | W-8165-T-100-D | OM00042415 |  | Basement fire pump room | NA | NA | NA | NA | 460 | 10 | Electric | 3 | NA | NA | \Classifications\Building System Class\D20-Plumbing\D2030 - Sani Waste\Sewage Ejector Pump - PMS | 1019677
57-A10 | 57-A10 New Woodland Courthouse | 57-A10-D2030-410-PMS02 | Storm water Ejector pumps (1 Control Panel and 2 Pumps) | Orenco systems | EDW-CD-PLC-137 | PLC-DAX4603OSF HS LLS VFD2 | OM00042414 |  | Basement Entry to Judges Parking | NA | NA | NA | NA | 460 | 11.2 | Electric | 3 | NA | NA | \Classifications\Building System Class\D20-Plumbing\D2030 - Sani Waste\Sewage Ejector Pump - PMS | 1019678
57-A10 | 57-A10 New Woodland Courthouse | 57-A10-B2033-120-DOR01 | East Side Exit Automatic Door | Horton Automatics | NA | 4900 SERIES | OM00042504 |  | 1st. Flr. Entrance single door | NA | NA | NA | NA | 120 | 3.15 | Electric | 1 | NA | NA | \Classifications\Building System Class\B20-General Building Exterior\B2030 - Exterior Doors\Door,Automatic-Sliding,Revolving - DOR | 1019679
57-A10 | 57-A10 New Woodland Courthouse | 57-A10-B2033-120-DOR02 | Main Entrance Automatic Door | Horton Automatics | NA | 4900 SERIES | OM00042505 |  | 1st. Flr. Entrance double door | NA | NA | NA | NA | 120 | 3.15 | Electric | 1 | NA | NA | \Classifications\Building System Class\B20-General Building Exterior\B2030 - Exterior Doors\Door,Automatic-Sliding,Revolving - DOR | 1019680
57-A10 | 57-A10 New Woodland Courthouse | 57-A10-B2033-120-DOR03 | West Side Exit Automatic Door | Horton Automatics | NA | 4900 SERIES | OM00042507 |  | 1st. Flr. Exit single door | NA | NA | NA | NA | 120 | 3.15 | Electric | 1 | NA | NA | \Classifications\Building System Class\B20-General Building Exterior\B2030 - Exterior Doors\Door,Automatic-Sliding,Revolving - DOR | 1019681
57-A10 | 57-A10 New Woodland Courthouse | 57-A10-B2033-120-DOR04 | Main Exit Automatic Door | Horton Automatics | NA | 4900 SERIES | OM00042506 |  | 1st. Flr. Exit double door | NA | NA | NA | NA | 120 | 3.15 | Electric | 1 | NA | NA | \Classifications\Building System Class\B20-General Building Exterior\B2030 - Exterior Doors\Door,Automatic-Sliding,Revolving - DOR | 1019682
57-A10 | 57-A10 New Woodland Courthouse | 57-A10-B2033-120-DOR05 | Main Exit Automatic Door Security Control Automatic Door | LCN | NA | 2030 | OM00042508 |  | 1st. Flr. security control room | NA | NA | NA | NA | 120 | 3 | Electric | 1 | NA | NA | \Classifications\Building System Class\B20-General Building Exterior\B2030 - Exterior Doors\Door,Automatic-Sliding,Revolving - DOR | 1019683
57-A10 | 57-A10 New Woodland Courthouse | 57-A10-B2033-120-DOR06 | Employee Back Entrance Automatic Door | LCN | NA | 3454 | OM00042511 |  | 1st. Flr. secure hall | NA | NA | NA | NA | 120 | 3 | Electric | 1 | NA | NA | \Classifications\Building System Class\B20-General Building Exterior\B2030 - Exterior Doors\Door,Automatic-Sliding,Revolving - DOR | 1019684
57-A10 | 57-A10 New Woodland Courthouse | 57-A10-B2034-400-DOH01 | Overhead Gate Sallyport East | Cornell | 248633-1 | PRO-FEG | OM00042408 |  | Basement entry ramp | NA | NA | NA | NA | 460 | 1.44 | Electric | 3 | NA | NA | \Classifications\Building System Class\B20-General Building Exterior\B2030 - Exterior Doors\Door,Overhead-Shutter,Manual,Elec,Roll-up - DOH | 1019685
57-A10 | 57-A10 New Woodland Courthouse | 57-A10-B2034-400-DOH02 | Overhead Gate Sallyport West | Cornell | 248633-1 | PRO-FEG | OM00042407 |  | Basement entry ramp | NA | NA | NA | 1 | 460 | 1.44 | Electric | 3 | NA | NA | \Classifications\Building System Class\B20-General Building Exterior\B2030 - Exterior Doors\Door,Overhead-Shutter,Manual,Elec,Roll-up - DOH | 1019686
57-A10 | 57-A10 New Woodland Courthouse | 57-A10-B2034-400-DOH03 | Loading Dock overhead door | Cornell | SGH0-05043ESR-C00449 | SGH5043E | OM00042477 |  | Exterior rear of building | NA | NA | NA | 0.5 | 460 | 0.67 | Electric | 3 | NA | NA | \Classifications\Building System Class\B20-General Building Exterior\B2030 - Exterior Doors\Door,Overhead-Shutter,Manual,Elec,Roll-up - DOH | 1019687
57-A10 | 57-A10 New Woodland Courthouse | 57-A10-B2034-400-DOH04 | Judges Parking overhead door | Cornell | SGH0-05043ESR-C00448 | SGH5043E | OM00042474 |  | Exterior rear of building | NA | NA | NA | 0.5 | 460 | 0.67 | Electric | 3 | NA |  | \Classifications\Building System Class\B20-General Building Exterior\B2030 - Exterior Doors\Door,Overhead-Shutter,Manual,Elec,Roll-up - DOH | 1019688
57-A10 | 57-A10 New Woodland Courthouse | 57-A10-C1020-110-FRD01 | 5th. Flr. Elevator P1 Fire Smoke Screen | Smoke Guard | NA | Model 400 | OM00043110 |  | 5th. Flr. Elevator lobby P3 | NA | NA | NA | NA | 120 | DNA | Electric | 1 | NA | NA | \Classifications\Building System Class\C10-General Building Interior\C1020 - Fire Doors\Fire Doors - FRD | 1019689
57-A10 | 57-A10 New Woodland Courthouse | 57-A10-C1020-110-FRD04 | 5th. Flr. Elevator S1 Fire Smoke Screen | Smoke Guard | NA | Model 400 | OM00043111 |  | 5th. Flr. Secure Hall S1 | NA | NA | NA | NA | 120 | DNA | Electric | 1 | NA | NA | \Classifications\Building System Class\C10-General Building Interior\C1020 - Fire Doors\Fire Doors - FRD | 1019690
57-A10 | 57-A10 New Woodland Courthouse | 57-A10-C1020-110-FRD05 | 5th. Flr. Elevator S2 Fire Smoke Screen | Smoke Guard | NA | Model 400 | OM00042449 |  | 5th. Flr. Secure Hall S2 | NA | NA | NA | NA | 120 | NA | Electric | 1 | NA | NA | \Classifications\Building System Class\C10-General Building Interior\C1020 - Fire Doors\Fire Doors - FRD | 1019691
57-A10 | 57-A10 New Woodland Courthouse | 57-A10-C1020-110-FRD02 | 5th. Flr. Elevator P2 Fire Smoke Screen | Smoke Guard | NA | Model 400 | OM00042446 |  | 5th. Flr. Elevator lobby P2 | NA | NA | NA | NA | 120 | DNA | Electric | 1 | NA | NA | \Classifications\Building System Class\C10-General Building Interior\C1020 - Fire Doors\Fire Doors - FRD | 1019693
57-A10 | 57-A10 New Woodland Courthouse | 57-A10-C1020-110-FRD06 | 5th. Flr. Elevator I1 Fire Smoke Screen | Smoke Guard | NA | Model 400 | OM00042450 |  | 5th. Flr. Inmate Holding I1 | NA | NA | NA | NA | 120 | DNA | Electric | 1 | NA | NA | \Classifications\Building System Class\C10-General Building Interior\C1020 - Fire Doors\Fire Doors - FRD | 1019694
57-A10 | 57-A10 New Woodland Courthouse | 57-A10-C1020-110-FRD07 | 5th. Flr. Elevator I2 Fire Smoke Screen | Smoke Guard | NA | Model 400 | OM00042451 |  | 5th. Flr. Inmate Holding I2 | NA | NA | NA | NA | 120 | DNA | Electric | 1 | NA | NA | \Classifications\Building System Class\C10-General Building Interior\C1020 - Fire Doors\Fire Doors - FRD | 1019696
57-A10 | 57-A10 New Woodland Courthouse | 57-A10-C1020-110-FRD08 | 4th. Flr. Elevator I1 Fire Smoke Screen | Smoke Guard | NA | Model 400 | OM00042452 |  | 4th. Flr. Inmate Holding I1 | NA | NA | NA | NA | 120 | DNA | Electric | 1 | NA | NA | \Classifications\Building System Class\C10-General Building Interior\C1020 - Fire Doors\Fire Doors - FRD | 1019697
57-A10 | 57-A10 New Woodland Courthouse | 57-A10-C1020-110-FRD09 | 4th. Flr. Elevator I2 Fire Smoke Screen | Smoke Guard | NA | Model 400 | OM00042453 |  | 4th. Flr. Inmate Holding I2 | NA | NA | NA | NA | 120 | DNA | Electric | 1 | NA | NA | \Classifications\Building System Class\C10-General Building Interior\C1020 - Fire Doors\Fire Doors - FRD | 1019698
57-A10 | 57-A10 New Woodland Courthouse | 57-A10-C1020-110-FRD10 | 4th. Flr. Elevator P1 Fire Smoke Screen | Smoke Guard | NA | Model 400 | OM00042454 |  | 4th. Flr. Inmate Holding P1 | NA | NA | NA | NA | 120 | DNA | Electric | 1 | NA | NA | \Classifications\Building System Class\C10-General Building Interior\C1020 - Fire Doors\Fire Doors - FRD | 1019699
57-A10 | 57-A10 New Woodland Courthouse | 57-A10-C1020-110-FRD11 | 4th. Flr. Elevator P2 Fire Smoke Screen | Smoke Guard | NA | Model 400 | OM00042455 |  | 4th. Flr. Elevator lobby P2 | NA | NA | NA | NA | 120 | DNA | Electric | 1 | NA | NA | \Classifications\Building System Class\C10-General Building Interior\C1020 - Fire Doors\Fire Doors - FRD | 1019700
57-A10 | 57-A10 New Woodland Courthouse | 57-A10-C1020-110-FRD12 | 4th. Flr. Elevator P3 Fire Smoke Screen | Smoke Guard | NA | Model 400 | OM00042456 |  | 4th. Flr. Elevator lobby P3 | NA | NA | NA | NA | 120 | DNA | Electric | 1 | NA | NA | \Classifications\Building System Class\C10-General Building Interior\C1020 - Fire Doors\Fire Doors - FRD | 1019701
57-A10 | 57-A10 New Woodland Courthouse | 57-A10-C1020-110-FRD13 | 4th. Flr. Elevator S1 Fire Smoke Screen | Smoke Guard | NA | Model 400 | OM00042457 |  | 4th. Flr. Secure Hall S1 | NA | NA | NA | NA | 120 | DNA | Electric | 1 | NA | NA | \Classifications\Building System Class\C10-General Building Interior\C1020 - Fire Doors\Fire Doors - FRD | 1019702
57-A10 | 57-A10 New Woodland Courthouse | 57-A10-C1020-110-FRD14 | 4th. Flr. Elevator S2 Fire Smoke Screen | Smoke Guard | NA | Model 400 | OM00042458 |  | 4th. Flr. Secure Hall S2 | NA | NA | NA | NA | 120 | DNA | Electric | 1 | NA | NA | \Classifications\Building System Class\C10-General Building Interior\C1020 - Fire Doors\Fire Doors - FRD | 1019703
57-A10 | 57-A10 New Woodland Courthouse | 57-A10-C1020-110-FRD15 | 3rd. Flr. Elevator S1 Fire Smoke Screen | Smoke Guard | NA | Model 400 | OM00043108 |  | 3rd. Flr. Secure Hall S1 | NA | NA | NA | NA | 120 | DNA | Electric | 1 | NA | NA | \Classifications\Building System Class\C10-General Building Interior\C1020 - Fire Doors\Fire Doors - FRD | 1019705
57-A10 | 57-A10 New Woodland Courthouse | 57-A10-C1020-110-FRD16 | 3rd. Flr. Elevator S2 Fire Smoke Screen | Smoke Guard | NA | Model 400 | OM00042460 |  | 3rd. Flr. Secure Hall S2 | NA | NA | NA | NA | 120 | DNA | Electric | 1 | NA | NA | \Classifications\Building System Class\C10-General Building Interior\C1020 - Fire Doors\Fire Doors - FRD | 1019706
57-A10 | 57-A10 New Woodland Courthouse | 57-A10-C1020-110-FRD17 | 3rd. Flr. Elevator P1 Fire Smoke Screen | Smoke Guard | NA | Model 400 | OM00042461 |  | 3rd. Flr. Elevator lobby P1 | NA | NA | NA | NA | 120 | DNA | Electric | 1 | NA | NA | \Classifications\Building System Class\C10-General Building Interior\C1020 - Fire Doors\Fire Doors - FRD | 1019707
57-A10 | 57-A10 New Woodland Courthouse | 57-A10-C1020-110-FRD18 | 3rd. Flr. Elevator P2 Fire Smoke Screen | Smoke Guard | NA | Model 400 | OM00042462 |  | 3rd. Flr. Elevator lobby P2 | NA | NA | NA | NA | 120 | DNA | Electric | 1 | NA | NA | \Classifications\Building System Class\C10-General Building Interior\C1020 - Fire Doors\Fire Doors - FRD | 1019708
57-A10 | 57-A10 New Woodland Courthouse | 57-A10-C1020-110-FRD19 | 3rd. Flr. Elevator P3 Fire Smoke Screen | Smoke Guard | NA | Model 400 | OM00042463 |  | 3rd. Flr. Elevator lobby P3 | NA | NA | NA | NA | 120 | DNA | Electric | 1 | NA | NA | \Classifications\Building System Class\C10-General Building Interior\C1020 - Fire Doors\Fire Doors - FRD | 1019709
57-A10 | 57-A10 New Woodland Courthouse | 57-A10-C1020-110-FRD20 | 2nd. Flr. Elevator S1 Fire Smoke Screen | Smoke Guard | NA | Model 400 | OM00042464 |  | 2nd. Flr. Secure Hall S1 | NA | NA | NA | NA | 120 | DNA | Electric | 1 | NA | NA | \Classifications\Building System Class\C10-General Building Interior\C1020 - Fire Doors\Fire Doors - FRD | 1019710
57-A10 | 57-A10 New Woodland Courthouse | 57-A10-C1020-110-FRD21 | 2nd. Flr. Elevator S1 Fire Smoke Screen | Smoke Guard | NA | Model 400 | OM00042465 |  | 2nd. Flr. Secure Hall S2 | NA | NA | NA | NA | 120 | DNA | Electric | 1 | NA | NA | \Classifications\Building System Class\C10-General Building Interior\C1020 - Fire Doors\Fire Doors - FRD | 1019711
57-A10 | 57-A10 New Woodland Courthouse | 57-A10-C1020-110-FRD22 | 2nd. Flr. Elevator P1 Fire Smoke Screen | Smoke Guard | NA | Model 400 | OM00043107 |  | 2nd. Flr. Elevator lobby P1 | NA | NA | NA | NA | 120 | DNA | Electric | 1 | NA | NA | \Classifications\Building System Class\C10-General Building Interior\C1020 - Fire Doors\Fire Doors - FRD | 1019712
57-A10 | 57-A10 New Woodland Courthouse | 57-A10-C1020-110-FRD23 | 2nd. Flr. Elevator P2 Fire Smoke Screen | Smoke Guard | NA | Model 400 | OM00042475 |  | 2nd. Flr. Elevator lobby P2 | NA | NA | NA | NA | 120 | DNA | Electric | 1 | NA | NA | \Classifications\Building System Class\C10-General Building Interior\C1020 - Fire Doors\Fire Doors - FRD | 1019713
57-A10 | 57-A10 New Woodland Courthouse | 57-A10-C1020-110-FRD24 | 2nd. Flr. Elevator P3 Fire Smoke Screen | Smoke Guard | NA | Model 400 | OM00042467 |  | 2nd. Flr. Elevator lobby P3 | NA | NA | NA | NA | 120 | DNA | Electric | 1 | NA | NA | \Classifications\Building System Class\C10-General Building Interior\C1020 - Fire Doors\Fire Doors - FRD | 1019714
57-A10 | 57-A10 New Woodland Courthouse | 57-A10-C1020-110-FRD25 | 2nd. Flr. Elevator I1 Fire Smoke Screen | Smoke Guard | NA | Model 400 | OM00042468 |  | 2nd. Flr. Inmate Holding I1 | NA | NA | NA | NA | 120 | DNA | Electric | 1 | NA | NA | \Classifications\Building System Class\C10-General Building Interior\C1020 - Fire Doors\Fire Doors - FRD | 1019715
57-A10 | 57-A10 New Woodland Courthouse | 57-A10-C1020-110-FRD26 | 2nd. Flr. Elevator I2 Fire Smoke Screen | Smoke Guard | NA | Model 400 | OM00042469 |  | 2nd. Flr. Inmate Holding I2 | NA | NA | NA | NA | 120 | DNA | Electric | 1 | NA | NA | \Classifications\Building System Class\C10-General Building Interior\C1020 - Fire Doors\Fire Doors - FRD | 1019716
57-A10 | 57-A10 New Woodland Courthouse | 57-A10-C1020-110-FRD27 | 1st. Flr. Elevator I2 Fire Smoke Screen | Smoke Guard | NA | Model 400 | OM00042470 |  | 1st. Flr. Inmate Holding I2 | NA | NA | NA | NA | 120 | DNA | Electric | 1 | NA | NA | \Classifications\Building System Class\C10-General Building Interior\C1020 - Fire Doors\Fire Doors - FRD | 1019718
57-A10 | 57-A10 New Woodland Courthouse | 57-A10-C1020-110-FRD28 | Basement Elevator S1 Fire Smoke Screen | Smoke Guard | NA | Model 400 | OM00043112 |  | Basement Secure Hall S1 | NA | NA | NA | NA | 120 | DNA | Electric | 1 | NA | NA | \Classifications\Building System Class\C10-General Building Interior\C1020 - Fire Doors\Fire Doors - FRD | 1019720
57-A10 | 57-A10 New Woodland Courthouse | 57-A10-C1020-110-FRD29 | Basement Elevator S2 Fire Smoke Screen | Smoke Guard | NA | Model 400 | OM00042472 |  | Basement Secure Hall S2 | NA | NA | NA | NA | 120 | DNA | Electric | 1 | NA | NA | \Classifications\Building System Class\C10-General Building Interior\C1020 - Fire Doors\Fire Doors - FRD | 1019721
57-A10 | 57-A10 New Woodland Courthouse | 57-A10-C1020-110-FRD30 | Basement Elevator P1 Fire Smoke Screen | Smoke Guard | NA | Model 400 | OM00042473 |  | Basement attorney visitation area P1 | NA | NA | NA | NA | 120 | DNA | Electric | 1 | NA | NA | \Classifications\Building System Class\C10-General Building Interior\C1020 - Fire Doors\Fire Doors - FRD | 1019722
57-A10 | 57-A10 New Woodland Courthouse | 57-A10-D2022-100-HWE01 | Domestic Water Heater 01 | AO Smith | 1250M001451 | BTH500104 | OM00042389 |  | Roof Mechanical Penthouse 6511 | NA | NA | NA | NA | 120 | 5 | Natural Gas | 1 | 499,900 |  | \Classifications\Building System Class\D20-Plumbing\D2020 - Domestic Water\Domestic Water Heater, Electric - HWE | 1019723
57-A10 | 57-A10 New Woodland Courthouse | 57-A10-D2022-100-HWE02 | Domestic Water Heater 02 | AO Smith | 1412M000093 | BTH500104 | OM00042390 |  | Roof Mechanical Penthouse 6511 | NA | NA | NA | NA | 120 | 5 | Natural Gas | 1 | 499,900 | NA | \Classifications\Building System Class\D20-Plumbing\D2020 - Domestic Water\Domestic Water Heater, Electric - HWE | 1019724
57-A10 | 57-A10 New Woodland Courthouse | 57-A10-D5010-234-ATS01 | Automatic Transfer Switch ATS-E | Kohler Power Systems | SGM32B234 | Kohler KGS-DMVA-1600S | OM00042401 |  | Basement Electric Room 0114 | NA | NA | NA | NA | 480 | 1600 amp | Electric | 3 | NA | NA | \Classifications\Building System Class\D50-Electrical SYS\D5010 - Elec Service & Dist\Automatic Transfer Switch - ATS | 1019725
57-A10 | 57-A10 New Woodland Courthouse | 57-A10-D5010-234-ATS02 | Automatic Transfer Switch ATS-S | Kohler Power Systems | SGM32B233 | Kohler KGS-DMVA-1600S | OM00042400 |  | Basement Electric Room 0114 | NA | NA | NA | NA | 480 | 1600 amp | Electric | 3 | NA | NA | \Classifications\Building System Class\D50-Electrical SYS\D5010 - Elec Service & Dist\Automatic Transfer Switch - ATS | 1019726
57-A10 | 57-A10 New Woodland Courthouse | 57-A10-G2023-150-PEG01 | West Exit Swing Gate Opener - A | HySecurity | SM20-1331-922 | SwingSmart DC 30 | OM00042492 |  | Grounds West Side of Secured Parking lot Exit | NA | NA | NA | NA | 115 | 3 | Electric | 1 | NA | NA | \Classifications\Building System Class\G20-Other Systems\G2020 - Parking Lots\Secured Parking Gate - PEG | 1019727
57-A10 | 57-A10 New Woodland Courthouse | 57-A10-G2023-150-PEG02 | West Exit Swing Gate Opener - B | HySecurity | SM20-1331-921 | SwingSmart DC 30 | OM00042493 |  | Grounds West Side of Secured Parking lot Exit | NA | NA | NA | NA | 115 | 3 | Electric | 1 | NA | NA | \Classifications\Building System Class\G20-Other Systems\G2020 - Parking Lots\Secured Parking Gate - PEG | 1019728
57-A10 | 57-A10 New Woodland Courthouse | 57-A10-G2023-150-PEG03 | West Entrance Gate - A | HySecurity | SM20-1330-907 | SwingSmart DC 30 | OM00042494 |  | Grounds West Side of Secured Parking lot Entrance | NA | NA | NA | NA | 115 | 3 | Electric | 1 | NA | NA | \Classifications\Building System Class\G20-Other Systems\G2020 - Parking Lots\Secured Parking Gate - PEG | 1019729
57-A10 | 57-A10 New Woodland Courthouse | 57-A10-G2023-150-PEG04 | West Entrance Swing Gate Opener - B | HySecurity | SM20-1331-978 | SwingSmart DC 30 | OM00042495 |  | Grounds West Side of Secured Parking lot Entrance | NA | NA | NA | NA | 115 | 3 | Electric | 1 | NA | NA | \Classifications\Building System Class\G20-Other Systems\G2020 - Parking Lots\Secured Parking Gate - PEG | 1019730
57-A10 | 57-A10 New Woodland Courthouse | 57-A10-G2023-150-PEG05 | East Exit Swing Gate Opener - A | HySecurity | SM20-1331-920 | SwingSmart DC 30 | OM00042496 |  | Grounds East Side of Secured Parking lot Exit | NA | NA | NA | NA | 115 | 3 | Electric | 1 | NA | NA | \Classifications\Building System Class\G20-Other Systems\G2020 - Parking Lots\Secured Parking Gate - PEG | 1019731
57-A10 | 57-A10 New Woodland Courthouse | 57-A10-G2023-150-PEG06 | East Exit Swing Gate Opener - B | HySecurity | SM20-1331-919 | SwingSmart DC 30 | OM00042497 |  | Grounds East Side of Secured Parking lot Exit | NA | NA | NA | NA | 115 | 3 | Electric | 1 | NA | NA | \Classifications\Building System Class\G20-Other Systems\G2020 - Parking Lots\Secured Parking Gate - PEG | 1019732
57-A10 | 57-A10 New Woodland Courthouse | 57-A10-G2023-150-PEG07 | East Entrance Swing Gate Opener - A | HySecurity | SM20-1331-916 | SwingSmart DC 30 | OM00042498 |  | Grounds East Side of Secured Parking lot Entrance | NA | NA | NA | NA | 115 | 3 | Electric | 1 | NA | NA | \Classifications\Building System Class\G20-Other Systems\G2020 - Parking Lots\Secured Parking Gate - PEG | 1019733
57-A10 | 57-A10 New Woodland Courthouse | 57-A10-G2023-150-PEG08 | East Entrance Swing Gate Opener - B | HySecurity | SM20-1331-980 | SwingSmart DC 30 | OM00042499 |  | Grounds East Side of Secured Parking lot Entrance | NA | NA | NA | NA | 115 | 3 | Electric | 1 | NA | NA | \Classifications\Building System Class\G20-Other Systems\G2020 - Parking Lots\Secured Parking Gate - PEG | 1019734
57-A10 | 57-A10 New Woodland Courthouse | 57-A10-C1020-110-FRD31 | 2nd. Flr. Elevator Lobby Fire Door | Marshfield | 12405517 | 28886C | OM00042480 |  | 2nd. Flr. Elevator lobby | NA | NA | NA | NA | NA | NA | NA | NA | NA | NA | \Classifications\Building System Class\C10-General Building Interior\C1020 - Fire Doors\Fire Doors - FRD | 1019735
57-A10 | 57-A10 New Woodland Courthouse | 57-A10-C1020-110-FRD32 | 1st. Flr. Secured Hall at Employee Entrance Fire Door | Marshfield | 70102038 | 20 Min fire rated | OM00042509 |  | 1st. Flr. Secure Hall | NA | NA | NA | NA | NA | NA | NA | NA | NA | NA | \Classifications\Building System Class\C10-General Building Interior\C1020 - Fire Doors\Fire Doors - FRD | 1019736
57-A10 | 57-A10 New Woodland Courthouse | 57-A10-C1020-110-FRD03 | 1st. Flr. Secured Hall at Elevator Lobby Fire Door | Marshfield | 70102038 | 20 Min fire rated | OM00042510 |  | 1st. Flr. Secure Hall | NA | NA | NA | NA | NA | NA | NA | NA | NA | NA | \Classifications\Building System Class\C10-General Building Interior\C1020 - Fire Doors\Fire Doors - FRD | 1019737
57-A10 | 57-A10 New Woodland Courthouse | 57-A10-C1020-110-FRD33 | 5th. Flr. Elevator Lobby Fire Door | Marshfield | 12405518 | 28886C | OM00042512 |  | 5th. Flr.elevator lobby | NA | NA | NA | NA | NA | NA | NA | NA | NA | NA | \Classifications\Building System Class\C10-General Building Interior\C1020 - Fire Doors\Fire Doors - FRD | 1019738
57-A10 | 57-A10 New Woodland Courthouse | 57-A10-C1020-110-FRD34 | 4th. Flr. Elevator Lobby Fire Door | Marshfield | 12405519 | 28886C | OM00043101 |  | 4th. Flr.elevator lobby | NA | NA | NA | NA | NA | NA | NA | NA | NA | NA | \Classifications\Building System Class\C10-General Building Interior\C1020 - Fire Doors\Fire Doors - FRD | 1019739
57-A10 | 57-A10 New Woodland Courthouse | 57-A10-C1020-110-FRD35 | Basement Mech. Office Fire Door | Intertec Warnock Hersey | WHI-001356 | CUN13370 | OM00034584 |  | Basement Mech. Office Adjacent to Rm. 033 | NA | NA | NA | NA | NA | NA | NA | NA | NA | NA | \Classifications\Building System Class\C10-General Building Interior\C1020 - Fire Doors\Fire Doors - FRD | 1019740
57-A10 | 57-A10 New Woodland Courthouse | 57-A10-D2017-100-SHW01 | AHU01 Eye Wash Station | Haws | NA | NA | OM00042367 |  | Roof Mechanical Penthouse 6311 | NA | NA | NA | NA | NA | NA | NA | NA | NA | NA | \Classifications\Building System Class\D20-Plumbing\D2010 - Plumb Fix\Showers - SHW | 1019741
57-A10 | 57-A10 New Woodland Courthouse | 57-A10-D2017-100-SHW02 | Boiler Eye Wash Station | Haws | NA | NA | OM00042380 |  | Roof Mechanical Penthouse 6511 | NA | NA | NA | NA | NA | NA | NA | NA | NA | NA | \Classifications\Building System Class\D20-Plumbing\D2010 - Plumb Fix\Showers - SHW | 1019742
57-A10 | 57-A10 New Woodland Courthouse | 57-A10-D2090-230-WIP01 | Water Treatment Chemical Pump #1 | IWAKI Metering Pump | 1406162347 | EZB16D1-VC | OM00042503 |  | Roof Mechanical Penthouse 6311 | NA | NA | NA | NA | 115 | DNA | Electric | 1 | NA |  | \Classifications\Building System Class\D20-Plumbing\D2090 - Other Plumbing SYS\Water Treatment Inhibitor Pump - WIP | 1019743
57-A10 | 57-A10 New Woodland Courthouse | 57-A10-D2090-230-WIP02 | Water Treatment Chemical Pump #2 | IWAKI Metering Pump | 1406162346 | EZB16D1-VC | OM00042502 |  | Roof Mechanical Penthouse 6311 | NA | NA | NA | NA | 115 | DNA | Electric | 1 | NA | NA | \Classifications\Building System Class\D20-Plumbing\D2090 - Other Plumbing SYS\Water Treatment Inhibitor Pump - WIP | 1019744
57-A10 | 57-A10 New Woodland Courthouse | 57-A10-D2090-230-WIP03 | Water Treatment Chemical Pump #3 | IWAKI Metering Pump | 1406162345 | EZB16D1-VC | OM00042501 |  | Roof Mechanical Penthouse 6311 | NA | NA | NA | NA | 115 | DNA | Electric | 1 | NA | NA | \Classifications\Building System Class\D20-Plumbing\D2090 - Other Plumbing SYS\Water Treatment Inhibitor Pump - WIP | 1019745
57-A10 | 57-A10 New Woodland Courthouse | 57-A10-D2090-650-WSR01 | Water softener A | Culligan | C10059 | V14452472 | OM00042418 |  | Basement Water softener room | NA | NA | NA | NA | 120 | .5 AMP | Electric | 1 | NA | NA | \Classifications\Building System Class\D20-Plumbing\D2090 - Other Plumbing SYS\Water Softener - WSR | 1019746
57-A10 | 57-A10 New Woodland Courthouse | 57-A10-D2090-650-WSR02 | Water softener B | Culligan | C10060 | V14452472 | OM00042419 |  | Basement Water softener room | NA | NA | NA | NA | 120 | .5 AMP | Electric | 1 | NA | NA | \Classifications\Building System Class\D20-Plumbing\D2090 - Other Plumbing SYS\Water Softener - WSR | 1019747
57-A10 | 57-A10 New Woodland Courthouse | 57-A10-G2050-200-LSC01 | landscaping | NA | NA | NA | OM00043103 |  | Grounds | NA | NA | NA | NA | NA | NA | NA | NA | NA | NA | \Classifications\Building System Class\G20-Other Systems\G2050 - Landscaping\Landscaping - LSC | 1019748
57-A10 | 57-A10 New Woodland Courthouse | 57-A10-D5092-250-ELT177 | Exterior lighting | NA | NA | NA | OM00043104 |  | Grounds | NA | NA | NA | NA | NA | NA | NA | NA | NA | NA | \Classifications\Building System Class\D50-Electrical SYS\D5090 - Elec SYS\Exterior Lighting - ELT | 1019749
57-A10 | 57-A10 New Woodland Courthouse | 57-A10-G2049-300-HSC01 | hardscape | NA | NA | NA | OM00043105 |  | Grounds | NA | NA | NA | NA | NA | NA | NA | NA | NA | NA | \Classifications\Building System Class\G20-Other Systems\G2040 - Site Development\Hardscape - HSC | 1019750
57-A10 | 57-A10 New Woodland Courthouse | 57-A10-D3040-120-FCU05 | Fan Coil Unit FCU-2.2.1 - IDF Rm. 2408 | Daikin | A001341 | Indoor Unit Model No. FXMQ96MVJU | OM00042435 |  | 2nd.. Flr. IDF Room 2408 | NA | (4) 18X24X4 MERV 8 Filter Kit (Throwaway Type) Daikin DACA-MQ96M-8-1K | NA | NA | 208-230 | 8.6 | Electric | 1 | NA | NA | \Classifications\Building System Class\D30-HVAC Systems\D3040 - Distribution SYS\Fan Coil Unit - FCU | 1019753
57-A10 | 57-A10 New Woodland Courthouse | 57-A10-B2010-100-BLD01 | Building Structure | NA | NA | NA | OM00034582 |  | All | NA | NA | NA | NA | NA | NA | NA | NA | NA | NA | \Classifications\Building System Class\B20-General Building Exterior\B2010 - Exterior Walls\Building - BLD | 1019774
57-A10 | 57-A10 New Woodland Courthouse | 57-A10-C1020-110-FRD36 | 5th. Floor Elevator P1 Fire Smoke Screen | Smoke Guard | NA | Model 400 | OM00042445 |  | 5th. Flr. Elevator lobby P1 | NA | NA | NA | NA | 120 | NA | Electric | 1 | NA | NA | \Classifications\Building System Class\C10-General Building Interior\C1020 - Fire Doors\Fire Doors - FRD | 1020501
57-A10 | 57-A10 Yolo Superior Court | 57-A10-D5010-110-EMT01 | Electrical Meter |  |  |  | OM00043223 |  | Basement Electrical Room | NA | NA | NA | NA | NA | NA | NA | NA | NA | NA | \Classifications\Building System Class\D50-Electrical SYS\D5010 - Elec Service & Dist\Electric Meter Readings - EMT | 1022083
57-A10 | 57-A10 Yolo Superior Court | 57-A10-E1039-100-PLE01 | Scissor Lift at Woodland | Genie | GS3214A-119539 | GS-3232 | OM00034557 |  | Basement Judges Parking Lot | NA | NA | NA | 4.4 | 12 | DNA | Electric | DNA | NA | NA | \Classifications\Building System Class\E10-Equipment\E1030 - Vehicular Equipment\Portable, Scissor Lift - PLE | 1022089
57-A10 | 57-A10 Yolo Superior Court | 57-A10-E1099-100-PSE02 | Window Washing System (2) | Tractel Unlimited | 8-C41 | Swing Stage Division | OM00042479 |  | Roof next to Penthouse | NA | NA | NA | NA | 208 | DNA | Electric | DNA | NA | NA | \Classifications\Building System Class\E10-Equipment\E1090 - Other Equipment\Portable, Scaffolding - PSE | 1022661
57-A11 | 57-A11 Yolo Superior Court Parking | 57-A11-D2023-100-BFP01 | 1" Landscaping backflow at South parking lot Oak St. | Wilkins Zurn | 4058259 | 975XL 1" | OM00034580 | Account # 657 Meter# 78777212 | Grounds North lot @ Oak St. (Lincoln Ave. & Sixth St. South side of parking lot.) | NA | NA | NA | NA | NA | NA | NA | NA | NA | NA | \Classifications\Building System Class\D20-Plumbing\D2020 - Domestic Water\Backflow Preventer - BFP | 1021364
57-A11 | 57-A11 Yolo Superior Court Parking | 57-A11-D2023-100-BFP02 | 1" Landscaping backflow at North parking lot Oak St. | Wilkins Zurn | 4096874 | 975XL2 1" | OM00034581 | Meter #: 78777211 | Grounds North lot @ Oak St. (Lincoln Ave. & Sixth St. South side of parking lot.) | NA | NA | NA | NA | NA | NA | NA | NA | NA | NA | \Classifications\Building System Class\D20-Plumbing\D2020 - Domestic Water\Backflow Preventer - BFP | 1021365
57-A2 | 57-A2 Old Jail (Department 9) | 57-A2-D4031-100-FEX03 | Fire Extinguishers FEX03 | NA | NA | NA | OM00003674 |  | Throughout | NA | NA | NA | NA | NA | NA | NA | NA | NA | NA | \Classifications\Building System Class\D40-Fire Protection SYS\D4030 - FIRE SPEC\Fire Extinguisher - FEX | EQ-1004521
57-A2 | 57-A2 Old Jail (Department 9) | 57-A2-D5092-250-EML05 | Emergency Exit Lights | Lithonia | NA | 142ANA | OM00003675 |  | Throughout | NA | NA | NA | NA | 120v | NA | Electric | 1 | NA | NA | \Classifications\Building System Class\D50-Electrical SYS\D5090 - Elec SYS\Emergency And Exit Lighting - EML | EQ-1004523
57-A2 | 57-A2 Old Jail (Department 9) | 57-A2-D4010-150-CTY01 | Fire Sprinklers - SEW01 - County Responsibility | DNA | DNA | DNA | DNA | DNA | DNA | NA | NA | NA | NA | NA | NA | NA | NA | NA | NA | \Classifications\Building System Class\D40-Fire Protection SYS\D4010 - Sprinkler SYS\Fire Systems, stand pipes - FMS | EQ-1004524
57-A2 | 57-A2 Old Jail (Department 9) | 57-A2-D3050-210-PKU01 | Package Unit PKU01 | Trane | 239100862L | YHC092A3RLAOWD00000000 | OM00003630 | AHU 1 - HVAC # 9 | Roof | A-36 | 20x25x2 (4) | R-22 | 2 | 208/230v | 60 | Natural Gas | 3 | 120,000 | 96,000 | \Classifications\Building System Class\D30-HVAC Systems\D3050 - Package SYS\Package Unit - PKU | EQ-1004525
57-A2 | 57-A2 Old Jail (Department 9) | 57-A2-D3050-210-PKU02 | Package Unit PKU02 | Trane | 239100882L | YHC0102A3RLAOTD00000000 | OM00003631 | AHU 2 - HVAC #10 | Roof | A-35 | 20x25x2 (4) | R-22 | 2 | 208/230v | 60 | Natural Gas | 3 ph | 120,000 | 96,000 | \Classifications\Building System Class\D30-HVAC Systems\D3050 - Package SYS\Package Unit - PKU | EQ-1004526
57-A2 | 57-A2 Old Jail (Department 9) | 57-A2-D3050-250-ACU01 | Split System - Condenser ACU01 | Mitsubishi Electric | 7YU00075A | PUZA36NHA2 | OM00003632 | CU-1 | Roof / Dept. 9 entry | direct drive | washable | R-410A | DNA | 208/230v | 40 amps | Electrical | 1 ph | 36,000 | 36,000 | \Classifications\Building System Class\D30-HVAC Systems\D3050 - Package SYS\Air Conditioning,Split System - ACU | EQ-1004527
57-A2 | 57-A2 Old Jail (Department 9) | 57-A2-D3050-250-ACU02 | Split System - Condenser - ACU02 | Mitsubishi Electric | 71U00407B | PUZ-A36NHA2 | OM00003633 | CU-B | Roof / Dept. 9 entry | Direct Drive | Washable | R-410A | DNA | 208/230 v | 40 amps | Electric | DNA | 36,000 | 36,000 | \Classifications\Building System Class\D30-HVAC Systems\D3050 - Package SYS\Air Conditioning,Split System - ACU | EQ-1004528
57-A2 | 57-A2 Old Jail (Department 9) | 57-A2-B2010-100-BLD01 | Building Structure | NA | NA | NA | OM00031943 |  | Throughout | NA | NA | NA | NA | NA | NA | NA | NA | NA | NA | \Classifications\Building System Class\B20-General Building Exterior\B2010 - Exterior Walls\Building - BLD | EQ-1007404
57-A2 | 57-A2 Old Jail (Department 9) | 57-A2-B3010-100-RUF01 | Roofing Systems | NA | NA | NA | OM00031944 |  | Roof | NA | NA | NA | NA | NA | NA | NA | NA | NA | NA | \Classifications\Building System Class\B30-Roofing\B3010 - Roof Types\Roof - RUF | EQ-1007581
57-A2 | 57-A2 Old Jail (Department 9) | 57-A2-G2049-300-HSC01 | Exterior Hardscape | NA | NA | NA | OM00027673 |  | Exterior ramp and stairs | NA | NA | NA | NA | NA | NA | NA | NA | NA | NA | \Classifications\Building System Class\G20-Other Systems\G2040 - Site Development\Hardscape - HSC | 1012543
59-A1 | 59-A1 455 Golden Gate - JCC AOC Bay Area | 59-A1-B2010-100-BLD01 | Building Asset | NA | NA | NA | DNA | NA | [11 empty] | \Classifications\Building System Class\B20-General Building Exterior\B2010 - Exterior Walls\Building - BLD | 1016522
59-F2 | 59-F2 2860 Gateway Oaks - JCC AOC North - Finance | 59-F2-D3050-210-PKU01 | IT Move In Cool Unit | Emerstar | B117470185807206120010 | MPM1-10CR-BB6 | OM00007524 |  | Floor 1 Server Room |  |  | R-22 |  |  |  | Electric |  | NA | NA | \Classifications\Building System Class\D30-HVAC Systems\D3050 - Package SYS\Package Unit - PKU | 1016281
59-F2 | 59-F2 2860 Gateway Oaks - JCC AOC North - Finance | 59-F2-D3050-250-ACU01 | CU-4-1 | Data Aire | 2007-2454-E | DRCU-6034-4 | DNA |  | Roof | DNA | DNA | R-22 | DNA | DNA | DNA | Electric |  | NA | NA | \Classifications\Building System Class\D30-HVAC Systems\D3050 - Package SYS\Air Conditioning,Split System - ACU | 1016282
59-F2 | 59-F2 2860 Gateway Oaks - JCC AOC North - Finance | 59-F2-D3050-250-ACU02 | CU-4-2 | Data Aire | 2007-2455-E | DRCU-6034-4 | DNA |  | Roof | DNA | DNA | R-22 | DNA | DNA | DNA | Electric | DNA | NA | NA | \Classifications\Building System Class\D30-HVAC Systems\D3050 - Package SYS\Air Conditioning,Split System - ACU | 1016283
59-F2 | 59-F2 2860 Gateway Oaks - JCC AOC North - Finance | 59-F2-B2010-100-BLD01 | Building Asset for HVAC Equip | NA | NA | NA | DNA | [12 empty] | \Classifications\Building System Class\B20-General Building Exterior\B2010 - Exterior Walls\Building - BLD | 1016524
59-F3 | 59-F3 2850 Gateway Oaks - JCC AOC North - Finance | 59-F3-D3050-250-ACU01 | CU-3-1 | Data Aire | 2008-3311-A | DRCU-6034-4 | DNA |  | Roof | DNA | DNA | R-22 | DNA | DNA | DNA | Electric | DNA | NA | NA | \Classifications\Building System Class\D30-HVAC Systems\D3050 - Package SYS\Air Conditioning,Split System - ACU | 1016284
59-F3 | 59-F3 2850 Gateway Oaks - JCC AOC North - Finance | 59-F3-D3050-250-ACU02 | CU-3-2 | Data Aire | 2008-3312-A | DRCU-6034-4 | DNA |  | Roof | DNA | DNA | R-22 | DNA | DNA | DNA | Electric | DNA | NA | NA | \Classifications\Building System Class\D30-HVAC Systems\D3050 - Package SYS\Air Conditioning,Split System - ACU | 1016285
59-F3 | 59-F3 2850 Gateway Oaks - JCC AOC North - Finance | 59-F3-B2010-100-BLD01 | Building Asset | NA | NA | NA | DNA | [12 empty] | \Classifications\Building System Class\B20-General Building Exterior\B2010 - Exterior Walls\Building - BLD | 1018733
64-E1 | 64-E1 601 W. Santa Ana Blvd - 4 DCA 3 | 64-E1-D2018-100-DKF01 | No. 1 Water Cooler | Haws | 818003461 | HWUACP8LSS-H300 | OM00013513 |  | Southeast lobby by #120 | NA | NA | R-134a | 1.4 | 115 | 4.5 | electric | 1 | DNA | NA | \Classifications\Building System Class\D20-Plumbing\D2010 - Plumb Fix\Drink Fountain (Refr Indvl Wtrcooler) - DKF | EQ-1005162
64-E1 | 64-E1 601 W. Santa Ana Blvd - 4 DCA 3 | 64-E1-D3042-210-FAN01 | E F-1 Exaust fan | Cook | 138SC27592-00/000070L | 210_CPA_210CPACL1 | OM00013547 |  | Roof | A47 (1) | NA | NA | 1.5 | 208-230/460 | 4.60/2.10 | electric | 3 | NA | NA | \Classifications\Building System Class\D30-HVAC Systems\D3040 - Distribution SYS\Fan,Axial - FAN | EQ-1005163
64-E1 | 64-E1 601 W. Santa Ana Blvd - 4 DCA 3 | 64-E1-D3042-210-FAN02 | E F-1 Exaust fan | Cook | 138SC27592-00/002101 | 210CPACL1 | OM00013546 |  | Roof | A35 (1) | NA | NA | 3/4 | 208-230/460 | 2.6-2.8/1.4 | electric | 3 | NA | NA | \Classifications\Building System Class\D30-HVAC Systems\D3040 - Distribution SYS\Fan,Axial - FAN | EQ-1005164
64-E1 | 64-E1 601 W. Santa Ana Blvd - 4 DCA 3 | 64-E1-D1010-100-ELE01 | ELEVATOR-1 | KONE | 20283428 | KCM831 | OM00013530 | State ID# 153227¦ | NORTH SIDE | NA | NA | NA | 6.7 | 408 | 12 | electric | 3 | NA | NA | \Classifications\Building System Class\D10-Conveyance Systems\D1010 - Elevator\Elevator,Electric,Pass/Freight - ELE | EQ-1005169
64-E1 | 64-E1 601 W. Santa Ana Blvd - 4 DCA 3 | 64-E1-D2023-310-WBS01 | WATER BOOSTER-PUMPS | SYNCROFLO | 282164-2 | 55A5 | OM00013532 | NA | NORTH SIDE OF BUILDING | NA | NA | NA | 5 | 208/230 | 12.5 | electric | 3 | NA | NA | \Classifications\Building System Class\D20-Plumbing\D2020 - Domestic Water\Domestic Water Booster System - WBS | EQ-1005171
64-E1 | 64-E1 601 W. Santa Ana Blvd - 4 DCA 3 | 64-E1-D4022-210-FSG01 | FIRE PUMP CONTROLLER | Firetrol | 476332-01RE | FTA1350-AP25B | OM00013533 |  | Fire Control Room | NA | NA | NA | 25 | 440-480 | DNA | electric | 3 | NA | NA | \Classifications\Building System Class\D40-Fire Protection SYS\D4020 - Stand Pipe\Pump,Fire,Electric Motor Driven - FSG | EQ-1005172
64-E1 | 64-E1 601 W. Santa Ana Blvd - 4 DCA 3 | 64-E1-C1020-110-FRD01 | FIRE DOOR SLIDING | McKeon | 987527 | 000725 | OM00013566 | DNA | 1ST FL | NA | NA | NA | DNA | DNA | DNA | DNA | NA | NA | NA | \Classifications\Building System Class\C10-General Building Interior\C1020 - Fire Doors\Fire Doors - FRD | EQ-1005180
64-E1 | 64-E1 601 W. Santa Ana Blvd - 4 DCA 3 | 64-E1-D3068-100-BAS01 | BAS | DNA | 3316648 | DNA | OM00013567 | NA | 3rd FLOOR EAST SIDE | NA | NA | NA | NA | 110 | DNA | electric | 1 | NA | NA | \Classifications\Building System Class\D30-HVAC Systems\D3060 - Control & Inst Air\Building Automation System - BAS | EQ-1005181
64-E1 | 64-E1 601 W. Santa Ana Blvd - 4 DCA 3 | 64-E1-D5010-200-ESD01 | ELECTRICAL SWITCHBOARD 1 | Siemens | DNA | DNA | OM00013569 | DNA | Outside back of the building | NA | NA | NA | NA | 480 | 1600 | electric | 3 | NA | NA | \Classifications\Building System Class\D50-Electrical SYS\D5010 - Elec Service & Dist\Electical Service and Distribution - ESD | EQ-1005186
64-E1 | 64-E1 601 W. Santa Ana Blvd - 4 DCA 3 | 64-E1-D5037-710-FAP01 | Fire Panel | Notifier | DNA | DR-C4 | OM00013561 | DNA | 1st fl Fire control room-CENTRAL BUILDING | NA | NA | NA | NA | 120 | 3.2 | electric | 1 | NA | NA | \Classifications\Building System Class\D50-Electrical SYS\D5030 - Comm & Security\Fire Alarm Panel - FAP | EQ-1005187
64-E1 | 64-E1 601 W. Santa Ana Blvd - 4 DCA 3 | 64-E1-G2023-150-PEG01 | ELECTRIC ROLL UP PARKING GATE | ALBANY | S1083592.1 | 3000-C00015 | OM00013562 | NA | Parking lot | NA | NA | NA | DNA | 230/400 | 4.3/2.5 | electric | 3 | NA | NA | \Classifications\Building System Class\G20-Other Systems\G2020 - Parking Lots\Secured Parking Gate - PEG | EQ-1005188
64-E1 | 64-E1 601 W. Santa Ana Blvd - 4 DCA 3 | 64-E1-B2010-100-BLD01 | Building Structure | HEERY INTL. | NA | NA | OM00033906 | NA | ALL | NA | NA | NA | NA | NA | NA | NA | NA | NA | NA | \Classifications\Building System Class\B20-General Building Exterior\B2010 - Exterior Walls\Building - BLD | EQ-1007407
64-E1 | 64-E1 601 W. Santa Ana Blvd - 4 DCA 3 | 64-E1-B3010-100-RUF01 | Roofing Systems | BEST ROOFING | NA | NA | OM00033905 |  | ROOF | NA | NA | NA | NA | NA | NA | NA | NA | NA | NA | \Classifications\Building System Class\B30-Roofing\B3010 - Roof Types\Roof - RUF | EQ-1007584
64-E1 | 64-E1 601 W. Santa Ana Blvd - 4 DCA 3 | 64-E1-D4031-100-FEX21 | FIRE EXTINGUISHER (21) | AMEREX | NA | NA | OM00033902 |  | Fire control room | NA | NA | NA | NA | NA | NA | NA | NA | NA | NA | \Classifications\Building System Class\D40-Fire Protection SYS\D4030 - FIRE SPEC\Fire Extinguisher - FEX | 1009068
64-E1 | 64-E1 601 W. Santa Ana Blvd - 4 DCA 3 | 64-E1-D4094-450-SFM01 | FM-200 System | ANSUL | 570641 | SAPHIRE NOVEC 130 CLENN AGENT | OM00033892 | DNA | 2nd IT room. N. SIDE OF BUILDING | NA | NA | NA | NA | 24 | 0.2 | electric | 1 | NA | NA | \Classifications\Building System Class\D40-Fire Protection SYS\D4090 - Other Fire Protection Systems\Fire Suppression, Gaseous - SFM | 1009069
64-E1 | 64-E1 601 W. Santa Ana Blvd - 4 DCA 3 | 64-E1-D5092-250-EML139 | EMERGENCY LIGHT (139) | BAKE ELECTRIC LINSTALLING CORP. | NA | NA | OM00033903 |  | Stairwell #1, Roof hatch landing, ALL FLOORS | NA | NA | NA | NA | 110 | DNA | electric | 1 | NA | NA | \Classifications\Building System Class\D50-Electrical SYS\D5090 - Elec SYS\Emergency And Exit Lighting - EML | 1009070
64-E1 | 64-E1 601 W. Santa Ana Blvd - 4 DCA 3 | 64-E1-D1010-100-ELE02 | ELEVATOR-2 | KONE | 20283427 | KCM831 | OM00013531 | State ID# 153226 | 1ST FLOOR N. SIDE OF BUILDING | NA | NA | NA | 6.7 | 480 | 12 | Electric | 3 | NA | NA | \Classifications\Building System Class\D10-Conveyance Systems\D1010 - Elevator\Elevator,Electric,Pass/Freight - ELE | 1009608
64-E1 | 64-E1 601 W. Santa Ana Blvd - 4 DCA 3 | 64-E1-D2023-100-BFP01 | Backflow Device #1 | Wilkins Zurn | 3103613 | 975XL | OM00013571 |  | Exterior of Bldg North Side of property by North Entrance | NA | NA | NA | NA | NA | NA | NA | NA | NA | NA | \Classifications\Building System Class\D20-Plumbing\D2020 - Domestic Water\Backflow Preventer - BFP | 1009902
64-E1 | 64-E1 601 W. Santa Ana Blvd - 4 DCA 3 | 64-E1-D2023-100-BFP03 | Backflow Device, Fire #3 | Wilkins Zurn | N31478 | 350DA 6" | OM00033889 |  | Northside of Front Building | NA | NA | NA | NA | NA | NA | NA | NA | NA | NA | \Classifications\Building System Class\D20-Plumbing\D2020 - Domestic Water\Backflow Preventer - BFP | 1009904
64-E1 | 64-E1 601 W. Santa Ana Blvd - 4 DCA 3 | 64-E1-D2023-100-BFP04 | Backflow Device #4 | Wilkins Zurn | 3097429 | 975XL | OM00013570 |  | Northside of Property Downstream Irrigation Meter #3207 | NA | NA | NA | NA | NA | NA | NA | NA | NA | NA | \Classifications\Building System Class\D20-Plumbing\D2020 - Domestic Water\Backflow Preventer - BFP | 1009905
64-E1 | 64-E1 601 W. Santa Ana Blvd - 4 DCA 3 | 64-E1-D4010-150-FMS02 | WET STANDPIPE | DNA | DNA | DNA | OM00036457 |  | Fire Control Room | [10 empty] | \Classifications\Building System Class\D40-Fire Protection SYS\D4010 - Sprinkler SYS\Fire Systems, stand pipes - FMS | 1010114
64-E1 | 64-E1 601 W. Santa Ana Blvd - 4 DCA 3 | 64-E1-D4013-200-PRE01 | SYSTEM, EXTINGUISHING, DELUGE/PREACTION | Viking Systems | TOT24009 | TOTAL PAC 2 | OM00013564 | DNA | NORTH SIDE OF BUILDING | NA | NA | NA | NA | NA | NA | Electric | NA | NA | NA | \Classifications\Building System Class\D40-Fire Protection SYS\D4010 - Sprinkler SYS\Fire Systems, Preaction System - PRE | 1010609
64-E1 | 64-E1 601 W. Santa Ana Blvd - 4 DCA 3 | 64-E1-D3050-210-PKU01 | PACKAGE UNIT, AIR COOLED, TO 100 TONS | McQuay | FB0U081000252_02 | RDT070CLY | OM00013548 | NA | Roof | SUPPLY=B89 (1) / RETURN= B89 (2) | (8) 24X24X2 (8) 24X24X/12 (8) 12X24X12 | R-407C | SUPPLY 25 /7.5 RETURN | 460 | 160, SUPPLY=60/30 / RETURN=19.2/9.6 | Electric | 3 | NA | NA | \Classifications\Building System Class\D30-HVAC Systems\D3050 - Package SYS\Package Unit - PKU | 1010849
64-E1 | 64-E1 601 W. Santa Ana Blvd - 4 DCA 3 | 64-E1-D3050-210-PKU02 | PACKAGE UNIT, AIR COOLED, TO 100 TONS | McQuay | FB0U081000251_02 | RDT0Z0CLY | OM00013525 | NA | Roof | SUPPLY=B89 (1) / RETURN= B89 (2) | SUPPLY= 24X24X2 / RETURN= (8)12X24X2, (8)12X24X12 | R-407C | SUPPLY=25 / RETURN= 7.5 | 460 | 160, SUPPLY=60/30 / RETURN=19.2/9.6 | Electric | 3 | NA | NA | \Classifications\Building System Class\D30-HVAC Systems\D3050 - Package SYS\Package Unit - PKU | 1010850
64-E1 | 64-E1 601 W. Santa Ana Blvd - 4 DCA 3 | 64-E1-G2050-200-LSC01 | Landscaping | MISSION LANDSCAPE | DNA | DNA | OM00033904 | NA | GROUND LEVEL | NA | NA | NA | NA | NA | NA | NA | NA | NA | NA | \Classifications\Building System Class\G20-Other Systems\G2050 - Landscaping\Landscaping - LSC | 1011564
64-E1 | 64-E1 601 W. Santa Ana Blvd - 4 DCA 3 | 64-E1-D5092-250-ELT163 | Exterioir Lighting 163 | DNA | DNA | DNA | OM00033900 |  | EXTERIOR OF BUILDING | NA | NA | NA | NA | 277 | DNA | Electric | 2 | NA |  | \Classifications\Building System Class\D50-Electrical SYS\D5090 - Elec SYS\Exterior Lighting - ELT | 1011565
64-E1 | 64-E1 601 W. Santa Ana Blvd - 4 DCA 3 | 64-E1-G2049-300-HSC01 | Hardscape | HEERY INTL. | DNA | DNA | OM00033899 | NA | NA | NA | NA | NA | NA | NA | NA | NA | NA | NA | NA | \Classifications\Building System Class\G20-Other Systems\G2040 - Site Development\Hardscape - HSC | 1011566
64-E1 | 64-E1 601 W. Santa Ana Blvd - 4 DCA 3 | 64-E1-D4022-210-JPM01 | Jockey Pump | MTH Pumps | 08H-120454-1 | T41GBF | OM00013565 | NA | NORTH SIDE OF BUILDIGN | NA | NA | NA | 0.5 | 208-230/460 | 1.8/9 | Electric | 1 | NA | NA | \Classifications\Building System Class\D40-Fire Protection SYS\D4020 - Stand Pipe\Jockey Pump - JPM | 1011567
64-E1 | 64-E1 601 W. Santa Ana Blvd - 4 DCA 3 | 64-E1-D3050-250-ACU01 | Air Conditioning,Split System - ACU01 | LIEBERT | DNA | PFH037A-A13 | OM00013534 |  | CENTRAL ROOF | NA | WASHABLE | R-22 | 1/5 | 460 | 7.8 | ELECTRIC | 3 | NA | NA | \Classifications\Building System Class\D30-HVAC Systems\D3050 - Package SYS\Air Conditioning,Split System - ACU | 1011568
64-E1 | 64-E1 601 W. Santa Ana Blvd - 4 DCA 3 | 64-E1-D3050-250-ACU02 | Air Conditioning,Split System - ACU02 | LIEBERT | 0833N171763 | PFH037A-AL3 | OM00013535 |  | CENTRAL ROOF | NA | WASHABLE | R-22 | 1/5 | 460 | 7.8 | ELECTRIC | 3 | NA | NA | \Classifications\Building System Class\D30-HVAC Systems\D3050 - Package SYS\Air Conditioning,Split System - ACU | 1011569
64-E1 | 64-E1 601 W. Santa Ana Blvd - 4 DCA 3 | 64-E1-D3050-250-ACU03 | Air Conditioning,Split System - ACU03 | LIEBERT | 0833N171783 | PFH020A-PL3 | OM00013551 |  | CENTRAL ROOF | NA | WASHABLE | R-22 | 1/5 | 208/230 | 13 | Electric | 1 | NA | 8.38NA | \Classifications\Building System Class\D30-HVAC Systems\D3050 - Package SYS\Air Conditioning,Split System - ACU | 1011570
64-E1 | 64-E1 601 W. Santa Ana Blvd - 4 DCA 3 | 64-E1-D3050-250-ACU04 | Air Conditioning,Split System - ACU04 | LIEBERT | 0833N171781 | PFH020A-PL3 | OM00013536 |  | CENTRAL ROOF | NA | WASHABLE | R-22 | 1/5 | 208/230 | 13 | Electric | 1 | 12,000 | NA | \Classifications\Building System Class\D30-HVAC Systems\D3050 - Package SYS\Air Conditioning,Split System - ACU | 1011571
64-E1 | 64-E1 601 W. Santa Ana Blvd - 4 DCA 3 | 64-E1-D3050-250-ACU05 | Air Conditioning,Split System - ACU05 | LIEBERT | 0833N171776 | PFH020A-PL3 | OM00013552 |  | CENTRAL ROOF | NA | WASHABLE | R-22 | 1/5 | 208/230 | 13 | Electric | 1 | NA | NA | \Classifications\Building System Class\D30-HVAC Systems\D3050 - Package SYS\Air Conditioning,Split System - ACU | 1011572
64-E1 | 64-E1 601 W. Santa Ana Blvd - 4 DCA 3 | 64-E1-D3050-250-ACU06 | Air Conditioning,Split System - ACU06 | CARRIER | 5007X90451 | 38QRR030---3 | OM00013526 |  | CENTRAL ROOF | NA | WASHABLE | R-410A | 1/4 | 208/230 | 17.5 | Electric | 1 | NA | NA | \Classifications\Building System Class\D30-HVAC Systems\D3050 - Package SYS\Air Conditioning,Split System - ACU | 1011573
64-E1 | 64-E1 601 W. Santa Ana Blvd - 4 DCA 3 | 64-E1-D3050-250-ACU07 | Air Conditioning,Split System - ACU07 | CARRIER | 3908X90636 | 38QRR018---3 | OM00013527 |  | CENTRAL ROOF | NA | WASHABLE | R-410A | 1/8 | 208/230 | 12.1 | Electric | 1 | NA | NA | \Classifications\Building System Class\D30-HVAC Systems\D3050 - Package SYS\Air Conditioning,Split System - ACU | 1011574
64-E1 | 64-E1 601 W. Santa Ana Blvd - 4 DCA 3 | 64-E1-D2023-310-HWP01 | DOMESTIC HOT WATER CIRCULATING PUMP HWP01 | BELL & GOSSETT | DNA | NBF-22103252 | OM00033894 |  | ROOF | NA | NA | NA | DNA | 115 | 80 | Electric | DNA | NA | NA | \Classifications\Building System Class\D20-Plumbing\D2020 - Domestic Water\Domestic Hot Water Circulating Pump - HWP | 1014542
64-E1 | 64-E1 601 W. Santa Ana Blvd - 4 DCA 3 | 64-E1-D3020-100-HET01 | INDUSTRIAL HOT WATER EXPANSION TANK HET01 | MANCHESTER TANK | DNA | DNA | OM00033895 |  | ROOF | NA | NA | NA | NA | NA | NA | NA | NA | NA | NA | \Classifications\Building System Class\D30-HVAC Systems\D3020 - Heat SYS\Heater Water Expansion Tank - HET | 1014543
64-E1 | 64-E1 601 W. Santa Ana Blvd - 4 DCA 3 | 64-E1-D3020-100-HET02 | DOMESTIC HOT WATER EXPANSION TANK HET02 | AMTROL | 14229807 | ST-12 | OM00033896 |  | CENTRAL ROOF | NA | NA | NA | NA | NA | NA | NA | NA | NA | NA | \Classifications\Building System Class\D30-HVAC Systems\D3020 - Heat SYS\Heater Water Expansion Tank - HET | 1014544
64-E1 | 64-E1 601 W. Santa Ana Blvd - 4 DCA 3 | 64-E1-D3021-130-BLR02 | INDUSTRIAL BOILER BLR02 | LOCHINVAR | B07H00195153 | CHN0991 | OM00013550 |  | ROOF | NA | NA | NA | DNA | 120 | 11.3 | Natural gas | 1 | 990,000 | 831,600 | \Classifications\Building System Class\D30-HVAC Systems\D3020 - Heat SYS\Boiler,Hot Water,Oil/Gas/Comb. - BLR | 1014545
64-E1 | 64-E1 601 W. Santa Ana Blvd - 4 DCA 3 | 64-E1-D3041-160-FDP01 | FIRE DAMPER | DNA | DNA | DNA | OM00033901 | 3 | ALL | NA | NA | NA | NA | DNA | DNA | Electric | DNA | NA | NA | \Classifications\Building System Class\D30-HVAC Systems\D3040 - Distribution SYS\Fire Dampers - FDP | 1014546
64-E1 | 64-E1 601 W. Santa Ana Blvd - 4 DCA 3 | 64-E1-D5037-710-FAP02 | FIRE PANEL FOR PREACTION FAP02 | AUTO PULSE | DNA | 542R | OM00013563 |  | NORTH END OF BUILDING | NA | NA | NA | NA | 115 | DNA | Electric | 1 | NA | NA | \Classifications\Building System Class\D50-Electrical SYS\D5030 - Comm & Security\Fire Alarm Panel - FAP | 1014547
64-E1 | 64-E1 601 W. Santa Ana Blvd - 4 DCA 3 | 64-E1-G2023-150-PEG02 | LIFT ARM GATE PEG02 | FEDERAL APD | DNA | POSI DRIVE | OM00033898 |  | SOUTH WEST PARKING | NA | NA | NA | NA | 115 | 2 | Electric | 1 | NA | NA | \Classifications\Building System Class\G20-Other Systems\G2020 - Parking Lots\Secured Parking Gate - PEG | 1014548
64-E1 | 64-E1 601 W. Santa Ana Blvd - 4 DCA 3 | 64-E1-G2023-150-PEG03 | SLIDING GATE AUTOMATIC OPENER PEG03 | CHAMBERLAIN | DNA | ELITE | OM00033891 |  | NORTH SECURED PARKING | NA | NA | NA | NA | 12 | 10 | Electric | 1 | NA | NA | \Classifications\Building System Class\G20-Other Systems\G2020 - Parking Lots\Secured Parking Gate - PEG | 1014549
64-E1 | 64-E1 601 W. Santa Ana Blvd - 4 DCA 3 | 64-E1-G2023-150-PEG04 | ARM GATE PEG04 | FEDERAL APD | DNA | POSI DRIVE | OM00033897 |  | SOUTH WEST SIDE OF BUILDING | NA | NA | NA | NA | 115 | 2 | Electric | 1 | NA | NA | \Classifications\Building System Class\G20-Other Systems\G2020 - Parking Lots\Secured Parking Gate - PEG | 1014550
64-E1 | 64-E1 601 W. Santa Ana Blvd - 4 DCA 3 | 64-E1-D2023-310-HWP02 | Domestic Water Circulation Pump (Roof) | Taco Pump | DNA | FI1509E2DAJ1L06 | OM00002560 |  | Roof | NA | NA | NA | 3 | DNA | 8.3-8.2/4.1 | Electric | 3 | NA | NA | \Classifications\Building System Class\D20-Plumbing\D2020 - Domestic Water\Domestic Hot Water Circulating Pump - HWP | 1019233
64-E1 | 64-E1 601 W. Santa Ana Blvd - 4 DCA 3 | 64-E1-D5010-200-ESD02 | Electrical Switchboard, under 560 Volts | Siemens | SB3REVA | DNA | OM00002561 |  | Fire Pump Room, Side Of Building | NA | NA | NA | NA | 480Y/277 | DNA | Electric | 3 | NA | NA | \Classifications\Building System Class\D50-Electrical SYS\D5010 - Elec Service & Dist\Electical Service and Distribution - ESD | 1019236
64-E1 | 64-E1 601 W. Santa Ana Blvd - 4 DCA 3 | 64-E1-D2023-100-BFP06 | Backflow Preventer, Landscape 3/4 | Wilkins | 4115776 | 950XLD, DC, 3/4" | OM00002625 |  | Ground, Landscape North Side of building | NA | NA | NA | NA | NA | NA | NA | NA | NA | NA | \Classifications\Building System Class\D20-Plumbing\D2020 - Domestic Water\Backflow Preventer - BFP | 1019876
64-E1 | 64-E1 601 W. Santa Ana Blvd - 4 DCA 3 | 64-E1-D2023-100-BFP07 | Backflow Preventer, 1 1/4 | Watts | 07526 | LF009MZ, RP, 1 1/4" | OM00002626 |  | Roof near Boiler | NA | NA | NA | NA | NA | NA | NA | NA | NA | NA | \Classifications\Building System Class\D20-Plumbing\D2020 - Domestic Water\Backflow Preventer - BFP | 1019877
64-E1 | 64-E1 601 W. Santa Ana Blvd - 4 DCA 3 | 64-E1-D3021-130-BLR01 | Domestic Hot Water Heater / Tube Fired Boiler | Raypak | 1512411664 | WH1-HD151 | OM00036458 |  | Roof | NA | (1) 6x6x1" | NA | NA | 120 | 1amp | Gas |  | 150000 | 127500 | \Classifications\Building System Class\D30-HVAC Systems\D3020 - Heat SYS\Boiler,Hot Water,Oil/Gas/Comb. - BLR | 1020514
64-E1 | 64-E1 601 W. Santa Ana Blvd - 4 DCA 3 | 64-E1-D2023-100-BFP08 | BACKFLOW PREVENTER CRAC 1 &2 (1/2 INCH) (BFP08) | Watts | 94272 | LF009N2QT, 1/2 inch | OM00037659 |  | Raise Fire Line Room | NA | NA | NA | NA | NA | NA | NA | NA | NA | NA | \Classifications\Building System Class\D20-Plumbing\D2020 - Domestic Water\Backflow Preventer - BFP | 1021794
65-A2 | 65-A2 2424 Ventura Street - 5 DCA | 65-A2-D3020-100-HET03 | Air Separator | Bell & Gossett | 234695 | D60V | OM00000120 |  | Boiler Pad | NA | NA | NA | NA | NA | NA | NA | NA | NA | NA | \Classifications\Building System Class\D30-HVAC Systems\D3020 - Heat SYS\Heater Water Expansion Tank - HET | EQ-1004549
65-A2 | 65-A2 2424 Ventura Street - 5 DCA | 65-A2-D4094-450-SFM01 | Fire Supresion System | Fike | 0714704 | 5M49 70-154-0-W | OM00000131 |  | 1st Floor Server Rm | NA | NA | NA | NA | NA | NA | NA | NA | NA | NA | \Classifications\Building System Class\D40-Fire Protection SYS\D4090 - Other Fire Protection Systems\Fire Suppression, Gaseous - SFM | EQ-1004550
65-A2 | 65-A2 2424 Ventura Street - 5 DCA | 65-A2-D2090-230-WIP01 | Bypass Feeder | J.L Wingert | DNA | 5HD | OM00000119 | Bypass Feeder | Boiler Pad | NA | NA | NA | NA | NA | NA | NA | NA | NA | NA | \Classifications\Building System Class\D20-Plumbing\D2090 - Other Plumbing SYS\Water Treatment Inhibitor Pump - WIP | EQ-1004551
65-A2 | 65-A2 2424 Ventura Street - 5 DCA | 65-A2-D3042-220-EFN01 | Exhaust Fan - Electrical Room | Loren Cook | 14S891542 01/0004301 | 180 CPV--180CPV | OM00000130 | EF3 | Roof | DNA | NA | NA | 1 HP | 460 | DNA | NA | 3 HP, 60 HZ | NA | NA | \Classifications\Building System Class\D30-HVAC Systems\D3040 - Distribution SYS\Supply/Exhaust/Return fans- FAN | EQ-1004555
65-A2 | 65-A2 2424 Ventura Street - 5 DCA | 65-A2-D3042-220-EFN03 | Exhaust Fan - Toilet EFN03 | Loren Cook | 142S891542-01/0000701 | 165-CPV---165CPV | OM00000127 | EF1 | Roof | (1) A35 | NA | NA | .50 HP | 460 | DNA | NA | 3 Ph, 60 Hz | NA | NA | \Classifications\Building System Class\D30-HVAC Systems\D3040 - Distribution SYS\Supply/Exhaust/Return fans- FAN | EQ-1004557
65-A2 | 65-A2 2424 Ventura Street - 5 DCA | 65-A2-D3042-220-EFN04 | Exhaust Fan - Toilet EFN04 | Loren Cook | 142S8915420100024010606 | 120-CPV---120CPV | OM00000128 | EF2 | Roof | (1) A33 | NA | NA | 0.333 HP | 115 | DNA | NA | 1 Ph, 60 Hz | NA | NA | \Classifications\Building System Class\D30-HVAC Systems\D3040 - Distribution SYS\Supply/Exhaust/Return fans- FAN | EQ-1004558
65-A2 | 65-A2 2424 Ventura Street - 5 DCA | 65-A2-D3020-100-HET01 | Expansion Tank | Wessels | CRNL8142 | 5CFXA500 126558 | OM00004294 | FXA-500 | 1st Floor | NA | NA | NA | NA | NA | NA | NA | NA | NA | NA | \Classifications\Building System Class\D30-HVAC Systems\D3020 - Heat SYS\Heater Water Expansion Tank - HET | EQ-1004559
65-A2 | 65-A2 2424 Ventura Street - 5 DCA | 65-A2-D3020-100-HET02 | Expansion Tank ( Dom Hot Water) | Bell & Gosset | 14522206 | PT-42V--1BN005 | OM00000112 | DHW ET | Mech Room | NA | NA | NA | NA | NA | NA | NA | NA | NA | NA | \Classifications\Building System Class\D30-HVAC Systems\D3020 - Heat SYS\Heater Water Expansion Tank - HET | EQ-1004560
65-A2 | 65-A2 2424 Ventura Street - 5 DCA | 65-A2-D3041-110-AHU01 | RTU (Boxcar Unit #1) | Energy Labs | 0609-2940-1 | C95156-FR-L | OM00000121 | RTU - 1 | Roof | (5) BX-144 (2) BX-120 | Pre (18) 24x24x2 Pre (9) 12x24x2 Final (18) 24x24x2 Final (9) 12x24x | R-22 | DNA | 460 | 349.2 - 400 max | NA | 3 Ph, 60 Hz | NA | NA | \Classifications\Building System Class\D30-HVAC Systems\D3040 - Distribution SYS\Air Handling Unit - AHU | EQ-1004562
65-A2 | 65-A2 2424 Ventura Street - 5 DCA | 65-A2-D3041-110-AHU02 | RTU (Boxcar Unit #2) | Energy Labs | 0609-2940-2 | C95156-FR-L | OM00000122 | RTU - 2 | Roof | (5) BX-144 (2) BX-120 | Pre (18) 24x24x2 Pre (9) 12x24x2 Final (18) 24x24x2 Final (9) 12x24x2 | R-22 | DNA | 460 | 349.2 - 400 max | NA | DNA | 3 Ph, 60 Hz | NA | \Classifications\Building System Class\D30-HVAC Systems\D3040 - Distribution SYS\Air Handling Unit - AHU | EQ-1004563
65-A2 | 65-A2 2424 Ventura Street - 5 DCA | 65-A2-D2023-310-WBS02 | Water Pump WBS02 | Baldor | F0608032319 | EJMM3219T | OM00000110 | Pump 002 | Pump Room | NA | NA | NA | 7.5 HP | 208-230/460 | 18.5-16.8/8.4 | NA | 3 Ph, 60 HZ | NA | NA | \Classifications\Building System Class\D20-Plumbing\D2020 - Domestic Water\Domestic Water Booster System - WBS | EQ-1004567
65-A2 | 65-A2 2424 Ventura Street - 5 DCA | 65-A2-D2023-310-WBS01 | Water Pump WBS01 | Baldor | F0607200239 | EJMM3219T | OM00000111 | Pump 001 | Pump Room | NA | NA | NA | 7.5 HP | 208-230/460 | 18.5- 16.8/8.4 | NA | 3 Ph, 60 Hz | NA | NA | \Classifications\Building System Class\D20-Plumbing\D2020 - Domestic Water\Domestic Water Booster System - WBS | EQ-1004568
65-A2 | 65-A2 2424 Ventura Street - 5 DCA | 65-A2-D4031-100-FEX23 | Portable, Hand Held, Fire Extinguisher FEX23 | NA | NA | NA | OM00031387 | OM00029806 | Throughout courthouse | [10 empty] | \Classifications\Building System Class\D40-Fire Protection SYS\D4030 - FIRE SPEC\Fire Extinguisher - FEX | EQ-1004621
65-A2 | 65-A2 2424 Ventura Street - 5 DCA | 65-A2-D5092-250-EML65 | LIGHT, EMERGENCY, HARDWIRED SYSTEM | NA | NA | NA | OM00031388 | OM00029809 | Throughout courthouse | NA | NA | NA | NA | NA | NA | Electric |  | NA | NA | \Classifications\Building System Class\D50-Electrical SYS\D5090 - Elec SYS\Emergency And Exit Lighting - EML | EQ-1004622
65-A2 | 65-A2 2424 Ventura Street - 5 DCA | 65-A2-D5092-210-GEN01 | GENERATOR, EMERGENCY, UP TO 150 KW | Cummins | J060983738 | DFEH-5770029 | OM00000123 | EMERGENCY GENERATOR | Rooftop | NA | NA | NA | 755 | 277/480 | 756 | Diesel | 3 | NA | NA | \Classifications\Building System Class\D50-Electrical SYS\D5090 - Elec SYS\Emergency Generator - GEN | EQ-1004623
65-A2 | 65-A2 2424 Ventura Street - 5 DCA | 65-A2-D1010-100-ELE03 | ELEVATOR, HYDRAULIC, PASSENGER/FREIGHT | ThssenKrupp Elevator | EV3637 | EP12525 | OM00004040 | State ID# 146330 | ALL | DNA | NA | NA | NA | 460 | 34 602hz | Hydraulic | DNA | NA | NA | \Classifications\Building System Class\D10-Conveyance Systems\D1010 - Elevator\Elevator,Hydraulic,Pass/Freight - ELE | EQ-1004632
65-A2 | 65-A2 2424 Ventura Street - 5 DCA | 65-A2-C1020-110-FRD01 | Interior Fire Door - 1st floor | Won-Door Fireguard | 995028 | FG90S | OM00029825 | 1st Floor Door | 1st Floor Door | NA | NA | NA | DNA | DNA | DNA | DNA | DNA | NA | NA | \Classifications\Building System Class\C10-General Building Interior\C1020 - Fire Doors\Fire Doors - FRD | EQ-1005270
65-A2 | 65-A2 2424 Ventura Street - 5 DCA | 65-A2-C1020-110-FRD02 | Interior Fire Door - 2nd floor | Won-Door Fireguard | 995028 | FG90S | OM00029826 | 2nd Floor Door | 2nd Floor Door | NA | NA | NA | DNA | DNA | DNA | DNA | DNA | NA | NA | \Classifications\Building System Class\C10-General Building Interior\C1020 - Fire Doors\Fire Doors - FRD | EQ-1005271
65-A2 | 65-A2 2424 Ventura Street - 5 DCA | 65-A2-C1020-110-FRD03 | Interior Fire Door - 3rd floor | Won-Door Fireguard | 995026 | FG90S | OM00029827 | 3rd Floor Door | 3rd Floor Door | NA | NA | NA | DNA | DNA | DNA | DNA | DNA | NA | NA | \Classifications\Building System Class\C10-General Building Interior\C1020 - Fire Doors\Fire Doors - FRD | EQ-1005272
65-A2 | 65-A2 2424 Ventura Street - 5 DCA | 65-A2-D3050-250-ACU01 | Computer Room AC Condenser CDR01 | Data Aire | 2006-2036-F | DRCU0934 | OM00000124 | CRAC-1 |  | NA | NA | R-22 | .75 | 460 | DNA | Electric | DNA | NA | NA | \Classifications\Building System Class\D30-HVAC Systems\D3050 - Package SYS\Air Conditioning,Split System - ACU | EQ-1005277
65-A2 | 65-A2 2424 Ventura Street - 5 DCA | 65-A2-D3050-250-ACU02 | Computer Room AC Condenser CDR02 | Data Aire | 2006-2032-F | DRCU0534 | OM00000125 | CRAC-2 | Rooftop | NA | NA | R-22 | .75 | 460 | DNA | DNA | DNA | NA | NA | \Classifications\Building System Class\D30-HVAC Systems\D3050 - Package SYS\Air Conditioning,Split System - ACU | EQ-1005278
65-A2 | 65-A2 2424 Ventura Street - 5 DCA | 65-A2-D3050-250-ACU03 | Computer Room AC Condenser CDR03 | Data Aire | 2006-2034-F | DRCU0534 | OM00000126 | CRAC-3 | Rooftop | NA | NA | R-22 | .75 | 460 | DNA | DNA | DNA | NA | NA | \Classifications\Building System Class\D30-HVAC Systems\D3050 - Package SYS\Air Conditioning,Split System - ACU | EQ-1005279
65-A2 | 65-A2 2424 Ventura Street - 5 DCA | 65-A2-B2010-100-BLD01 | Building Structure | NA | NA | NA | OM00031390 | OM00029823 | NA | NA | NA | NA | NA | NA | NA | NA | NA | NA | NA | \Classifications\Building System Class\B20-General Building Exterior\B2010 - Exterior Walls\Building - BLD | EQ-1007408
65-A2 | 65-A2 2424 Ventura Street - 5 DCA | 65-A2-B3010-100-RUF01 | Roofing Systems | DNA | DNA | DNA | OM00031389 | OM00029808 | NA | NA | NA | NA | NA | NA | NA | NA | NA | NA | NA | \Classifications\Building System Class\B30-Roofing\B3010 - Roof Types\Roof - RUF | EQ-1007585
65-A2 | 65-A2 2424 Ventura Street - 5 DCA | 65-A2-D5037-710-FAP01 | Fire Alarm Panel - FAP | FCI | DNA | Series 7100 | OM00031465 | Fire Alarm Panel -OM00029828 | CHP Office | NA | NA |  | NA | DNA | DNA | Electric | 1 | NA | NA | \Classifications\Building System Class\D50-Electrical SYS\D5030 - Comm & Security\Fire Alarm Panel - FAP | 1009901
65-A2 | 65-A2 2424 Ventura Street - 5 DCA | 65-A2-D4022-210-FSG01 | Pump, Fire Electric Motor Driven | Aurora | 06-1403030 | A-383-78 | OM00031391 | Fire Pump | 1st floor - pump room | NA | NA | NA | 25 | 230/460 | DNA | NA | DNA | DNA |  | \Classifications\Building System Class\D40-Fire Protection SYS\D4020 - Stand Pipe\Pump,Fire,Electric Motor Driven - FSG | 1009921
65-A2 | 65-A2 2424 Ventura Street - 5 DCA | 65-A2-D2023-100-CTY01 | Domestic Water Backflow Assembly BFP01 City of Fresno does testing and repairs | Wilkins | 2536529 | 975 2 inch | OM00029814 | 09019 | Exterior | [10 empty] | \Classifications\Building System Class\D20-Plumbing\D2020 - Domestic Water\Backflow Preventer - BFP | 1010102
65-A2 | 65-A2 2424 Ventura Street - 5 DCA | 65-A2-D2023-100-CTY02 | Domestic Water Backflow Assembly BFP02 City of Fresno does testing and repairs | Wilkins | 2536530 | 975 2 inch | DNA | 09020 | Exterior | [10 empty] | \Classifications\Building System Class\D20-Plumbing\D2020 - Domestic Water\Backflow Preventer - BFP | 1010103
65-A2 | 65-A2 2424 Ventura Street - 5 DCA | 65-A2-D4010-150-FMS01 | System Extinguishing,Wet Pipe - SEW | Ap Aurora |  | DNA | OM00000109 |  | Pump Room | NA | NA | NA | NA | NA | NA | NA | NA | NA | NA | \Classifications\Building System Class\D40-Fire Protection SYS\D4010 - Sprinkler SYS\Fire Systems, stand pipes - FMS | 1011015
65-A2 | 65-A2 2424 Ventura Street - 5 DCA | 65-A2-D4022-210-JPM01 | Jockey Pump | Cutler Hammer | 16E6555J | FDJP-075D | OM00029783 | Jockey Pump | Pump Room | NA | NA | NA | .75 | 480 | 18 60hz | Electrical | 3ph | NA | NA | \Classifications\Building System Class\D40-Fire Protection SYS\D4020 - Stand Pipe\Jockey Pump - JPM | 1012558
65-A2 | 65-A2 2424 Ventura Street - 5 DCA | 65-A2-G2023-150-PEG01 | Judges Packing | HySecurity | 012100-0716-109 | 222 SS ST | OM00029816 | Judges Packing | Judges Parking Lot | DNA | DNA | DNA | 1 | 208 | 8.5 60hz | DNA | 1ph | DNA | DNA | \Classifications\Building System Class\G20-Other Systems\G2020 - Parking Lots\Secured Parking Gate - PEG | 1012559
65-A2 | 65-A2 2424 Ventura Street - 5 DCA | 65-A2-G2023-150-PEG02 | Judges Parking | HySecurity Gate | 011100-0716-103 | 222SSST | OM00029815 | Judges Parking | Parking Lot | DNA | DNA | DNA | 1 | 208 | 16.6 | NA | 1ph 60hz | DNA | DNA | \Classifications\Building System Class\G20-Other Systems\G2020 - Parking Lots\Secured Parking Gate - PEG | 1012560
65-A2 | 65-A2 2424 Ventura Street - 5 DCA | 65-A2-D5010-200-ESD01 | Main Electrical Panel | General Electric | 175042523301801 | SSF20B220 | OM00029812 |  | DNA | NA | NA | NA | NA | 600 | 2000 | Electric | 3 | NA | NA | \Classifications\Building System Class\D50-Electrical SYS\D5010 - Elec Service & Dist\Electical Service and Distribution - ESD | 1015951
65-A2 | 65-A2 2424 Ventura Street - 5 DCA | 65-A2-D5010-234-ATS01 | Automatic Transfer Switch | Cummins Power Gen | G060951842 | OTPCC-5770030 | OM00031425 |  | DNA | NA | NA | NA | NA | 480 | DNA | Electric | DNA | NA | NA | \Classifications\Building System Class\D50-Electrical SYS\D5010 - Elec Service & Dist\Automatic Transfer Switch - ATS | 1016014
65-A2 | 65-A2 2424 Ventura Street - 5 DCA | 65-A2-D4013-200-PRE01 | Dummy Preaction System | Victaulic | 26 | Series 728 | OM00031462 |  | Server Room | [10 empty] | \Classifications\Building System Class\D40-Fire Protection SYS\D4010 - Sprinkler SYS\Fire Systems, Preaction System - PRE | 1019285
65-A2 | 65-A2 2424 Ventura Street - 5 DCA | 65-A2-D2022-260-HWG03 | Domestic Hot Water Heater 1 | RINNAI | BA-092733 | RUC98i | OM00031431 |  | Mechanical Room | NA | NA | NA | NA | 120 | 10 | Gas & Electricity | 3 | 15200 | 199000 | \Classifications\Building System Class\D20-Plumbing\D2020 - Domestic Water\Domestic Water Heater, Gas - HWG | 1022354
65-A2 | 65-A2 2424 Ventura Street - 5 DCA | 65-A2-D2022-260-HWG04 | Domestic Hot Water Heater 2 | RINNAI | BA-092448 | RUC98i | OM00031430 | OM00000113 | Mechanical Room | NA | NA | NA | NA | 120 | 10 | Gas & Electricity | 3 | 15200 | 199000 | \Classifications\Building System Class\D20-Plumbing\D2020 - Domestic Water\Domestic Water Heater, Gas - HWG | 1022355
65-A2 | 65-A2 2424 Ventura Street - 5 DCA | 65-A2-D2023-310-HWP06 | Circulating Pump (Hot Water) | BELL & Gossett | 903578 | S Q D 56A 17D59F | OM00031429 |  | DNA | NA | NA | NA | 1/3-1/4 | 115/208-230//110/220 | DNA | DNA | 1 | NA | NA | \Classifications\Building System Class\D20-Plumbing\D2020 - Domestic Water\Domestic Hot Water Circulating Pump - HWP | 1022469
65-A2 | 65-A2 2424 Ventura Street - 5 DCA | 65-A2-D3021-130-BLR03 | HOT WATER BOILER 1 | RBI | 091674946 | MB1000 | OM00031433 |  | Roof | NA | Washable | NA | NA | DNA | DNA | DNA | DNA | 1,000,000 | 850,000 | \Classifications\Building System Class\D30-HVAC Systems\D3020 - Heat SYS\Boiler,Hot Water,Oil/Gas/Comb. - BLR | 1022504
65-A2 | 65-A2 2424 Ventura Street - 5 DCA | 65-A2-D2023-310-HWP07 | Circulating Pump HWP07 (Heating Hot Water) P3A | BELL & GOSSETT | C252991-01L71 | 00518ET3E184TC-W225.24.18 | OM00031435 |  | Roof | NA | NA | NA | 5 | 230/460 | DNA | DNA | DNA |  | NA | \Classifications\Building System Class\D20-Plumbing\D2020 - Domestic Water\Domestic Hot Water Circulating Pump - HWP | 1022506
65-A2 | 65-A2 2424 Ventura Street - 5 DCA | 65-A2-D3021-130-BLR04 | HOT WATER BOILER 2 | RBI | 091675023 | MB1000 | OM00031434 |  | ROOF | NA | Washable | NA | NA | DNA | DNA | DNA | DNA | 1,000,000 | 850,000 | \Classifications\Building System Class\D30-HVAC Systems\D3020 - Heat SYS\Boiler,Hot Water,Oil/Gas/Comb. - BLR | 1022505
65-A2 | 65-A2 2424 Ventura Street - 5 DCA | 65-A2-D2023-310-HWP08 | HOT WATER PUMP HWP08 BOILER 2 | GRUNDFOS | W1608043396 | 96411810P116260002 | OM00031437 |  | Roof | NA | NA | NA | 0.75 | 115 | DNA | DNA | DNA | NA | NA | \Classifications\Building System Class\D20-Plumbing\D2020 - Domestic Water\Domestic Hot Water Circulating Pump - HWP | 1022507
65-A2 | 65-A2 2424 Ventura Street - 5 DCA | 65-A2-D2023-310-HWP09 | HOT WATER PUMP HWP09 BOILER 1 | GRUNDFOS | W1605022121 | 96411810P116260002 | OM00031436 |  | Roof | NA | NA | NA | 0.75 | 115 | DNA | DNA | DNA | NA | NA | \Classifications\Building System Class\D20-Plumbing\D2020 - Domestic Water\Domestic Hot Water Circulating Pump - HWP | 1022508
65-A2 | 65-A2 2424 Ventura Street - 5 DCA | 65-A2-D2023-310-HWP10 | Circulating Pump (Domestic Hot Water) | BELL & GOSSETT | Cust 903578 | SQM 56A17D59F | OM00031442 |  | 3rd Flr. Mechancial Room | NA | NA | NA | 1/3-1/4 | 115/208-230//110/220 | DNA | Electric | DNA | NA | NA | \Classifications\Building System Class\D20-Plumbing\D2020 - Domestic Water\Domestic Hot Water Circulating Pump - HWP | 1022745
65-A2 | 65-A2 2424 Ventura Street - 5 DCA | 65-A2-D2023-310-HWP11 | Circulating Pump (Domestic Hot Water) | BELL & GOSSETT | 903578 | SQM 56A17D59F | DNA |  | 3rd Flr. Mechancial Room | NA | NA | NA | 1/3-1/4 | 115/208-230//110/220 | DNA | Electric | DNA | NA | NA | \Classifications\Building System Class\D20-Plumbing\D2020 - Domestic Water\Domestic Hot Water Circulating Pump - HWP | 1022746
65-A2 | 65-A2 2424 Ventura Street - 5 DCA | 65-A2-D2023-310-HWP12 | HOT WATER PUMP | WEG | 06FEV2019 1047538953 | 00518ET3184TC-W22 | OM00031681 |  | ROOF |  | NA | NA | 5.0/3.7 | 230/460 | 13.9-13.4/6.7 | ELECTRIC | DNA | DNA | DNA | \Classifications\Building System Class\D20-Plumbing\D2020 - Domestic Water\Domestic Hot Water Circulating Pump - HWP | 1022912
99-VB1 | 99-VB1 ***VIRTUAL BLDG for Acct SWOs - Enovity*** | 99-VB1-B2010-100-BLD01 | Building Asset Created for Corporate Plans - Enovity | NA | NA | NA | NA | [12 empty] | \Classifications\Building System Class\B20-General Building Exterior\B2010 - Exterior Walls\Building - BLD | 1022097
99-VB2 | 99-VB2 ***VIRTUAL BLDG for Acct SWOs - Pride*** | 99-VB2-B2010-100-BLD01 | Building Asset Created for Corporate Plans - Pride | NA | NA | NA | NA | NA | [11 empty] | \Classifications\Building System Class\B20-General Building Exterior\B2010 - Exterior Walls\Building - BLD | 1022098
99-VB3 | 99-VB3 ***VIRTUAL BLDG for Acct SWOs - ABM*** | 99-VB3-B2010-100-BLD01 | Building Asset Created for Corporate Plans - ABM | NA | NA | NA | NA | [12 empty] | \Classifications\Building System Class\B20-General Building Exterior\B2010 - Exterior Walls\Building - BLD | 1022099

## NCRO Asset List
Bldg. ID | Building Name | Asset Name | Asset Description | Manufacturer | Serial Number | Model Name/ Number | JCC Asset ID | State ID# / Legacy Asset ID | Room Description | Belt Size | Filter Size | Refrigerant Type | HP | Voltage | Amps | Fuel Type | Phase | BtuH Input | BtuH Output | Building System Class | ID
01-A2 | 01-A2 County Administration Bldg. | 01-A2-D5092-250-EML30 | Emergency And Exit Lighting - EML30 | NA | NA | NA | OM00005247 |  | DNA | NA | NA | NA | NA | 110 | DNA | Electric | 1 | NA | NA | \Classifications\Building System Class\D50-Electrical SYS\D5090 - Elec SYS\Emergency And Exit Lighting - EML | 1008522
01-A2 | 01-A2 County Administration Bldg. | 01-A2-B2010-100-BLD01 | Building Structure | NA | NA | NA | OM00032406 |  | 1225 Fallon St., Oakland, CA 94612 | NA | NA | NA | NA | NA | NA | NA | NA | NA | NA | \Classifications\Building System Class\B20-General Building Exterior\B2010 - Exterior Walls\Building - BLD | 1013552
01-B3 | 01-B3 Wiley W. Manuel Courthouse | 01-B3-D3042-220-EFN02 | Exhaust Fan (Belt Driven Fan) | Trane Centrifugal air foil fan Type #3108-0028-3 | U78K07733 | CF-30-A-1-SW-10-CW-TH-S-H | OM00004504 |  | By cooling tower | BP70 | 24x24x2 (48) - 24x24x22 (48) | NA | DNA | DNA | DNA | ELECTRIC | DNA | DNA | DNA | \Classifications\Building System Class\D30-HVAC Systems\D3040 - Distribution SYS\Supply/Exhaust/Return fans- FAN | EQ-1003319
01-B3 | 01-B3 Wiley W. Manuel Courthouse | 01-B3-D3031-140-CTY02 | Chiller is County Maintained | DNA | DNA | DNA | DNA |  | Penthouse Room containing S-2 | BX-68 | 6=24x24 and 6 bag |  | 15 | DNA | DNA | ELECTRIC | DNA | DNA | DNA | \Classifications\Building System Class\D30-HVAC Systems\D3030 - Cooling SYS\Chiller, Air Cooled - CLR | EQ-1003320
01-B3 | 01-B3 Wiley W. Manuel Courthouse | 01-B3-D3031-140-CTY01 | Chiller county Maintained | DNA | DNA | DNA | DNA |  | Penthouse Room containing S-1 | BX-68 | 6=24x24 and 6 bag |  | DNA | DNA | DNA | ELECTRIC | DNA | DNA | DNA | \Classifications\Building System Class\D30-HVAC Systems\D3030 - Cooling SYS\Chiller, Air Cooled - CLR | EQ-1003321
01-B3 | 01-B3 Wiley W. Manuel Courthouse | 01-B3-D3042-220-EFN01 | Exhaust Fan (Belt Driven Fan) | Trane Centrifugal Air foil fan | U78K07732 | CF-30-A-1-SW-TH-S-H | OM00004501 | 8121EF0001 | Penthouse Room containing S-1 | BP70 | 24x24x2 (48) - 24x24x22 (48) | NA | NA | NA | DNA | ELECTRIC | DNA | NA | NA | \Classifications\Building System Class\D30-HVAC Systems\D3040 - Distribution SYS\Supply/Exhaust/Return fans- FAN | EQ-1003322
01-B3 | 01-B3 Wiley W. Manuel Courthouse | 01-B3-D3042-220-EFN03 | E-3 Air handler unit | Trane Centrifugal air foil fan Type #3108-0028-2 | U78K07734 | CF-27-A-1-SW-10-CCW-TH-S-H | OM00004507 |  | Penthouse Room containing S-2 | BP60 | 24x24x2 (72) | NA | NA | NA | DNA | ELECTRIC | DNA | NA | NA | \Classifications\Building System Class\D30-HVAC Systems\D3040 - Distribution SYS\Supply/Exhaust/Return fans- FAN | EQ-1003323
01-B3 | 01-B3 Wiley W. Manuel Courthouse | 01-B3-D3041-210-SFN01 | Supply Fan-SFN01 | DNA | DNA | Name Plate not accessible | OM00004513 |  | Penthouse Room containing S-1 | NA | 48=bag 32=24x24 8=24x12 | NA | DNA | DNA | DNA | ELECTRIC | 3 | NA | NA | \Classifications\Building System Class\D30-HVAC Systems\D3040 - Distribution SYS\Supply/Exhaust/Return fans- FAN | EQ-1003324
01-B3 | 01-B3 Wiley W. Manuel Courthouse | 01-B3-D3041-210-SFN02 | Supply Fan-SFN02 | DNA | 201623 | DNA | OM00004516 | 8121RX0001 | Penthouse Room containing S-2 | NA | 48=bag 40=24x24 | NA | DNA | DNA | DNA | ELECTRIC | 3 | NA | NA | \Classifications\Building System Class\D30-HVAC Systems\D3040 - Distribution SYS\Supply/Exhaust/Return fans- FAN | EQ-1003325
01-B3 | 01-B3 Wiley W. Manuel Courthouse | 01-B3-D3041-230-RFN01 | Return Fan-RFN01 | DNA | SF-41067 | 60-26-1170 | OM00004514 |  | Penthouse Room containing S-1 | NA | NA | NA | 50 | 230/460 | 140/70 | ELECTRIC | 3 | NA | NA | \Classifications\Building System Class\D30-HVAC Systems\D3040 - Distribution SYS\Supply/Exhaust/Return fans- FAN | EQ-1003326
01-B3 | 01-B3 Wiley W. Manuel Courthouse | 01-B3-D3041-230-RFN02 | Return Fan-RFN02 | Reliance Electric Co. | P3666011A | 364TCZ | OM00004515 | 8121RX0002 | Penthouse Room containing S-2 | NA | NA | NA | 50 | 230/460 | 140/70 | ELECTRIC | 3 | NA | NA | \Classifications\Building System Class\D30-HVAC Systems\D3040 - Distribution SYS\Supply/Exhaust/Return fans- FAN | EQ-1003327
01-B3 | 01-B3 Wiley W. Manuel Courthouse | 01-B3-D1010-100-ELE01 | Elevator,Electric,Pass/Freight - ELE01 (Judges) | Otis Elevator Company | 379645 | 89L-22-1 | OM00020091 | State ID# 068091¦ Elevator #1 | Penthouse Elevator Control Room | NA | NA | NA | 30 | 210 VDC | 120 | ELECTRIC | 1 | NA | NA | \Classifications\Building System Class\D10-Conveyance Systems\D1010 - Elevator\Elevator,Electric,Pass/Freight - ELE | EQ-1003328
01-B3 | 01-B3 Wiley W. Manuel Courthouse | 01-B3-D1010-100-ELE02 | Elevator,Electric,Pass/Freight - ELE02 (public) | Otis Elevator Company | 379648 | 89L-22-1 | OM00021000 | State ID# 068092¦ Under remodel warranty expires 03/20/2019 | Penthouse Elevator Control Room | NA | NA | NA | 30 | 210 | 120 | ELECTRIC | 3 | NA | NA | \Classifications\Building System Class\D10-Conveyance Systems\D1010 - Elevator\Elevator,Electric,Pass/Freight - ELE | EQ-1003329
01-B3 | 01-B3 Wiley W. Manuel Courthouse | 01-B3-D1010-100-ELE03 | Elevator,Electric,Pass/Freight - ELE03 (public) | Otis Elevator Company | 379649 | 89L-22-1 | OM00020089 | State ID# 068093¦ Elevator #3¦Under remodel warranty expires 6/28/2019 | Penthouse Elevator Control Room | NA | NA | NA | 30 | 210 | 120 | ELECTRIC | 3 | NA | NA | \Classifications\Building System Class\D10-Conveyance Systems\D1010 - Elevator\Elevator,Electric,Pass/Freight - ELE | EQ-1003330
01-B3 | 01-B3 Wiley W. Manuel Courthouse | 01-B3-D1010-100-ELE04 | Elevator,Electric,Pass/Freight - ELE04 (public) | Otis Elevator Company | 379644 | 89L-22-1 | OM00020090 | State ID# 068094¦ Elevator #4¦Under remodel warranty expires 10/17/2019 | Penthouse Elevator Control Room | NA | NA | NA | 30 | 210 | 120 | ELECTRIC | 3 | NA | NA | \Classifications\Building System Class\D10-Conveyance Systems\D1010 - Elevator\Elevator,Electric,Pass/Freight - ELE | EQ-1003331
01-B3 | 01-B3 Wiley W. Manuel Courthouse | 01-B3-D1010-100-ELE05 | Elevator,Electric,Pass/Freight - ELE05 (inmate) | Otis Elevator Company | 379643 | 89L-22-1 | OM00020092 | State ID# 068095¦ Elevator #5 | Penthouse Elevator Control Room | NA | NA | NA | 30 | 210 VDC | 120 | ELECTRIC | 1 | NA | NA | \Classifications\Building System Class\D10-Conveyance Systems\D1010 - Elevator\Elevator,Electric,Pass/Freight - ELE | EQ-1003332
01-B3 | 01-B3 Wiley W. Manuel Courthouse | 01-B3-D1010-100-ELE06 | Elevator,Electric,Pass/Freight - ELE06 (loading bay) | Otis | 811802 | Type-20HITLS | OM00004751 | State ID# 068149 | Next to elevator | NA | NA | NA | 30 | 230/460 | NA | Hydraulic | 3 | NA | NA | \Classifications\Building System Class\D10-Conveyance Systems\D1010 - Elevator\Elevator,Hydraulic,Pass/Freight - ELE | EQ-1003333
01-B3 | 01-B3 Wiley W. Manuel Courthouse | 01-B3-D2030-410-PMS01 | Pump Ejector Sewage - PMS01 (SE-3 & SE-4 Type P) | Paco Pumps | 01C66694 | Catalog# 50-47015-46060 | OM00004750 |  | Basement storage & file room | NA | NA | NA | 2 | 460 | 5.6 | ELECTRIC | 3 | NA | NA | \Classifications\Building System Class\D20-Plumbing\D2030 - Sani Waste\Sewage Ejector Pump - PMS | EQ-1003334
01-B3 | 01-B3 Wiley W. Manuel Courthouse | 01-B3-D4031-100-FEX58 | Fire Extinguisher - FEX58 | Badger | Various | B5M | OM00032704 |  | Multiple | NA | NA | NA | NA | NA | NA | NA | NA | NA | NA | \Classifications\Building System Class\D40-Fire Protection SYS\D4030 - FIRE SPEC\Fire Extinguisher - FEX | EQ-1004955
01-B3 | 01-B3 Wiley W. Manuel Courthouse | 01-B3-B3010-100-RUF01 | Roof - RUF01 | NA | NA | NA | OM00032709 |  | NA | NA | NA | NA | NA | NA | NA | NA | NA | NA | NA | \Classifications\Building System Class\B30-Roofing\B3010 - Roof Types\Roof - RUF | EQ-1007409
01-B3 | 01-B3 Wiley W. Manuel Courthouse | 01-B3-B2033-120-DOR02 | Door,Swinging Electric-DOR02 | DNA | DNA | DNA | OM00020100 |  | lobby | NA | NA | NA | DNA | DNA | DNA | Electric | 1 | NA | NA | \Classifications\Building System Class\B20-General Building Exterior\B2030 - Exterior Doors\Door,Automatic-Sliding,Revolving - DOR | 1008523
01-B3 | 01-B3 Wiley W. Manuel Courthouse | 01-B3-B2034-400-DOH01 | Shutter,Roll-up,Electric -DOH01 | Pacific Rolling Door Co. | 32080 | DNA | OM00020996 |  | Office of Technology | NA | NA | NA | DNA | DNA | DNA | Electric | DNA | NA | NA | \Classifications\Building System Class\B20-General Building Exterior\B2030 - Exterior Doors\Door,Overhead-Shutter,Manual,Elec,Roll-up - DOH | 1008524
01-B3 | 01-B3 Wiley W. Manuel Courthouse | 01-B3-B2034-400-DOH02 | Shutter,Roll-up,Electric -DOH02 | Pacific Rolling Door Co. | DNA | DNA | OM00020997 |  | Admin. Office | NA | NA | NA | DNA | DNA | DNA | Electric | DNA | NA | NA | \Classifications\Building System Class\B20-General Building Exterior\B2030 - Exterior Doors\Door,Overhead-Shutter,Manual,Elec,Roll-up - DOH | 1008525
01-B3 | 01-B3 Wiley W. Manuel Courthouse | 01-B3-B2034-400-DOH03 | Shutter,Roll-up,Electric -DOH03 | DNA | DNA | DNA | OM00020099 |  | pay lobby, floors 1 and 2 | NA | NA | NA | DNA | DNA | DNA | Electric | DNA | NA | NA | \Classifications\Building System Class\B20-General Building Exterior\B2030 - Exterior Doors\Door,Overhead-Shutter,Manual,Elec,Roll-up - DOH | 1008526
01-B3 | 01-B3 Wiley W. Manuel Courthouse | 01-B3-D3020-100-HET01 | Deaerator Tank - HET01 | Roy E. Hanson Jr. Mfg. | 178935 | DNA | OM00004502 |  | Penthouse Room containing S-1 | NA | NA | NA | NA | NA | NA | NA | NA | NA | NA | \Classifications\Building System Class\D30-HVAC Systems\D3020 - Heat SYS\Heater Water Expansion Tank - HET | 1008528
01-B3 | 01-B3 Wiley W. Manuel Courthouse | 01-B3-D3041-110-AHU04 | Air Handling Unit - AHU04 | Trane | U78LO7853 | Type-M-21 | OM00004503 | 8121AC0001 | Penthouse Room containing S-1 | NA | 24x24x2 (6) - 24x24x22 (6) | NA | NA | NA | DNA | Electric | DNA | NA | NA | \Classifications\Building System Class\D30-HVAC Systems\D3040 - Distribution SYS\Air Handling Unit - AHU | 1008529
01-B3 | 01-B3 Wiley W. Manuel Courthouse | 01-B3-D3041-110-AHU05 | Air Handling Unit - AHU05 | Trane | 478L07854 | M35B | OM00004506 |  | mechanical room | BX-90 | 24x24x2 (12) - 24x24x22 (12) | NA | NA | NA | DNA | Electric | DNA | NA | NA | \Classifications\Building System Class\D30-HVAC Systems\D3040 - Distribution SYS\Air Handling Unit - AHU | 1008530
01-B3 | 01-B3 Wiley W. Manuel Courthouse | 01-B3-D2023-100-BFP01 | Backflow Preventer - BFP01 for irrigation system | SMR | Febco | 765-2 | OM00020974 |  | sidewalk south of judges parking lot- N side of building | NA | NA | NA | NA | NA | NA | NA | NA | NA | NA | \Classifications\Building System Class\D20-Plumbing\D2020 - Domestic Water\Backflow Preventer - BFP | 1008533
01-B3 | 01-B3 Wiley W. Manuel Courthouse | 01-B3-D4022-210-JPM01 | Jockey Pump - FP0001 JMP01 | Peerless Pump | 1628952 | TMUB 4 STAGE | OM00020992 |  | fire pump room | NA | NA | NA | 5 | 230/460 | 12.4/6.2 | Electric | 3 | NA | NA | \Classifications\Building System Class\D40-Fire Protection SYS\D4020 - Stand Pipe\Jockey Pump - JPM | 1008536
01-B3 | 01-B3 Wiley W. Manuel Courthouse | 01-B3-D5037-710-FAP01 | Fire Alarm Panel - FAP01 | Notifier | NA | NFS 640 | OM00020269 |  | mechanical room | NA | NA | NA | NA | DNA | DNA | Electric | DNA | NA | NA | \Classifications\Building System Class\D50-Electrical SYS\D5030 - Comm & Security\Fire Alarm Panel - FAP | 1008537
01-B3 | 01-B3 Wiley W. Manuel Courthouse | 01-B3-E1033-310-DLR01 | Loading Dock Equipment - DLR01 | DNA | DNA | DNA | OM00020098 |  | south side of building- loading dock | NA | NA | NA | NA | NA | NA | NA | NA | NA | NA | \Classifications\Building System Class\E10-Equipment\E1030 - Vehicular Equipment\Loading Dock Equipment - DLR | 1008538
01-B3 | 01-B3 Wiley W. Manuel Courthouse | 01-B3-G2023-150-PEG01 | Secured Parking Gate - PEG01 | Chamberlain Elite | 4706N2686 | CSW200UL3 | OM00020274 |  | judges parking lot- N side of building | NA | NA | NA | 1/2 | 120 | 4 | Electric | 1 | NA | NA | \Classifications\Building System Class\G20-Other Systems\G2020 - Parking Lots\Secured Parking Gate - PEG | 1008539
01-B3 | 01-B3 Wiley W. Manuel Courthouse | 01-B3-G2023-150-PEG02 | Secured Parking Gate - PEG02 | Chamberlain Elite | 3408N3820 | SL3000UL3 | OM00020275 |  | judges parking lot- N side of building | NA | NA | NA | DNA | 120 | 12 | Electric | 1 | NA | NA | \Classifications\Building System Class\G20-Other Systems\G2020 - Parking Lots\Secured Parking Gate - PEG | 1008540
01-B3 | 01-B3 Wiley W. Manuel Courthouse | 01-B3-G2050-200-LSC01 | Landscaping - LSC01 | Rain Master | ST 90P1032 | RME12SE | OM00020976 |  | hallway outside fire pump room | NA | NA | NA | NA | 115 | 0.5 | Electric | 1 | NA | NA | \Classifications\Building System Class\G20-Other Systems\G2050 - Landscaping\Landscaping - LSC | 1008541
01-B3 | 01-B3 Wiley W. Manuel Courthouse | 01-B3-D5092-250-ELT12 | Exterior Lighting - ELT12 | NA | NA | NA | OM00020094 |  | grounds, N side | NA | NA | NA | NA | DNA | DNA | Electric | DNA | NA | NA | \Classifications\Building System Class\D50-Electrical SYS\D5090 - Elec SYS\Exterior Lighting - ELT | 1008542
01-B3 | 01-B3 Wiley W. Manuel Courthouse | 01-B3-G2049-300-HSC04 | Hardscape - HSC04 | NA | NA | NA | OM00032706 |  | grounds, S, E, N sides | NA | NA | NA | NA | NA | NA | NA | NA | NA | NA | \Classifications\Building System Class\G20-Other Systems\G2040 - Site Development\Hardscape - HSC | 1008543
01-B3 | 01-B3 Wiley W. Manuel Courthouse | 01-B3-D3090-114-CMP03 | Control Air Compressor - CMP03 | Quincy | QU1010130170 | QR02008D (325QRB) | OM00020292 |  | mechanical room | (2) - NA | NA | NA | 2 (qty 2) | 460 | 3.15 (each) | Electric | 3 | NA | NA | \Classifications\Building System Class\D30-HVAC Systems\D3090 - Other HVAC Systems and Equipment\Air Compressor - CMP | 1010092
01-B3 | 01-B3 Wiley W. Manuel Courthouse | 01-B3-D2017-100-SHW01 | Eye Washes & Emergency Showers - SHW01 | DNA | DNA | DNA | OM00004968 |  | mechanical room | NA | NA | NA | DNA | NA | NA | NA | NA | NA | NA | \Classifications\Building System Class\D20-Plumbing\D2010 - Plumb Fix\Showers - SHW | 1010118
01-B3 | 01-B3 Wiley W. Manuel Courthouse | 01-B3-D2023-100-BFP02 | Backflow Preventer - Domestic BFP02 | Conbraco | H6617 | 40-20A-02 RP 4" | OM00025603 |  | NORTH SIDE OF BUILDING (PIT AREA) | NA | NA | NA | NA | NA | NA | NA | NA | NA | NA | \Classifications\Building System Class\D20-Plumbing\D2020 - Domestic Water\Backflow Preventer - BFP | 1010119
01-B3 | 01-B3 Wiley W. Manuel Courthouse | 01-B3-D2023-100-BFP03 | Backflow Preventer - Fire BFP03 | Watts | 252942 | 709 6" | OM00025604 |  | NORTH SIDE OF BUILDING (PIT AREA) | NA | NA | NA | NA | NA | NA | NA | NA | NA | NA | \Classifications\Building System Class\D20-Plumbing\D2020 - Domestic Water\Backflow Preventer - BFP | 1010120
01-B3 | 01-B3 Wiley W. Manuel Courthouse | 01-B3-D2023-100-BFP04 | Backflow Preventer - BFP04 FOR COLD WATER EXPANSION TANK | WATTS | 21668 | 009M20T 1/14 inch RP | OM00025602 |  | mechanical room | NA | NA | NA | NA | NA | NA | NA | NA | NA | NA | \Classifications\Building System Class\D20-Plumbing\D2020 - Domestic Water\Backflow Preventer - BFP | 1010121
01-B3 | 01-B3 Wiley W. Manuel Courthouse | 01-B3-D3041-160-FDP12 | Fire Dampers - FDP12 | NA | NA | NA | OM00025605 |  | THROUGHOUT | NA | NA | NA | NA | NA | NA | NA | NA | NA | NA | \Classifications\Building System Class\D30-HVAC Systems\D3040 - Distribution SYS\Fire Dampers - FDP | 1010252
01-B3 | 01-B3 Wiley W. Manuel Courthouse | 01-B3-D4010-150-FMS01 | System Extinguishing,Wet Pipe - FMS01 | DNA | DNA | DNA | OM00020270 |  | fire pump room | NA | NA | NA | NA | NA | NA | NA | NA | NA | NA | \Classifications\Building System Class\D40-Fire Protection SYS\D4010 - Sprinkler SYS\Fire Systems, stand pipes - FMS | 1010253
01-B3 | 01-B3 Wiley W. Manuel Courthouse | 01-B3-B2010-100-BLD01 | Building | NA | NA | NA | OM00032707 | [12 empty] | \Classifications\Building System Class\B20-General Building Exterior\B2010 - Exterior Walls\Building - BLD | 1011689
01-B3 | 01-B3 Wiley W. Manuel Courthouse | 01-B3-D3068-100-BAS01 | Building Automation System - BAS01 | TAC-INET | NA | Vista | OM00043949 |  | Building Maintenance Office | NA | NA | NA | NA | 110 | DNA | Electric | 1 | NA | NA | \Classifications\Building System Class\D30-HVAC Systems\D3060 - Control & Inst Air\Building Automation System - BAS | 1015320
01-B3 | 01-B3 Wiley W. Manuel Courthouse | 01-B3-G3063-100-CTY03 | Diesel Leak Detection System |  |  |  | NA | [8 empty] | Electric |  |  |  | \Classifications\Building System Class\G30-Site Mechanical Utilities\G3060 - Fuel Distribution\Diesel Fuel Leak Detection System - DFS | 1015990
01-B3 | 01-B3 Wiley W. Manuel Courthouse | 01-B3-G3063-100-CTY04 | Diesel Leak Detection System |  |  |  | NA | [8 empty] | Electric |  |  |  | \Classifications\Building System Class\G30-Site Mechanical Utilities\G3060 - Fuel Distribution\Diesel Fuel Leak Detection System - DFS | 1015991
01-B3 | 01-B3 Wiley W. Manuel Courthouse | 01-B3-G3063-100-CTY01 | Day Tank - DAT02 | DNA | DNA | DNA | NA | [12 empty] | \Classifications\Building System Class\G30-Site Mechanical Utilities\G3060 - Fuel Distribution\Tank, Fuel Storage Day - DAT | 1015992
01-B3 | 01-B3 Wiley W. Manuel Courthouse | 01-B3-G3063-100-CTY02 | Day Tank | DNA | DNA | DNA | NA |  | Basement | [6 empty] | Diesel |  |  |  | \Classifications\Building System Class\G30-Site Mechanical Utilities\G3060 - Fuel Distribution\Tank, Fuel Storage Day - DAT | 1015993
01-B3 | 01-B3 Wiley W. Manuel Courthouse | 01-B3-D2023-100-BFP05 | Backflow Preventer - BFP05 | Wilkins | X05044 | RP #375A Size 6 | OM00020293 |  | North side of building (pit area) | NA | NA | NA | NA | NA | NA | NA | NA | NA | NA | \Classifications\Building System Class\D20-Plumbing\D2020 - Domestic Water\Backflow Preventer - BFP | 1016085
01-B3 | 01-B3 Wiley W. Manuel Courthouse | 01-B3-D2023-100-BFP06 | Backflow Preventor - BFP06 6" | Watts | 254402 | 709 | OM00020294 | Account# 2251949 Device ID#31159 | From Meter in Vault on 6th Street | NA | NA | NA | NA | NA | NA | NA |  | NA | NA | \Classifications\Building System Class\D20-Plumbing\D2020 - Domestic Water\Backflow Preventer - BFP | 1017300
01-B3 | 01-B3 Wiley W. Manuel Courthouse | 01-B3-D5092-250-EML125 | Emergency and Exit Lighting - EML125 | NA | NA | NA | OM00032708 |  | Multiple | NA | NA | NA | NA | DNA | DNA | NA | DAN | NA | NA | \Classifications\Building System Class\D50-Electrical SYS\D5090 - Elec SYS\Emergency And Exit Lighting - EML | 1017301
01-B3 | 01-B3 Wiley W. Manuel Courthouse | 01-B3-D4022-210-FSG03 | Pump, Fire, Electric Motor Driven FSG03 | Peerless Pump | 9927063077-10-A | 4AEF10 | OM00020277 |  | Basement, Fire Pump Room | NA | NA | NA | 64 | DNA | 184/92 | Electric | 3 | NA | NA | \Classifications\Building System Class\D40-Fire Protection SYS\D4020 - Stand Pipe\Pump,Fire,Electric Motor Driven - FSG | 1018950
01-B3 | 01-B3 Wiley W. Manuel Courthouse | 01-B3-D4022-210-FSG04 | Pump, Fire, Electric Motor Driven FSG04 | Peerless Pump | 9927063077-10-B | 4AEF10 | OM00020278 |  | Fire Pump Room | NA | NA | NA | 62 | 230/460 | 184/92 | Electric | 3 | NA | NA | \Classifications\Building System Class\D40-Fire Protection SYS\D4020 - Stand Pipe\Pump,Fire,Electric Motor Driven - FSG | 1018951
01-B3 | 01-B3 Wiley W. Manuel Courthouse | 01-B3-D5011-240-TRN01 | Transformer - TRN01 | GE | NA | 9T23B3873 | OM00020297 |  | Basement B35 | NA | NA | NA | NA | 480 | 45kVA | Electric | 3 | NA | NA | \Classifications\Building System Class\D50-Electrical SYS\D5010 - Elec Service & Dist\Transformer - TRN | 1020347
01-B3 | 01-B3 Wiley W. Manuel Courthouse | 01-B3-D5011-240-TRN02 | Transformer - TRN02 | GE | NA | 9T23B3873 | OM00020298 |  | Basement B35 | NA | NA | NA | NA | 480 | 30kVA | Electric | 3 | NA | NA | \Classifications\Building System Class\D50-Electrical SYS\D5010 - Elec Service & Dist\Transformer - TRN | 1020348
01-B3 | 01-B3 Wiley W. Manuel Courthouse | 01-B3-D5011-240-TRN03 | Transformer - TRN03 | GE | NA | 9T23B3873 | OM00020299 |  | Basement B47 | NA | NA | NA | NA | 480 | 45kVA | Electric | 3 | NA | NA | \Classifications\Building System Class\D50-Electrical SYS\D5010 - Elec Service & Dist\Transformer - TRN | 1020349
01-B3 | 01-B3 Wiley W. Manuel Courthouse | 01-B3-D5011-240-TRN04 | Transformer - TRN04 | GE | NA | 9T23B3873 | OM00020300 |  | Floor 1 L34 | NA | NA | NA | NA | 480 | 45kVA | Electric | 3 | NA | NA | \Classifications\Building System Class\D50-Electrical SYS\D5010 - Elec Service & Dist\Transformer - TRN | 1020350
01-B3 | 01-B3 Wiley W. Manuel Courthouse | 01-B3-D5011-240-TRN05 | Transformer - TRN05 | GE | NA | 9T23B3873 | OM00020301 |  | Floor 2 Room 281 | NA | NA | NA | NA | 480 | 45kVA | Electric | 3 | NA | NA | \Classifications\Building System Class\D50-Electrical SYS\D5010 - Elec Service & Dist\Transformer - TRN | 1020351
01-B3 | 01-B3 Wiley W. Manuel Courthouse | 01-B3-D5011-240-TRN06 | Transformer - TRN06 | Internation Transformer | B2064-1084 | NA | OM00020302 |  | Floor 2 Electrical Room | NA | NA | NA | NA | 240x480 | 10kVA | Electric | 3 | NA | NA | \Classifications\Building System Class\D50-Electrical SYS\D5010 - Elec Service & Dist\Transformer - TRN | 1020352
01-B3 | 01-B3 Wiley W. Manuel Courthouse | 01-B3-D5011-240-TRN07 | Transformer - TRN07 | GE | DNA | 9T23B3873 | OM00020303 |  | Floor 3 Electrical Room | NA | NA | NA | NA | 480 | 45kVA | Electric | 3 | NA | NA | \Classifications\Building System Class\D50-Electrical SYS\D5010 - Elec Service & Dist\Transformer - TRN | 1020353
01-B3 | 01-B3 Wiley W. Manuel Courthouse | 01-B3-D5011-240-TRN08 | Transformer - TRN08 | GE | DNA | 9T23B3872 | OM00020304 |  | Floor 3 Electrical Room | NA | NA | NA | NA | 480 | 30kVA | Electric | 3 | NA | NA | \Classifications\Building System Class\D50-Electrical SYS\D5010 - Elec Service & Dist\Transformer - TRN | 1020354
01-B3 | 01-B3 Wiley W. Manuel Courthouse | 01-B3-D3031-210-CDR01 | Condensing Unit 7-1 | Daikin | 1606609558 | RXYQ72TYDN | OM00032642 |  | By Elevator Control Room | NA | NA | R410A | NA | 460 | 20 | Electric | 30Hz | NA | NA | \Classifications\Building System Class\D30-HVAC Systems\D3030 - Cooling SYS\Condensing Unit, Air Cooled - CDR | 1022349
01-B3 | 01-B3 Wiley W. Manuel Courthouse | 01-B3-D3040-120-FCU01 | Evaporative Fan Coil Unit 7-1 | Daikin | E004027 | FXAQ24PVJU | OM00032644 |  | Front of Cooling Tower | NA | NA | NA | NA | 208/230 | 15 | Electric | 1 | NA | NA | \Classifications\Building System Class\D30-HVAC Systems\D3040 - Distribution SYS\Fan Coil Unit - FCU | 1022350
01-B3 | 01-B3 Wiley W. Manuel Courthouse | 01-B3-D3040-120-FCU03 | Evaporative Fan Coil Unit 7-3 (Judges) | Daikin | E009065 | FXAQ12PVJU | OM00032646 |  | By Cooling Tower Penthouse | NA | NA | R410A | NA | 208/230 | 15 | DNA | 10Hz | NA | NA | \Classifications\Building System Class\D30-HVAC Systems\D3040 - Distribution SYS\Fan Coil Unit - FCU | 1022352
01-B3 | 01-B3 Wiley W. Manuel Courthouse | 01-B3-D3040-120-FCU04 | Evaporative Fan Coil Unit 7-4 (Inmates) | Daikin | E006895 | FXAQ12PVJU | OM00032643 |  | Elevator Control Room | NA | NA | R410A | NA | 208/230 | 15 | Electric | 10Hz | NA | NA | \Classifications\Building System Class\D30-HVAC Systems\D3040 - Distribution SYS\Fan Coil Unit - FCU | 1022353
01-B3 | 01-B3 Wiley W. Manuel Courthouse | 01-B3-D3040-120-FCU02 | Evaporative Fan Coil Unit 7-2 | Daikin | E009072 | FXAQ12PVJU | OM00032645 |  | By Cooling Tower | NA | NA | R410A | NA | 208/230 | 15 | Electric | 10Hz | NA | NA | \Classifications\Building System Class\D30-HVAC Systems\D3040 - Distribution SYS\Fan Coil Unit - FCU | 1022351
01-C3 | 01-C3 Juvenile Justice Center | 01-C3-D4031-100-FEX08 | Fire Extinguisher (8) | Badger | NA | B456 ABC | OM00044134 |  | Multiple | NA | NA | NA | NA | NA | NA | NA | NA | NA | NA | \Classifications\Building System Class\D40-Fire Protection SYS\D4030 - FIRE SPEC\Fire Extinguisher - FEX | EQ-1004956
01-C3 | 01-C3 Juvenile Justice Center | 01-C3-B2010-100-BLD01 | Building Structure | NA | NA | NA | OM00044135 |  | 2500 Fairmont Ave, San Leandro , CA 94578 | NA | NA | NA | NA | NA | NA | NA | NA | NA | NA | \Classifications\Building System Class\B20-General Building Exterior\B2010 - Exterior Walls\Building - BLD | EQ-1007233
01-C3 | 01-C3 Juvenile Justice Center | 01-C3-B3010-100-CTY01 | Roofing Systems | DNA | DNA | DNA | OM00044137 | DNA | Roof | NA | NA | NA | NA | NA | NA | NA | NA | NA | NA | \Classifications\Building System Class\B30-Roofing\B3010 - Roof Types\Roof - RUF | EQ-1007410
01-D1 | 01-D1 Hayward Hall of Justice | 01-D1-D3031-130-CLR01 | Chiller,Water Cooled - CLR01 | Trane | N95J05756 | CVEE500/ #CVEE050FAA001EC00 | OM00004555 |  | Boiler room | NA | NA | R-123 | NA | 460 | 403 | Electric | 3 | NA | NA | \Classifications\Building System Class\D30-HVAC Systems\D3030 - Cooling SYS\Chiller, Water Cooled - CLR | EQ-1003207
01-D1 | 01-D1 Hayward Hall of Justice | 01-D1-D2040-100-PSU01 | Sump Pump - PSU01 | Weil Pump Co. | 232-143- | 2-131036-3/4 | OM00004561 |  | Boiler room | NA | NA | NA | DNA | 240 | DNA | Electric | 3 | NA | NA | \Classifications\Building System Class\D20-Plumbing\D2040 - Rain Drain\Sump Pump - PSU | EQ-1003212
01-D1 | 01-D1 Hayward Hall of Justice | 01-D1-D2040-100-PSU02 | Sump Pump - PSU02 | Weil Pump Co. | 232-143 | 2-131036-3/4 | OM00004562 |  | Boiler room | NA | NA | NA | DNA | 240 | DNA | Electric | 3 | NA | NA | \Classifications\Building System Class\D20-Plumbing\D2040 - Rain Drain\Sump Pump - PSU | EQ-1003213
01-D1 | 01-D1 Hayward Hall of Justice | 01-D1-D3041-110-AHU01 | Air Handler 01 | Joy fan | SF34246 | Axivane series 1000 /# 60-26.5-1170cp | OM00004578 |  | Roof | NA | 47 Basket Filters24x24x24 47 Pleated Filters 24x24x1 | NA | 150 | 460 | 176 | Electric | 3 | NA | NA | \Classifications\Building System Class\D30-HVAC Systems\D3040 - Distribution SYS\Air Handling Unit - AHU | EQ-1003215
01-D1 | 01-D1 Hayward Hall of Justice | 01-D1-D3041-110-AHU02 | Air Handling Unit - AHU02 | Joy Fan | SF34247 | Axivane series 2000 / # can't read | OM00004574 |  | Roof | NA | 47 Basket Filters24x24x24 47 Pleated Filters 24x24x1 | NA | 150 | 460 | 176 | Electric | 3 | NA | NA | \Classifications\Building System Class\D30-HVAC Systems\D3040 - Distribution SYS\Air Handling Unit - AHU | EQ-1003217
01-D1 | 01-D1 Hayward Hall of Justice | 01-D1-D3030-110-CTW01 | Cooling Tower - CTW01 | Baltomore air coil | # U025723401MAD | # VT1-340-PR | OM00004569 |  | Roof | B-140 | NA | NA | NA | 480 | DNA | Electric | NA | NA | NA | \Classifications\Building System Class\D30-HVAC Systems\D3030 - Cooling SYS\Cooling Tower - CTW | EQ-1003218
01-D1 | 01-D1 Hayward Hall of Justice | 01-D1-D3042-210-FAN05 | Exhaust fan E-3 | Greenheck | # 03F19590 | GB-360-LMD-X | OM00004580 |  | Roof | NA | NA | NA | DNA | DNA | DNA | Electric | 3 | NA | NA | \Classifications\Building System Class\D30-HVAC Systems\D3040 - Distribution SYS\Fan,Axial - FAN | EQ-1003219
01-D1 | 01-D1 Hayward Hall of Justice | 01-D1-D3042-210-FAN06 | Exhaust fan E-4 | Greenheck | # 00C30482 | GB-240-LMDX-QD | OM00004579 |  | Roof | NA | NA | NA | DNA | DNA | DNA | Electric | 3 | NA | NA | \Classifications\Building System Class\D30-HVAC Systems\D3040 - Distribution SYS\Fan,Axial - FAN | EQ-1003220
01-D1 | 01-D1 Hayward Hall of Justice | 01-D1-D3042-210-FAN07 | Exhaust fan E-5 | Greenheck | 15123-EF-5 | CBE 30 15X | OM00004576 |  | Roof | NA | NA | NA | 1.5 | 460 | 2.4 | Electric | 3 | NA | NA | \Classifications\Building System Class\D30-HVAC Systems\D3040 - Distribution SYS\Fan,Axial - FAN | EQ-1003221
01-D1 | 01-D1 Hayward Hall of Justice | 01-D1-D3042-210-FAN08 | Exhaust fan E-6 | Greenheck | 15124-EF-6 | CBE 30 15X | OM00004575 |  | Roof | NA | NA | NA | 1.5 | 460 | 2.4 | Electric | 3 | NA | NA | \Classifications\Building System Class\D30-HVAC Systems\D3040 - Distribution SYS\Fan,Axial - FAN | EQ-1003222
01-D1 | 01-D1 Hayward Hall of Justice | 01-D1-D3090-114-CMP01 | Control Air Compressor - CMP01 | Devilbiss | B 4651 | TDP 5000 G | OM00004571 |  | Roof top control room | NA | NA | NA | NA | 480 | NA | Electric | 3 | NA | NA | \Classifications\Building System Class\D30-HVAC Systems\D3090 - Other HVAC Systems and Equipment\Air Compressor - CMP | EQ-1003223
01-D1 | 01-D1 Hayward Hall of Justice | 01-D1-D3090-114-CMP02 | Control Air Compressor - CMP02 | Devilbiss | B 4650 | TDP 5000 G | OM00004572 |  | Roof top control room | NA | NA | NA | NA | 480 | NA | Electric | 3 | NA | NA | \Classifications\Building System Class\D30-HVAC Systems\D3090 - Other HVAC Systems and Equipment\Air Compressor - CMP | EQ-1003224
01-D1 | 01-D1 Hayward Hall of Justice | 01-D1-D3050-250-ACU02 | Air Conditioning,Split System - ACU02 | Trane | K3061L4FF | TTA060C300A0 | OM00004720 |  | South side of Building | NA | NA | R-22 | NA | 208/230 | MIN 23 | Electric | 3 | NA | NA | \Classifications\Building System Class\D30-HVAC Systems\D3050 - Package SYS\Air Conditioning,Split System - ACU | EQ-1003226
01-D1 | 01-D1 Hayward Hall of Justice | 01-D1-D3031-100-PCH01 | Chilled Water Pump - PCH01 | Weinman | 701388-1 | 4 L-2 | OM00004566 |  | Boiler room | NA | NA | NA | 30 | 230/460 | 74/37 | Electric | 3 | NA | NA | \Classifications\Building System Class\D30-HVAC Systems\D3030 - Cooling SYS\Chilled Water Pump - PCH | EQ-1003228
01-D1 | 01-D1 Hayward Hall of Justice | 01-D1-D3031-100-PCH02 | Chilled Water Pump - PCH02 | Weinman | 701388-2 | 4 L-2 | OM00004567 |  | Boiler room | NA | NA | NA | 30 | 230/460 | 74/37 | Electric | 3 | NA | NA | \Classifications\Building System Class\D30-HVAC Systems\D3030 - Cooling SYS\Chilled Water Pump - PCH | EQ-1003229
01-D1 | 01-D1 Hayward Hall of Justice | 01-D1-D3031-100-PCH03 | Condenser Water/tower water Pump - PCH01 | Weinman | DNA | 4 L-2 | OM00004565 |  | Boiler room | NA | NA | NA | 30 | 230/460 | 74/37 | Electric | 3 | NA | NA | \Classifications\Building System Class\D30-HVAC Systems\D3030 - Cooling SYS\Chilled Water Pump - PCH | EQ-1003230
01-D1 | 01-D1 Hayward Hall of Justice | 01-D1-D2030-410-PMS01 | Pump Ejector Sewage - PMS01 | Weil Pump Co. | 232-142- | 4-220106-2 | OM00032290 |  | Boiler room | NA | NA | NA | 2 | 230/460 | 6.6/3.3 | Electric | 3 | NA | NA | \Classifications\Building System Class\D20-Plumbing\D2030 - Sani Waste\Sewage Ejector Pump - PMS | EQ-1003231
01-D1 | 01-D1 Hayward Hall of Justice | 01-D1-D2030-410-PMS02 | Pump Ejector Sewage - PMS02 | Weil Pump Co. | 232-142 | 4-220106-2 | OM00032291 |  | Boiler room | NA | NA | NA | 2 | 230/460 | 6.6/3.3 | Electric | 3 | NA | NA | \Classifications\Building System Class\D20-Plumbing\D2030 - Sani Waste\Sewage Ejector Pump - PMS | EQ-1003232
01-D1 | 01-D1 Hayward Hall of Justice | 01-D1-D1010-100-ELE01 | Elevator,Electric,Pass/Freight - ELE01 - Public 1 | US Elevator | 5047-1 | HPV | OM00005355 | State ID# 062246 | Elevator Control Room | NA | NA | NA | 25 | 230/480 | 1 | ELECTRIC | 3 | NA | NA | \Classifications\Building System Class\D10-Conveyance Systems\D1010 - Elevator\Elevator,Electric,Pass/Freight - ELE | EQ-1004957
01-D1 | 01-D1 Hayward Hall of Justice | 01-D1-D1010-100-ELE02 | Elevator,Electric,Pass/Freight - ELE02 - Public 2 | US Elevator | 5047-2 | HPV | OM00005356 | State ID# 062247 | Elevator Control Room | NA | NA | NA | 25 | 230/480 | 1 | ELECTRIC | 3 | NA | NA | \Classifications\Building System Class\D10-Conveyance Systems\D1010 - Elevator\Elevator,Electric,Pass/Freight - ELE | EQ-1004958
01-D1 | 01-D1 Hayward Hall of Justice | 01-D1-D1010-100-ELE03 | Elevator,Electric,Pass/Freight - ELE03 - Public 3 | US Elevator | 5047-3 | HPV | OM00005357 | State ID# 062248 | Elevator Control Room | NA | NA | NA | 25 | 230/480 | 1 | ELECTRIC | 3 | NA | NA | \Classifications\Building System Class\D10-Conveyance Systems\D1010 - Elevator\Elevator,Electric,Pass/Freight - ELE | EQ-1004959
01-D1 | 01-D1 Hayward Hall of Justice | 01-D1-D1010-100-ELE04 | Elevator,Hydraulic,Pass/Freight - ELH04 - Judge 4 | Thyssen Krupp | FAH095 | EP17030 | OM00032407 | State ID# 062244 | Elevator Control Room | NA | NA | NA | 30 | 460 | 40.9 | ELECTRIC | 3 | NA | NA | \Classifications\Building System Class\D10-Conveyance Systems\D1010 - Elevator\Elevator,Hydraulic,Pass/Freight - ELE | EQ-1004960
01-D1 | 01-D1 Hayward Hall of Justice | 01-D1-D1010-100-ELE05 | Elevator,Hydraulic,Pass/Freight - ELH05 - Inmate 5 | Thyssen Krupp | FAH095 | EP17030 | OM00032408 | State ID# 062245 | Elevator Control Room | NA | NA | NA | 30 | 460 | 40.9 | ELECTRIC | 3 | NA | NA | \Classifications\Building System Class\D10-Conveyance Systems\D1010 - Elevator\Elevator,Electric,Pass/Freight - ELE | EQ-1004961
01-D1 | 01-D1 Hayward Hall of Justice | 01-D1-D4031-100-FEX91 | Fire Extinguisher (91) | Fire Master | NA | ZS-275720 | OM00032281 |  | Throughout Building | NA | NA | NA | NA | NA | NA | NA | NA | NA | NA | \Classifications\Building System Class\D40-Fire Protection SYS\D4030 - FIRE SPEC\Fire Extinguisher - FEX | EQ-1004962
01-D1 | 01-D1 Hayward Hall of Justice | 01-D1-B2010-100-BLD01 | Building Structure | NA | NA | NA | OM00032287 |  | NA | NA | NA | NA | NA | NA | NA | NA | NA | NA | NA | \Classifications\Building System Class\B20-General Building Exterior\B2010 - Exterior Walls\Building - BLD | EQ-1007234
01-D1 | 01-D1 Hayward Hall of Justice | 01-D1-B3010-100-RUF01 | Roof Inspection - RUF01 | NA | DNA | DNA | OM00032286 | 37 | Roof | NA | NA | NA | NA | NA | NA | NA | NA | NA | NA | \Classifications\Building System Class\B30-Roofing\B3010 - Roof Types\Roof - RUF | EQ-1007411
01-D1 | 01-D1 Hayward Hall of Justice | 01-D1-D5092-210-GEN01 | Emergency Standby Generator - GEN01 | ONAN Electric Gen Set | 475944096 | 150.0 DYG-15R/11149D | OM00004986 | B0999 | Boiler Room | NA |  | NA | 276 |  | NA | Diesel | 3 | NA | NA | \Classifications\Building System Class\D50-Electrical SYS\D5090 - Elec SYS\Emergency Generator - GEN | 1007759
01-D1 | 01-D1 Hayward Hall of Justice | 01-D1-B2033-120-DOR01 | Door,Sliding,Electric - DOR01 | DNA | DNA | DNA | OM00005361 |  | Sally Port | NA | NA | NA | DNA | 110 | DNA | Electric | 3 | NA | NA | \Classifications\Building System Class\B20-General Building Exterior\B2030 - Exterior Doors\Door,Automatic-Sliding,Revolving - DOR | 1007778
01-D1 | 01-D1 Hayward Hall of Justice | 01-D1-B2034-400-DOH01 | Door,Overhead,Roll-up,Electric - DOH01 - East Sally | R&S Erection | DNA | DNA | OM00005362 |  | Sally Port | NA | NA | NA | DNA | 480 | DNA | Electric | 3 | NA | NA | \Classifications\Building System Class\B20-General Building Exterior\B2030 - Exterior Doors\Door,Overhead-Shutter,Manual,Elec,Roll-up - DOH | 1007779
01-D1 | 01-D1 Hayward Hall of Justice | 01-D1-B2034-400-DOH02 | Door,Overhead,Roll-up,Electric - DOH02 - West Sally | R&S Erection | DNA | DNA | OM00005363 |  | Sally Port | NA | NA | NA | DNA | 480 | DNA | Electric | 3 | NA | NA | \Classifications\Building System Class\B20-General Building Exterior\B2030 - Exterior Doors\Door,Overhead-Shutter,Manual,Elec,Roll-up - DOH | 1007780
01-D1 | 01-D1 Hayward Hall of Justice | 01-D1-B2034-400-DOH03 | Door,Overhead,Roll-up,Electric - DOH03 - Loading Dock | Franklin Electric | DNA | 6525800400 | OM00019550 |  | Loading Dock | NA | NA | NA | 1/6 | 110 | DNA | Electric | 3 | NA | NA | \Classifications\Building System Class\B20-General Building Exterior\B2030 - Exterior Doors\Door,Overhead-Shutter,Manual,Elec,Roll-up - DOH | 1007781
01-D1 | 01-D1 Hayward Hall of Justice | 01-D1-B2034-400-DOH05 | Door,Overhead,Roll-up,Electric - DOH05 - Sheriff's Station | Cookson | DNA | DNA | OM00019552 |  | Public Hallway | NA | NA | NA | NA | 110 | 13 | Electric | 3 | NA | NA | \Classifications\Building System Class\B20-General Building Exterior\B2030 - Exterior Doors\Door,Overhead-Shutter,Manual,Elec,Roll-up - DOH | 1007783
01-D1 | 01-D1 Hayward Hall of Justice | 01-D1-D1091-100-DMW01 | Dumbwaiter,Electric - DMW01 | Winsmith | B63-259A | 6CI | OM00019553 | State ID# 062249 | Hallway behind civil | NA | NA | NA | 3 | 230/480 | 8.6/4.3 | Electric | 3 | NA | NA | \Classifications\Building System Class\D10-Conveyance Systems\D1090 - Other Conveyance Systems\Dumbwaiter - DMW | 1007786
01-D1 | 01-D1 Hayward Hall of Justice | 01-D1-D2017-100-SHW01 | Eye Washes & Emergency Showers - SHW01 | Bradley | Nna | 114-052 | OM00019538 |  | Boiler Room | NA | NA | NA | NA | NA | NA | NA | NA | NA | NA | \Classifications\Building System Class\D20-Plumbing\D2010 - Plumb Fix\Showers - SHW | 1007787
01-D1 | 01-D1 Hayward Hall of Justice | 01-D1-D2040-100-PSU03 | Sump Pump - PSU03 | Kenco | NA | 139A,N | OM00019547 |  | Outside Elevator Control Room | NA | NA | NA | 0.5 | 110 | NA | Electric | 1 | NA | NA | \Classifications\Building System Class\D20-Plumbing\D2040 - Rain Drain\Sump Pump - PSU | 1007788
01-D1 | 01-D1 Hayward Hall of Justice | 01-D1-D3050-250-ACU04 | Air Conditioning,Split System - ACU04 | Carrier | 1409X93158 | 38HDR060---6 | OM00019589 |  | Roof by Cooling Tower | NA | NA | R-410A | NA | 260 | 10.6 | Electric | 3 | NA | NA | \Classifications\Building System Class\D30-HVAC Systems\D3050 - Package SYS\Air Conditioning,Split System - ACU | 1007789
01-D1 | 01-D1 Hayward Hall of Justice | 01-D1-D3068-100-BAS01 | Building Automation System - BAS01 | CSI | NA | I-NET | OM00019549 |  | Building Maintenance Office | NA | NA | NA | NA | 110 | DNA | Electric | 1 | NA | NA | \Classifications\Building System Class\D30-HVAC Systems\D3060 - Control & Inst Air\Building Automation System - BAS | 1007790
01-D1 | 01-D1 Hayward Hall of Justice | 01-D1-D3090-114-CST01 | Control Air Compressor Storage Tank - CST01 | SILVA | 824312 | NA | OM00019446 |  | Roof Mechanical Room | NA | NA | NA | NA | NA | NA | NA | NA | NA | NA | \Classifications\Building System Class\D30-HVAC Systems\D3090 - Other HVAC Systems and Equipment\Tank, Control Air Compressor Storage - CST | 1007793
01-D1 | 01-D1 Hayward Hall of Justice | 01-D1-D2023-100-BFP01 | Backflow Preventer - BFP01 - Domestic Water | Febco | 9702131423 | 880 4.000 RPPA | OM00019539 |  | Outside | NA | NA | NA | NA | NA | NA | NA | NA | NA | NA | \Classifications\Building System Class\D20-Plumbing\D2020 - Domestic Water\Backflow Preventer - BFP | 1007794
01-D1 | 01-D1 Hayward Hall of Justice | 01-D1-D2023-100-BFP03 | Backflow Preventer - BFP03 - Cooling Tower | Febco | H03168 | 825Y | OM00019596 | H0316 | Outside | NA | NA | NA | NA | NA | NA | NA | NA | NA | NA | \Classifications\Building System Class\D20-Plumbing\D2020 - Domestic Water\Backflow Preventer - BFP | 1007796
01-D1 | 01-D1 Hayward Hall of Justice | 01-D1-D4010-150-FMS01 | System Extinguishing,Wet Pipe - FMS01 | DNA | DNA | DNA | OM00019540 |  | Boiler Room | NA | NA | NA | NA | NA | NA | NA | NA | NA | NA | \Classifications\Building System Class\D40-Fire Protection SYS\D4010 - Sprinkler SYS\Fire Systems, stand pipes - FMS | 1007797
01-D1 | 01-D1 Hayward Hall of Justice | 01-D1-D4024-100-FHS01 | Fire Hose Systems | DNA | DNA | DNA | OM00032288 |  | All Stairwells | NA | NA | NA | NA | NA | NA | NA | NA | NA | NA | \Classifications\Building System Class\D40-Fire Protection SYS\D4020 - Stand Pipe\Other Stand Pipe Hose Systems - FHS | 1007798
01-D1 | 01-D1 Hayward Hall of Justice | 01-D1-D5010-200-ESD01 | Main Electrical Switchgear - MES01 | Industrial Electrical Mfg. Inc. | 5566 | Industrial Electrical Mfg. Inc. | OM00005354 |  | Boiler Room | NA | NA | NA | NA | 480 | 4000 | Electric | 3 | NA | NA | \Classifications\Building System Class\D50-Electrical SYS\D5010 - Elec Service & Dist\Electical Service and Distribution - ESD | 1007801
01-D1 | 01-D1 Hayward Hall of Justice | 01-D1-D5010-234-ATS01 | Automatic Transfer Switch - ATS01 | ASCO | 340301-002 | D00300030230N10C | OM00005353 |  | Boiler room | NA | NA | NA | NA | 480 | 230 | electric | 3 | NA | NA | \Classifications\Building System Class\D50-Electrical SYS\D5010 - Elec Service & Dist\Automatic Transfer Switch - ATS | 1007802
01-D1 | 01-D1 Hayward Hall of Justice | 01-D1-D5037-710-FAP01 | Fire Alarm Panel - FAP01 | Edwards Systems Technology | DNA | EST2 | OM00005360 |  | Sheriffs Central Monitoring Station | NA | NA | NA | NA | 110 | NA | Electric | NA | NA | NA | \Classifications\Building System Class\D50-Electrical SYS\D5030 - Comm & Security\Fire Alarm Panel - FAP | 1007803
01-D1 | 01-D1 Hayward Hall of Justice | 01-D1-D5092-250-EML94 | Emergency And Exit Lighting - EML94 | NA | NA | NA | OM00032282 |  | Throughout Building | NA | NA | NA | NA | 277 | DNA | Electric | 3 | NA | NA | \Classifications\Building System Class\D50-Electrical SYS\D5090 - Elec SYS\Emergency And Exit Lighting - EML | 1007804
01-D1 | 01-D1 Hayward Hall of Justice | 01-D1-G3063-100-DAT01 | Day Tank - DAT01 | SIMPLEX | 21189 | SFT | OM00019445 |  | Parking Lot | NA | NA | NA | NA | NA | NA | Diesel | NA | NA | NA | \Classifications\Building System Class\G30-Site Mechanical Utilities\G3060 - Fuel Distribution\Tank, Fuel Storage Day - DAT | 1007805
01-D1 | 01-D1 Hayward Hall of Justice | 01-D1-D5010-110-EMT01 | Electric Meter Readings - EMT01 | DNA | DNA | DNA | OM00019543 |  | Boiler room | NA | NA | NA | NA | 480 | DNA | Electric | 3 | NA | NA | \Classifications\Building System Class\D50-Electrical SYS\D5010 - Elec Service & Dist\Electric Meter Readings - EMT | 1007806
01-D1 | 01-D1 Hayward Hall of Justice | 01-D1-D3012-120-GMR01 | Gas Meter Readings - GMR01 | DNA | DNA | DNA | OM00019544 |  | Parking Lot | NA | NA | NA | NA | NA | NA | Gas | NA | NA | NA | \Classifications\Building System Class\D30-HVAC Systems\D3010 - Energy Supply\Gas Meter Readings - GMR | 1007807
01-D1 | 01-D1 Hayward Hall of Justice | 01-D1-D2020-130-WMR01 | Water Meter Readings - WMR01 | DNA | DNA | DNA | OM00019545 |  | DNA | NA | NA | NA | NA | NA | NA | NA | NA | NA | NA | \Classifications\Building System Class\D20-Plumbing\D2020 - Domestic Water\Water Meter Readings - WMR | 1007808
01-D1 | 01-D1 Hayward Hall of Justice | 01-D1-G2050-200-LSC01 | Landscaping - LSC01 | DNA | DNA | DNA | OM00032284 |  | Exterior | NA | NA | NA | NA | NA | NA | NA | NA | NA | NA | \Classifications\Building System Class\G20-Other Systems\G2050 - Landscaping\Landscaping - LSC | 1007809
01-D1 | 01-D1 Hayward Hall of Justice | 01-D1-D5092-250-ELT01 | Exterior Lighting - ELT01 | NA | NA | NA | OM00032283 |  | Exterior | NA | NA | NA | NA | 277 | DNA | Electric | 3 | NA | NA | \Classifications\Building System Class\D50-Electrical SYS\D5090 - Elec SYS\Exterior Lighting - ELT | 1007810
01-D1 | 01-D1 Hayward Hall of Justice | 01-D1-D2022-260-HWG02 | DOMESTIC HOT WATER HEATER 2 GALLON HWG01 | A.O. Smith Commercial | 112M000240 | Cyclone Xi BTH 150 100 | OM00032292 |  | Boiler room | NA | NA | NA | NA | DNA | DNA | Gas | NA | 150000 | NA | \Classifications\Building System Class\D20-Plumbing\D2020 - Domestic Water\Domestic Water Heater, Gas - HWG | 1013553
01-D1 | 01-D1 Hayward Hall of Justice | 01-D1-D2023-100-BFP04 | Backflow Preventer - BFP02 - Irrigation | Wilkins Zurn | 3245186 | 975 XL2 | OM00019541 |  | Southeast Corner of building | NA | NA | NA | NA | NA | NA | NA | NA | NA | NA | \Classifications\Building System Class\D20-Plumbing\D2020 - Domestic Water\Backflow Preventer - BFP | 1013554
01-D1 | 01-D1 Hayward Hall of Justice | 01-D1-D3050-250-ACU05 | Air Conditioning,Split System - ACU05 | Fujitsu | DWN001668 | AOU42RLX | OM00019429 |  | South side of Building | NA | NA | R-22 | NA | 208/230 | MIN 27 | Electric | 1 | NA | NA | \Classifications\Building System Class\D30-HVAC Systems\D3050 - Package SYS\Air Conditioning,Split System - ACU | 1014910
01-D1 | 01-D1 Hayward Hall of Justice | 01-D1-D2023-100-BFP05 | Backflow Preventer - BFP05 - Domestic Bypass | Wilkins Zurn | 332502 | 975 XLRP | OM00019430 |  | Grounds, Southeast Corner of building | NA | NA | NA | NA | NA | NA | NA | NA | NA | NA | \Classifications\Building System Class\D20-Plumbing\D2020 - Domestic Water\Backflow Preventer - BFP | 1016028
01-D1 | 01-D1 Hayward Hall of Justice | 01-D1-C1020-110-FRD01 | Fire Curtain FRD01 | Underwriters Lab Inc | NA | 17860 | OM00019432 |  |  | NA | NA | NA | NA | NA | NA | NA |  | NA | NA | \Classifications\Building System Class\C10-General Building Interior\C1020 - Fire Doors\Fire Doors - FRD | 1017279
01-D1 | 01-D1 Hayward Hall of Justice | 01-D1-D3021-130-BLR04 | Boiler,Hot Water,Oil/Gas/Comb. - BLR04 | Camus | 111318432 | DFNH-3000-MIS-SC | OM00019436 |  | Basement | NA | NA | NA | NA | 230 |  | Gas | 1 | 3000000 | 2550000 | \Classifications\Building System Class\D30-HVAC Systems\D3020 - Heat SYS\Boiler,Hot Water,Oil/Gas/Comb. - BLR | 1017880
01-D1 | 01-D1 Hayward Hall of Justice | 01-D1-D3021-130-BLR03 | Boiler,Hot Water,Oil/Gas/Comb. - BLR03 | Camus | 111318433 | DFNH-3000-MIS-SC | OM00019437 |  | Basement | NA | NA | NA | NA | 230 |  | Gas | 1 | 3000000 | 2550000 | \Classifications\Building System Class\D30-HVAC Systems\D3020 - Heat SYS\Boiler,Hot Water,Oil/Gas/Comb. - BLR | 1017879
01-D1 | 01-D1 Hayward Hall of Justice | 01-D1-D3044-125-PHW03 | Hot Water Pump - PHW03 | Bell & Gossett | 28AG013 1020886855 | 015180T3E254T |  |  | Basement Boiler Room | NA | NA | NA | NA | 208/230 | 41.1/37.2 |  | 3 |  |  | \Classifications\Building System Class\D30-HVAC Systems\D3040 - Distribution SYS\Hot Water Pump - PHW | 1017881
01-D1 | 01-D1 Hayward Hall of Justice | 01-D1-D3044-125-PHW04 | Hot Water Pump - PHW04 | Bell & Gossett | 28AG013 1020886856 | 015180T3E254T |  |  | Basement Boiler Room | NA | NA | NA | NA | 208/230 | 41.1/37.2 |  | 3 |  |  | \Classifications\Building System Class\D30-HVAC Systems\D3040 - Distribution SYS\Hot Water Pump - PHW | 1017882
01-D1 | 01-D1 Hayward Hall of Justice | 01-D1-D3068-100-BAS02 | Bulding Automation System - BAS02 | Schneider Electric | NA | Smart LX Controller - PS - 24 | OM00019444 |  | Engineering Officce @ BAS Computer | NA | NA | NA | NA | 110 | DNA | Electric | DNA | NA | NA | \Classifications\Building System Class\D30-HVAC Systems\D3060 - Control & Inst Air\Building Automation System - BAS | 1021338
01-D1 | 01-D1 Hayward Hall of Justice | 01-D1-D3050-250-ACU06 | Elevator Machine Room Air Conditioner | Frigidaire | KK70636671 | FFRA2822R2 | OM00020653 |  | Elevator Machine Room | NA | NA | R-410A | NA | 208/230 | 30 | Gas | 1 | DNA |  | \Classifications\Building System Class\D30-HVAC Systems\D3050 - Package SYS\Air Conditioning,Split System - ACU | 1021785
01-D2 | 01-D2 Winton Bldg. | 01-D2-B2010-100-BLD01 | Building Structure | NA | NA | NA | OM00044136 |  | NA | NA | NA | NA | NA | NA | NA | NA | NA | NA | NA | \Classifications\Building System Class\B20-General Building Exterior\B2010 - Exterior Walls\Building - BLD | EQ-1007235
01-F1 | 01-F1 George E. McDonald Hall of Justice | 01-F1-D3031-100-PCH01 | Chill Water Pump - PCH01 | Bell & Gossett | NA | 28C - 8-5/8 BF | OM00004613 | NC-01050-PM-0001 | Mechanical Area | NA | NA | NA | 5.5 | 208-230/460 | 19.7-17.8/8.9 | ELECTRIC | 3 | NA | NA | \Classifications\Building System Class\D30-HVAC Systems\D3030 - Cooling SYS\Chilled Water Pump - PCH | EQ-1003252
01-F1 | 01-F1 George E. McDonald Hall of Justice | 01-F1-D3031-100-PCH02 | Chill Water Pump - PCH02 | Bell & Gossett | 1575230 | 28C - 8-5/8 BF | OM00004612 |  | Mechanical Area | NA | NA | NA | 7.5 | 230 460 | 20.6 10.3 | ELECTRIC | 3 | NA | NA | \Classifications\Building System Class\D30-HVAC Systems\D3030 - Cooling SYS\Chilled Water Pump - PCH | EQ-1003253
01-F1 | 01-F1 George E. McDonald Hall of Justice | 01-F1-D3044-125-PHW01 | Hot Water Circulation Pump - PHW01 | Bell & Gossett | 1575213 | 1-1/4BC B-1/8 BF | OM00004618 | NC-01050-PM-0003 | Mechanical Area | NA | NA | NA | DNA | 230 460 | 9.0 4.5 | ELECTRIC | 3 | NA | NA | \Classifications\Building System Class\D30-HVAC Systems\D3040 - Distribution SYS\Hot Water Pump - PHW | EQ-1003256
01-F1 | 01-F1 George E. McDonald Hall of Justice | 01-F1-D3044-125-PHW02 | Hot Water Circulation Pump - PHW02 | Bell & Gossett | Unknown | 1 -1/4 BC B - 1/8 BF | OM00004619 | NC-01050-PM-0004 | Mechanical Area | NA | NA | NA | DNA | 230 460 | 9.0 4.5 | ELECTRIC | 3 | NA | NA | \Classifications\Building System Class\D30-HVAC Systems\D3040 - Distribution SYS\Hot Water Pump - PHW | EQ-1003257
01-F1 | 01-F1 George E. McDonald Hall of Justice | 01-F1-D1010-100-ELE01 | Elevator,Hydraulic,Pass/Freight - ELE01 Public | US ELEVATOR | 13071064 | DNA | OM00004621 | State ID# 096797¦ Elevator | Elevator Mechanical Room | NA | NA | NA | 25 | 480 | 33 | Hydraulic | 3 | NA | NA | \Classifications\Building System Class\D10-Conveyance Systems\D1010 - Elevator\Elevator,Hydraulic,Pass/Freight - ELE | EQ-1004966
01-F1 | 01-F1 George E. McDonald Hall of Justice | 01-F1-D1010-100-ELE02 | Elevator,Hydraulic,Pass/Freight - ELE02 Inmate | US Elevator | 13071 006 | DNA | OM00005042 | State ID# 096798¦ Secured Elevator | DNA | NA | NA | NA | 33 | 480 | 33 | Hydraulic | 3 | NA | NA | \Classifications\Building System Class\D10-Conveyance Systems\D1010 - Elevator\Elevator,Hydraulic,Pass/Freight - ELE | EQ-1004967
01-F1 | 01-F1 George E. McDonald Hall of Justice | 01-F1-D4031-100-FEX24 | Fire Extinguisher - FEX24 | Badger | NA | ZF-708354 | OM00001342 |  | Throughout Building | NA | NA | NA | NA | NA | NA | NA | NA | NA | NA | \Classifications\Building System Class\D40-Fire Protection SYS\D4030 - FIRE SPEC\Fire Extinguisher - FEX | EQ-1004969
01-F1 | 01-F1 George E. McDonald Hall of Justice | 01-F1-B2010-100-BLD01 | Building Structure | NA | NA | NA | OM00001320 | CUPA PT0309187 | Exterior | NA | NA | NA | NA | NA | NA | NA | NA | NA | NA | \Classifications\Building System Class\B20-General Building Exterior\B2010 - Exterior Walls\Building - BLD | EQ-1007237
01-F1 | 01-F1 George E. McDonald Hall of Justice | 01-F1-B3010-100-RUF01 | Roof - RUF01 | NA | NA | NA | OM00001319 |  | Roof | NA | NA | NA | NA | NA | NA | NA | NA | NA | NA | \Classifications\Building System Class\B30-Roofing\B3010 - Roof Types\Roof - RUF | EQ-1007414
01-F1 | 01-F1 George E. McDonald Hall of Justice | 01-F1-D2023-100-BFP01 | Backflow Preventer - BFP01 Irrigation | FEBCO | U2017 | 825Y 2" RP | OM00001358 | Account# 2281410 Device ID# 21943 | Rear of Building NE Side | NA | NA | NA | NA | NA | NA | NA | NA | NA | NA | \Classifications\Building System Class\D20-Plumbing\D2020 - Domestic Water\Backflow Preventer - BFP | EQ-1007713
01-F1 | 01-F1 George E. McDonald Hall of Justice | 01-F1-D2023-100-BFP02 | Backflow Preventer - BFP02 Domestic Water | Watts | 219019 | 909 2" RP | OM00001333 | Account# 2281410 Device ID#21115 | Front of Building - 8FT from Meter | [10 empty] | \Classifications\Building System Class\D20-Plumbing\D2020 - Domestic Water\Backflow Preventer - BFP | EQ-1007714
01-F1 | 01-F1 George E. McDonald Hall of Justice | 01-F1-B2034-400-DOH01 | Shutter,Roll-up,Electric -DOH01 Sally Port West | R&S Erection | 98 96G | DNA | OM00001366 |  | Exterior | NA | NA | NA | NA | DNA | DNA | Electric | DNA | NA | NA | \Classifications\Building System Class\B20-General Building Exterior\B2030 - Exterior Doors\Door,Overhead-Shutter,Manual,Elec,Roll-up - DOH | 1008550
01-F1 | 01-F1 George E. McDonald Hall of Justice | 01-F1-B2034-400-DOH02 | Shutter,Roll-up,Electric -DOH02 Sally Port East | R&S Erection | 98 96C | DNA | OM00001367 |  | Exterior | NA | NA | NA | NA | DNA | DNA | Electric | DNA | NA | NA | \Classifications\Building System Class\B20-General Building Exterior\B2030 - Exterior Doors\Door,Overhead-Shutter,Manual,Elec,Roll-up - DOH | 1008551
01-F1 | 01-F1 George E. McDonald Hall of Justice | 01-F1-B2034-400-DOH03 | Shutter,Roll-up,Electric -DOH03 Stairwell Gate West | The Cookson Company | DNA | DNA | OM00001361 |  | Near Main Entrance | NA | NA | NA | NA | DNA | DNA | Electric | DNA | NA | NA | \Classifications\Building System Class\B20-General Building Exterior\B2030 - Exterior Doors\Door,Overhead-Shutter,Manual,Elec,Roll-up - DOH | 1008552
01-F1 | 01-F1 George E. McDonald Hall of Justice | 01-F1-B2034-400-DOH04 | Shutter,Roll-up,Electric -DOH04 Stairwell Gate South | The Cookson Company | DNA | DNA | OM00001360 |  | Near Main Entrance | NA | NA | NA | NA | DNA | DNA | Electric | DNA | NA | NA | \Classifications\Building System Class\B20-General Building Exterior\B2030 - Exterior Doors\Door,Overhead-Shutter,Manual,Elec,Roll-up - DOH | 1008553
01-F1 | 01-F1 George E. McDonald Hall of Justice | 01-F1-B2034-400-DOH05 | Shutter,Roll-up,Electric -DOH05 Traffic Department | The Cookson Company | DNA | DNA | OM00001359 |  | Traffic Department Window | NA | NA | NA | NA | DNA | DNA | Electric | DNA | NA | NA | \Classifications\Building System Class\B20-General Building Exterior\B2030 - Exterior Doors\Door,Overhead-Shutter,Manual,Elec,Roll-up - DOH | 1008554
01-F1 | 01-F1 George E. McDonald Hall of Justice | 01-F1-C1020-110-FRD01 | Fire Doors, FRD01 Monitoring Station | The Cookson Company | 480181 | NA | OM00001363 |  | Sheriffs Monitoring Station | NA | NA | NA | NA | NA | NA | NA | NA | NA | NA | \Classifications\Building System Class\C10-General Building Interior\C1020 - Fire Doors\Fire Doors - FRD | 1008555
01-F1 | 01-F1 George E. McDonald Hall of Justice | 01-F1-C1020-110-FRD02 | Fire Doors, Won - FRD02 Sally Port Exterior Door | The Cookson Company | 480183 | DNA | OM00001364 |  | Holding Cell Area | NA | NA | NA | NA | NA | NA | NA | NA | NA | NA | \Classifications\Building System Class\C10-General Building Interior\C1020 - Fire Doors\Fire Doors - FRD | 1008556
01-F1 | 01-F1 George E. McDonald Hall of Justice | 01-F1-C1020-110-FRD03 | Fire Doors, Won - FRD03 | The Cookson Company | 480182 | DNA | OM00001336 |  | Judges Secure Hallway | NA | NA | NA | NA | NA | NA | NA | NA | NA | NA | \Classifications\Building System Class\C10-General Building Interior\C1020 - Fire Doors\Fire Doors - FRD | 1008557
01-F1 | 01-F1 George E. McDonald Hall of Justice | 01-F1-D1091-100-DMW01 | Dumbwaiter,Electric - DMW01 | D.A. Matot Inc. | DNA | DNA | OM00005043 | State ID# 096799¦ Dumbwaiter | Storage Closet | NA | NA | NA | DNA | DNA | DNA | Electric | DNA | NA | NA | \Classifications\Building System Class\D10-Conveyance Systems\D1090 - Other Conveyance Systems\Dumbwaiter - DMW | 1008558
01-F1 | 01-F1 George E. McDonald Hall of Justice | 01-F1-D2040-100-PSU01 | Sump Pump - PSU01 - Inmate Elevator Pit | DNA | DNA | DNA | OM00001340 |  | Inmate Elevator Pit | NA | NA | NA | DNA | 110 | DNA | Electric | 1 | NA | NA | \Classifications\Building System Class\D20-Plumbing\D2040 - Rain Drain\Sump Pump - PSU | 1008559
01-F1 | 01-F1 George E. McDonald Hall of Justice | 01-F1-D4010-150-FMS01 | System Extinguishing,Wet Pipe - FMS01 | Tyco | NA |  | OM00001337 |  | Near Judges Stairwell Entrance | NA | NA | NA | NA | NA | NA | NA | NA | NA | NA | \Classifications\Building System Class\D40-Fire Protection SYS\D4010 - Sprinkler SYS\Fire Systems, stand pipes - FMS | 1008560
01-F1 | 01-F1 George E. McDonald Hall of Justice | 01-F1-D4024-100-FHS01 | Other Stand Pipe and Hose Systems - FHS01 | DNA | DNA | DNA | OM00001341 |  | Front of Building | NA | NA | NA | NA | NA | NA | NA | NA | NA | NA | \Classifications\Building System Class\D40-Fire Protection SYS\D4020 - Stand Pipe\Other Stand Pipe Hose Systems - FHS | 1008561
01-F1 | 01-F1 George E. McDonald Hall of Justice | 01-F1-D5010-200-ESD01 | Main Electrical Panel - SBR01 | General Electric | 57940 | DNA | OM00001365 |  | Main Electrical Room | NA | NA | NA | NA | 408/277 | 600 | Electric | 3 | NA | NA | \Classifications\Building System Class\D50-Electrical SYS\D5010 - Elec Service & Dist\Electical Service and Distribution - ESD | 1008562
01-F1 | 01-F1 George E. McDonald Hall of Justice | 01-F1-D5010-234-ATS01 | Automatic Transfer Switch - ATS01 | General Electric | 475A000AAG000R0 | 9T24B3872 | OM00001368 |  | Main Electrical Room | NA | NA | NA | NA | 480 | 600 | Electric | 3 | NA | NA | \Classifications\Building System Class\D50-Electrical SYS\D5010 - Elec Service & Dist\Automatic Transfer Switch - ATS | 1008563
01-F1 | 01-F1 George E. McDonald Hall of Justice | 01-F1-D5037-710-FAP01 | Fire Alarm Panel - FAP01 | Simplex | DNA | 4002 | OM00001362 |  | Sheriffs Monitoring Station | NA | NA | NA | NA | 110 | DNA | Electric | 1 | NA | NA | \Classifications\Building System Class\D50-Electrical SYS\D5030 - Comm & Security\Fire Alarm Panel - FAP | 1008564
01-F1 | 01-F1 George E. McDonald Hall of Justice | 01-F1-D5038-810-ITA01 | Intrusion Alarm - ITA01 | Simplex | DNA | 3001 | OM00001338 |  | IT Room | NA | NA | NA | NA | 110 | DNA | Electric | 1 | NA | NA | \Classifications\Building System Class\D50-Electrical SYS\D5030 - Comm & Security\Intrusion Alarm - ITA | 1008565
01-F1 | 01-F1 George E. McDonald Hall of Justice | 01-F1-D5010-110-EMT01 | Electric Meter Readings - EMT01 | DNA | NA | NA | OM00001343 |  | Main Electrical Room | NA | NA | NA | NA | 480 | 600 | Electric | 3 | NA | NA | \Classifications\Building System Class\D50-Electrical SYS\D5010 - Elec Service & Dist\Electric Meter Readings - EMT | 1008566
01-F1 | 01-F1 George E. McDonald Hall of Justice | 01-F1-D3012-120-GMR01 | Gas Meter Readings - GMR01 | DNA | 38462006 | NA | OM00001344 |  | Front of Building | NA | NA | NA | NA | NA | NA | Gas | NA | NA | NA | \Classifications\Building System Class\D30-HVAC Systems\D3010 - Energy Supply\Gas Meter Readings - GMR | 1008567
01-F1 | 01-F1 George E. McDonald Hall of Justice | 01-F1-D2020-130-WMR01 | Water Meter Readings - WMR01 | NA | NA | NA | OM00005185 |  | Front of Building | NA | NA | NA | NA | NA | NA | NA | NA | NA | NA | \Classifications\Building System Class\D20-Plumbing\D2020 - Domestic Water\Water Meter Readings - WMR | 1008568
01-F1 | 01-F1 George E. McDonald Hall of Justice | 01-F1-G2050-200-LSC01 | Landscaping - LSC01 | NA | NA | NA | OM00005186 |  | Exterior | NA | NA | NA | NA | NA | NA | NA | NA | NA | NA | \Classifications\Building System Class\G20-Other Systems\G2050 - Landscaping\Landscaping - LSC | 1008569
01-F1 | 01-F1 George E. McDonald Hall of Justice | 01-F1-D5092-250-ELT01 | Exterior Lighting - ELT01 | NA | NA | NA | OM00005187 |  | Exterior | NA | NA | NA | NA | 240 | DNA | Electric | 1 | NA | NA | \Classifications\Building System Class\D50-Electrical SYS\D5090 - Elec SYS\Exterior Lighting - ELT | 1008570
01-F1 | 01-F1 George E. McDonald Hall of Justice | 01-F1-G2049-300-HSC01 | Hardscape - HSC01 | NA | NA | NA | OM00005188 |  | Grounds | NA | NA | NA | NA | NA | NA | NA | NA | NA | NA | \Classifications\Building System Class\G20-Other Systems\G2040 - Site Development\Hardscape - HSC | 1008571
01-F1 | 01-F1 George E. McDonald Hall of Justice | 01-F1-D3041-110-AHU03 | Air Handler 03 | NA | NA | NA | OM00004616 | NC-01050-AH-0002 | Mechanical Area | NA | Pre 24x24x1 (15) Bag 24x24x18 | NA | NA | NA | DNA | Electric | 3 | NA | NA | \Classifications\Building System Class\D30-HVAC Systems\D3040 - Distribution SYS\Air Handling Unit - AHU | 1010123
01-F1 | 01-F1 George E. McDonald Hall of Justice | 01-F1-D3041-230-RFN01 | Return Fan - RFN01 | NA | NA | NA | OM00004615 | NC-01050-AH-OOO1 | Mechanical Area | NA | NA | NA | NA | NA | DNA | Electric | 3 | NA | NA | \Classifications\Building System Class\D30-HVAC Systems\D3040 - Distribution SYS\Supply/Exhaust/Return fans- FAN | 1010124
01-F1 | 01-F1 George E. McDonald Hall of Justice | 01-F1-D2022-260-HWG02 | Domestic Hot Water Heater - HWG02 | AO Smith | 0838M000546 | BTN 199 108 118 | OM00001335 | NC-01050-DH-0001 | Mechanical Area | NA | NA | NA | NA | 110 | 5 | Gas | 1 | 199000 | NA | \Classifications\Building System Class\D20-Plumbing\D2020 - Domestic Water\Domestic Water Heater, Gas - HWG | 1010254
01-F1 | 01-F1 George E. McDonald Hall of Justice | 01-F1-D2023-100-BFP04 | Backflow Prevention Device - Boilers and Chillers | Watts | 623492 | 909 OT 1" RP | OM00032701 | Account# 2281410 Device ID#40050 | On Roof serving Boiler & Chillers | [10 empty] | \Classifications\Building System Class\D20-Plumbing\D2020 - Domestic Water\Backflow Preventer - BFP | 1010839
01-F1 | 01-F1 George E. McDonald Hall of Justice | 01-F1-D3021-130-BLR02 | Boiler,Hot Water,Oil/Gas/Comb. - BLR02 | Laars Heating Systems Company | C11232845 | PNCH1250NACL2BXN | OM00032702 |  | Mechanical Area | NA | NA | NA | NA | NA | DNA | Natural gas | 1 | 1250000 | 1062500 | \Classifications\Building System Class\D30-HVAC Systems\D3020 - Heat SYS\Boiler,Hot Water,Oil/Gas/Comb. - BLR | 1013555
01-F1 | 01-F1 George E. McDonald Hall of Justice | 01-F1-D3031-140-CLR02 | Chiller,Air Cooled - CLR02 | Trane | U11D22242 | CGAM 100F 2C02 AXD2 A1A1 B1AX XA1C 1AXX XXXX XAXA 3A1D XXXL XX | OM00032703 |  | Mechanical Area | NA | NA | R-410A | DNA | 460 | 207 | electric | 3 | NA | NA | \Classifications\Building System Class\D30-HVAC Systems\D3030 - Cooling SYS\Chiller, Air Cooled - CLR | 1013556
01-F1 | 01-F1 George E. McDonald Hall of Justice | 01-F1-D2023-100-BFP06 | Backflow Prevention Device BFP06 | Ames | LL-0252 | Colt 400 OT 6" RP | OM00020282 | Account# 5017983 Device ID# 42636 | Grounds Front of building near meter | NA | NA | NA | NA | NA | NA | NA | NA | NA | NA | \Classifications\Building System Class\D20-Plumbing\D2020 - Domestic Water\Backflow Preventer - BFP | 1014888
01-F1 | 01-F1 George E. McDonald Hall of Justice | 01-F1-D5092-210-GEN02 | Emergency Generator | Marathon Electric | MX185545 | MagnaMax 431RSL4007 | OM00032569 | NC-01050-GEN-0001 ¦ Permit #B3914 | Generator Room Outside | NA | NA | NA | 170 | 480 | DNA | Diesel | 3 | NA | NA | \Classifications\Building System Class\D50-Electrical SYS\D5090 - Elec SYS\Emergency Generator - GEN | 1015941
01-F1 | 01-F1 George E. McDonald Hall of Justice | 01-F1-D3041-210-SFN01 | Supply Fan-SFN02 | Greenheck | 1398926 | 6B-300-15-X | OM00020296 | NC-01050-EF-0010 | Mechanical Area | NA | NA | NA | NA | NA | DNA | Electric | 3 | NA | NA | \Classifications\Building System Class\D30-HVAC Systems\D3040 - Distribution SYS\Supply/Exhaust/Return fans- FAN | 1018947
01-F1 | 01-F1 George E. McDonald Hall of Justice | 01-F1-D3068-100-BAS01 | BAS - Dummy asset to record phone line data |  |  |  | DNA-Dummy Asset | [12 empty] | \Classifications\Building System Class\D30-HVAC Systems\D3060 - Control & Inst Air\Building Automation System - BAS | 1021724
01-G1 | 01-G1 Berkeley Courthouse | 01-G1-D3021-130-BLR01 | BOILER | Dynaflame | 050400774 | DNFH 750-M | OM00004623 |  | MECHANICAL ROOM | NA | NA | NA | NA | 110 | 10 | GAS | 1 | 750000 | 660,000 | \Classifications\Building System Class\D30-HVAC Systems\D3020 - Heat SYS\Boiler,Hot Water,Oil/Gas/Comb. - BLR | EQ-1003134
01-G1 | 01-G1 Berkeley Courthouse | 01-G1-D3044-125-PHW01 | Hot Water Pump - PHW01 | TACO | DNA | 1915C1N1 | OM00004630 |  | MECHANICAL ROOM | NA | NA | NA | DNA | 208-230 | 3.2-3/1.5 | ELECTRIC | 3 | NA | NA | \Classifications\Building System Class\D30-HVAC Systems\D3040 - Distribution SYS\Hot Water Pump - PHW | EQ-1003135
01-G1 | 01-G1 Berkeley Courthouse | 01-G1-D2017-100-SHW01 | Eye Washes & Emergency Showers - SHW01 | Gaurdian Equipment | DNA | DNA | OM00001351 |  | MECHANICAL ROOM Floor 1 | NA | NA | NA | NA | NA | NA | NA | NA | NA | NA | \Classifications\Building System Class\D20-Plumbing\D2010 - Plumb Fix\Showers - SHW | EQ-1003136
01-G1 | 01-G1 Berkeley Courthouse | 01-G1-D3050-210-PKU01 | ROOF TOP PACKAGE UNIT | TRANE | 418101523L | YHC072A3RLA13DOB10000A000 C | OM00004625 |  | ROOF | DNA | 2X16X25 (4) | R-22 | DNA | 208-230 | 34.8 | Electric and natural gas | 3 | NA | 64,000 | \Classifications\Building System Class\D30-HVAC Systems\D3050 - Package SYS\Package Unit - PKU | EQ-1003138
01-G1 | 01-G1 Berkeley Courthouse | 01-G1-D3050-210-PKU02 | ROOF TOP PACKAGE UNIT | TRANE | C04D03151 | TCD420AE0M2B7FF5000000000000000 | OM00004626 | NC-03010-AC-0001 | ROOF | BX-100 (V belt) | 16X20X2 (16) | R-22 | DNA | 208-230 | 217 | Electric | 3 | DNA | NA | \Classifications\Building System Class\D30-HVAC Systems\D3050 - Package SYS\Package Unit - PKU | EQ-1003139
01-G1 | 01-G1 Berkeley Courthouse | 01-G1-D3050-250-ACU01 | Air Conditioning,Split System - ACU01 | SANYO | 1141 | C1211 | OM00004820 |  | ROOF | NA | NA | R-22 | NA | 110 | 15 | ELECTRIC | 1 | NA | NA | \Classifications\Building System Class\D30-HVAC Systems\D3050 - Package SYS\Air Conditioning,Split System - ACU | EQ-1003141
01-G1 | 01-G1 Berkeley Courthouse | 01-G1-D3042-210-FAN01 | EXHAUST FAN | GREENHECK | DNA | DNA | OM00004629 |  | Roof | DNA | NA | NA | DNA | 110 | DNA | ELECTRIC | 1 | NA | NA | \Classifications\Building System Class\D30-HVAC Systems\D3040 - Distribution SYS\Fan,Axial - FAN | EQ-1003142
01-G1 | 01-G1 Berkeley Courthouse | 01-G1-D4031-100-FEX08 | Fire Extinguisher - FEX08 | Amerex | NA | B500 | OM00001309 |  | NA | NA | NA | NA | NA | NA | NA | NA | NA | NA | NA | \Classifications\Building System Class\D40-Fire Protection SYS\D4030 - FIRE SPEC\Fire Extinguisher - FEX | EQ-1004970
01-G1 | 01-G1 Berkeley Courthouse | 01-G1-D1010-100-ELE01 | Elevator,Hydraulic,Pass/Freight - ELE01 | Otis | 20407 | 5620 | OM00004819 | State ID# 108734¦ Passenger Elevator | Elevator room | NA | NA | NA | 20 | 200 | 67 | Hydraulic | 3 | NA | NA | \Classifications\Building System Class\D10-Conveyance Systems\D1010 - Elevator\Elevator,Hydraulic,Pass/Freight - ELE | EQ-1004971
01-G1 | 01-G1 Berkeley Courthouse | 01-G1-B2010-100-BLD01 | Building Structure - BLD01 | NA | NA | NA | OM00001318 |  | NA | NA | NA | NA | NA | NA | NA | NA | NA | NA | NA | \Classifications\Building System Class\B20-General Building Exterior\B2010 - Exterior Walls\Building - BLD | EQ-1007238
01-G1 | 01-G1 Berkeley Courthouse | 01-G1-B3010-100-RUF01 | Roof - RUF01 | NA | NA | NA | OM00001317 |  | NA | NA | NA | NA | NA | NA | NA | NA | NA | NA | NA | \Classifications\Building System Class\B30-Roofing\B3010 - Roof Types\Roof - RUF | EQ-1007415
01-G1 | 01-G1 Berkeley Courthouse | 01-G1-D1013-310-WCL01 | Wheelchair Lift - WCL01 | Lift-U | DNA | DNA | OM00005189 | State ID# 156962 | Courtroom 201 | NA | NA | NA | 1 | 110 | DNA | Electric | 1 | NA | NA | \Classifications\Building System Class\D10-Conveyance Systems\D1010 - Elevator\Wheelchair Lift - WCL | 1008572
01-G1 | 01-G1 Berkeley Courthouse | 01-G1-D1013-310-WCL02 | Wheelchair Lift - WCL02 | Lift-U | DNA | DNA | OM00005190 | State ID# 156961 | Courtroom 202 | NA | NA | NA | 1 | 110 | DNA | Electric | 1 | NA | NA | \Classifications\Building System Class\D10-Conveyance Systems\D1010 - Elevator\Wheelchair Lift - WCL | 1008573
01-G1 | 01-G1 Berkeley Courthouse | 01-G1-D2022-260-HWG01 | Domestic Hot Water Heater HWG01 75 Gal. | Brad White | AE4630155 | M2XR75S6BN10 | OM00004624 |  | Mechanical room | NA | NA | NA | NA | 110 | DNA | Natural gas | 1 | NA | 76,000 | \Classifications\Building System Class\D20-Plumbing\D2020 - Domestic Water\Domestic Water Heater, Gas - HWG | 1008574
01-G1 | 01-G1 Berkeley Courthouse | 01-G1-D2023-310-HWP01 | Domestic Hot Water Circulating Pump - HWP01 | Laino | 5624988 | SM-303-BTW | OM00001352 |  | Mechanical room | NA | NA | NA | DNA | 110 | 0.3 | Electric | 1 | NA | NA | \Classifications\Building System Class\D20-Plumbing\D2020 - Domestic Water\Domestic Hot Water Circulating Pump - HWP | 1008575
01-G1 | 01-G1 Berkeley Courthouse | 01-G1-D2040-100-PSU01 | Sump Pump - PSU01 | DNA | DNA | DNA | OM00001357 |  | Basement | NA | NA | NA | DNA | 110 | DNA | Electric | 1 | NA | NA | \Classifications\Building System Class\D20-Plumbing\D2040 - Rain Drain\Sump Pump - PSU | 1008576
01-G1 | 01-G1 Berkeley Courthouse | 01-G1-D3050-210-PKU03 | Roof Top Package Unit PKU03 | Trane | 418101538L | YHC092A3RLA1CDOB1000A000 D | OM00004627 | NC-03010-AC-0003 | Roof | AX35 | 2X20X25 (4) | R-22 | DNA | 208-230 | 38.1 | Electric and natural gas | 3 | NA | NA | \Classifications\Building System Class\D30-HVAC Systems\D3050 - Package SYS\Package Unit - PKU | 1008577
01-G1 | 01-G1 Berkeley Courthouse | 01-G1-D3068-100-BAS01 | Building Automation System - BAS01 | Itronics | DNA | I-NET | OM00001349 |  | IT Room | NA | NA | NA | NA | 110 | DNA | Electric | 1 | NA | NA | \Classifications\Building System Class\D30-HVAC Systems\D3060 - Control & Inst Air\Building Automation System - BAS | 1008578
01-G1 | 01-G1 Berkeley Courthouse | 01-G1-D2023-100-BFP01 | Backflow Preventer - BFP01 Domestic Water | Watts | 44325 | M1 QT | OM00001353 | Account# 2962286 Device ID#36904 | Front of Building | NA | NA | NA | NA | NA | NA | NA | NA | NA | NA | \Classifications\Building System Class\D20-Plumbing\D2020 - Domestic Water\Backflow Preventer - BFP | 1008579
01-G1 | 01-G1 Berkeley Courthouse | 01-G1-D2023-100-BFP02 | Backflow Preventer - BFP02 Domestic Water | Watts | 44321 | M1 QT | OM00001354 | Account# 2962286 Device ID# 36903 | Front of Building | NA | NA | NA | NA | NA | NA | NA | NA | NA | NA | \Classifications\Building System Class\D20-Plumbing\D2020 - Domestic Water\Backflow Preventer - BFP | 1008580
01-G1 | 01-G1 Berkeley Courthouse | 01-G1-D2023-100-BFP03 | Backflow Preventer - BFP03 Irrigation | Febco | J000246 | LF825Y | OM00001355 | MJB 23542 | Front of Building | NA | NA | NA | NA | NA | NA | NA | NA | NA | NA | \Classifications\Building System Class\D20-Plumbing\D2020 - Domestic Water\Backflow Preventer - BFP | 1008581
01-G1 | 01-G1 Berkeley Courthouse | 01-G1-D2023-100-BFP04 | Backflow Preventer - BFP04 Domestic Hot Water | Wilkins Zurn | 175.1530 | 975XL | OM00001356 |  | Mechanical room | NA | NA | NA | NA | NA | NA | NA | NA | NA | NA | \Classifications\Building System Class\D20-Plumbing\D2020 - Domestic Water\Backflow Preventer - BFP | 1008582
01-G1 | 01-G1 Berkeley Courthouse | 01-G1-D4010-150-FMS01 | System Extinguishing,Wet Pipe - FMS01 | Cosco | DNA | DNA | OM00005127 |  | Near Public Elevator | NA | NA | NA | NA | NA | NA | NA | NA | NA | NA | \Classifications\Building System Class\D40-Fire Protection SYS\D4010 - Sprinkler SYS\Fire Systems, stand pipes - FMS | 1008583
01-G1 | 01-G1 Berkeley Courthouse | 01-G1-D4024-100-FHS01 | Other Stand Pipe and Hose Systems-FHS01 | DNA | DNA | DNA | OM00001339 |  | Front of Building | NA | NA | NA | NA | NA | NA | NA | NA | NA | NA | \Classifications\Building System Class\D40-Fire Protection SYS\D4020 - Stand Pipe\Other Stand Pipe Hose Systems - FHS | 1008584
01-G1 | 01-G1 Berkeley Courthouse | 01-G1-D5010-200-ESD01 | Main Electrical Panel - SBR01 | Siemens | E-547459 | SB3 REV.A | OM00001348 |  | Main Electrical Room | NA | NA | NA | NA | 208/120 | 800 | Electric | 3 | NA | NA | \Classifications\Building System Class\D50-Electrical SYS\D5010 - Elec Service & Dist\Electical Service and Distribution - ESD | 1008586
01-G1 | 01-G1 Berkeley Courthouse | 01-G1-D5037-710-FAP01 | Fire Alarm Panel - FAP01 | Fire-Lite | DNA | MS9600 | OM00005126 |  | IT Room | NA | NA | NA | NA | 110 | DNA | Electric | 1 | NA | NA | \Classifications\Building System Class\D50-Electrical SYS\D5030 - Comm & Security\Fire Alarm Panel - FAP | 1008587
01-G1 | 01-G1 Berkeley Courthouse | 01-G1-D5038-810-ITA01 | Intrusion Alarm - ITA01 | Bosch | DNA | DNA | OM00001350 |  | Mechanical room | NA | NA | NA | NA | 110 | DNA | Electric | 1 | NA | NA | \Classifications\Building System Class\D50-Electrical SYS\D5030 - Comm & Security\Intrusion Alarm - ITA | 1008588
01-G1 | 01-G1 Berkeley Courthouse | 01-G1-D5092-250-EML24 | Emergency And Exit Lighting - EML24 | Isolite | NA | NA | OM00001310 |  | NA | NA | NA | NA | NA | 110 | DNA | Electric | 1 | NA | NA | \Classifications\Building System Class\D50-Electrical SYS\D5090 - Elec SYS\Emergency And Exit Lighting - EML | 1008589
01-G1 | 01-G1 Berkeley Courthouse | 01-G1-D5010-110-EMT01 | Electric Meter Readings - EMT01 | Schulmberger | DNA | DNA | OM00001311 |  | Main Electrical Room | NA | NA | NA | NA | 208/120 | 800 | Electric | 3 | NA | NA | \Classifications\Building System Class\D50-Electrical SYS\D5010 - Elec Service & Dist\Electric Meter Readings - EMT | 1008590
01-G1 | 01-G1 Berkeley Courthouse | 01-G1-D3012-120-GMR01 | Gas Meter Readings - GMR01 | Schulmberger | 52725530 | 1000A | OM00001312 |  | Rear of Building | NA | NA | NA | NA | NA | NA | Gas | NA | NA | NA | \Classifications\Building System Class\D30-HVAC Systems\D3010 - Energy Supply\Gas Meter Readings - GMR | 1008591
01-G1 | 01-G1 Berkeley Courthouse | 01-G1-D2020-130-WMR01 | Water Meter Readings - WMR01 | NA | DNA | DNA | OM00001313 |  | Front of Building | NA | NA | NA | NA | NA | NA | NA | NA | NA | NA | \Classifications\Building System Class\D20-Plumbing\D2020 - Domestic Water\Water Meter Readings - WMR | 1008592
01-G1 | 01-G1 Berkeley Courthouse | 01-G1-D5092-250-ELT01 | Exterior Lighting - ELT01 | NA | NA | NA | OM00001315 |  | Surrounding the Building | NA | NA | NA | NA | 110 | DNA | Electric | DNA | NA | NA | \Classifications\Building System Class\D50-Electrical SYS\D5090 - Elec SYS\Exterior Lighting - ELT | 1008593
01-G1 | 01-G1 Berkeley Courthouse | 01-G1-G2049-300-HSC01 | Hardscape - HSC01 | NA | NA | NA | OM00001316 |  | Rear of Building | NA | NA | NA | NA | NA | NA | NA | NA | NA | NA | \Classifications\Building System Class\G20-Other Systems\G2040 - Site Development\Hardscape - HSC | 1008594
01-H1 | 01-H1 Fremont Hall of Justice | 01-H1-D3031-140-CLR01 | Chiller,Air Cooled - CLR01 | Trane | U98G01884 | RTAA1304XP01A3DIB | OM00004520 |  | Floor 4, Outside on roof | NA | NA | R-22 | NA | 480 | 244 | ELECTRIC | 3 | NA | NA | \Classifications\Building System Class\D30-HVAC Systems\D3030 - Cooling SYS\Chiller, Air Cooled - CLR | EQ-1003175
01-H1 | 01-H1 Fremont Hall of Justice | 01-H1-D3031-140-CLR02 | Chiller,Air Cooled - CLR02 | Trane | U00B06088 | RTAA1304XT01A3D1BDFN | OM00004522 |  | Floor 4, Outside on roof | NA | NA | R-22 | NA | 480 | 244 | ELECTRIC | 3 | NA | NA | \Classifications\Building System Class\D30-HVAC Systems\D3030 - Cooling SYS\Chiller, Air Cooled - CLR | EQ-1003176
01-H1 | 01-H1 Fremont Hall of Justice | 01-H1-D3041-110-AHU01 | Air Handling Unit - AHU01 | Trane | U77D00738 | CF-24-A-2-SW-3-CCW-UB-S-X | OM00004659 |  | 2nd floor Fan room 2A | BP-99 / A-75 | 3-12" X 24" X 2", 3-24" X 24"X2" | NA | 10 1.5 | 480 | 13.5,2.5 | ELECTRIC | 3 | NA | NA | \Classifications\Building System Class\D30-HVAC Systems\D3040 - Distribution SYS\Air Handling Unit - AHU | EQ-1003177
01-H1 | 01-H1 Fremont Hall of Justice | 01-H1-D3041-110-AHU02 | Air Handling Unit - AHU02 | Trane | U77D00739 | CF-27-A-2-SW-3-CW-TAU-S-X | OM00004657 |  | 2nd floor Fan room 2B | B-105 / AX-78 | 3-12" X 24" X 2", 3-24" X 24"X2" | NA | 10 1.5 | 480 | 13.5,2.5 | ELECTRIC | 3 | NA | NA | \Classifications\Building System Class\D30-HVAC Systems\D3040 - Distribution SYS\Air Handling Unit - AHU | EQ-1003178
01-H1 | 01-H1 Fremont Hall of Justice | 01-H1-D3041-110-AHU03 | Air Handling Unit - AHU03 | Trane | U77D00740 | CF-27-A-2-SW-3-CCW-TAU-S-X | OM00004653 |  | 2nd floor Fan room 2C | B-105 / A-68 | 4-12" X 24" X 2", 4-24" X 24"X2" | NA | 10 2 | 480 | 13.5, 3 | ELECTRIC | 3 | NA | NA | \Classifications\Building System Class\D30-HVAC Systems\D3040 - Distribution SYS\Air Handling Unit - AHU | EQ-1003179
01-H1 | 01-H1 Fremont Hall of Justice | 01-H1-D3041-110-AHU04 | Air Handling Unit - AHU04 | Trane | U77A48173 | CF-27-A-2-SW-3-CW-TAU-S-X | OM00004667 |  | 2nd floor Fan room 2D | B-105 A-70 | 3-12" X 24" X 2", 3-24" X 24"X2" | NA | 10 1.5 | 480 | 13.5,2.5 | ELECTRIC | 3 | NA | NA | \Classifications\Building System Class\D30-HVAC Systems\D3040 - Distribution SYS\Air Handling Unit - AHU | EQ-1003180
01-H1 | 01-H1 Fremont Hall of Justice | 01-H1-D3041-110-AHU05 | Air Handling Unit - AHU05 | Trane | U77A48174 | CF-24-A-2-SW-3-CW-UB-S-X | OM00004536 |  | Outside on roof stand alone room containing 2 AH's | B-97 /A-66 | 4-12"" X 24"" 2-24"" X 24"" | NA | 7.5 1.5 | 480 | 20.4/10.2 5/2.5 | ELECTRIC | 3 | NA | NA | \Classifications\Building System Class\D30-HVAC Systems\D3040 - Distribution SYS\Air Handling Unit - AHU | EQ-1003181
01-H1 | 01-H1 Fremont Hall of Justice | 01-H1-D3041-110-AHU06 | Air Handling Unit - AHU06 | Trane | U77A48175 | CF-24-A-2-SW-3-CW-UB-S-X | OM00004535 |  | Outside on roof stand alone room containing 2 AH's | B-97 /A-66 | 4-12"" X 24"" 2-24"" X 24"" | NA | 7.5 1.5 | 480 | 20.4/10.2 5/2.5 | ELECTRIC | 3 | NA | NA | \Classifications\Building System Class\D30-HVAC Systems\D3040 - Distribution SYS\Air Handling Unit - AHU | EQ-1003182
01-H1 | 01-H1 Fremont Hall of Justice | 01-H1-D3041-110-AHU07 | Air Handling Unit - AHU07 | Trane | U77A48092 | CF-24-A-2-SW-3-CW-UB-S-X | OM00004526 |  | Outside on roof stand alone room containing 2 AH's | B-97 /A-66 | 4-12"" X 24"" 2-24"" X 24"" | NA | 7.5 1.5 | 480 | 20.4/10.2 5/2.5 | ELECTRIC | 3 | NA | NA | \Classifications\Building System Class\D30-HVAC Systems\D3040 - Distribution SYS\Air Handling Unit - AHU | EQ-1003183
01-H1 | 01-H1 Fremont Hall of Justice | 01-H1-D3041-110-AHU08 | Air Handling Unit - AHU08 | Trane | U77A48093 | CF-24-A-2-SW-3-CW-UB-S-X | OM00004525 |  | Outside on roof stand alone room containing 2 AH's | B-97 /A-66 | 4-12"" X 24"" 2-24"" X 24"" | NA | 7.5 2 | 480 | 20.4/10.2 6/3 | ELECTRIC | 3 | NA | NA | \Classifications\Building System Class\D30-HVAC Systems\D3040 - Distribution SYS\Air Handling Unit - AHU | EQ-1003184
01-H1 | 01-H1 Fremont Hall of Justice | 01-H1-D3041-110-AHU09 | Air Handling Unit - AHU09 | Trane Centrifugal | U77A47950 | CF-20-A-2-SW-9-CCW-UB-S-X | OM00004530 |  | Outside on roof stand alone room containing 2 AH's | BP-51 / A-64 | 3-12"" X 24"" 2-24"" X 24"" | NA | 7.5 2 | 480 | 20.4/10.2 6/3 | ELECTRIC | 3 | NA | NA | \Classifications\Building System Class\D30-HVAC Systems\D3040 - Distribution SYS\Air Handling Unit - AHU | EQ-1003185
01-H1 | 01-H1 Fremont Hall of Justice | 01-H1-D3041-110-AHU10 | Air Handling Unit - AHU10 | Trane Centrifugal | U77A47951 | CF-20-A-2-SW-9-CW-UB-S-X | OM00004531 |  | Outside on roof stand alone room containing 2 AH's | BP-51 / A-64 | 3-12"" X 24"" 2-24"" X 24"" | NA | 7.5 2 | 480 | 20.4/10.2 5/2.5 | ELECTRIC | 3 | NA | NA | \Classifications\Building System Class\D30-HVAC Systems\D3040 - Distribution SYS\Air Handling Unit - AHU | EQ-1003186
01-H1 | 01-H1 Fremont Hall of Justice | 01-H1-D3041-110-AHU11 | Air Handling Unit - AHU11 | Trane Centrifugal | U77A47952 | CF-22-A-2-SW-9-CCW-UB-S-X | OM00004539 |  | Outside on roof stand alone room containing 2 AH's | BP-51 / A-64 | 3-12"" X 24"" 2-24"" X 24"" | NA | 7.5 1.5 | 480 | 20.4/10.2 6/3 | ELECTRIC | 3 | NA | NA | \Classifications\Building System Class\D30-HVAC Systems\D3040 - Distribution SYS\Air Handling Unit - AHU | EQ-1003187
01-H1 | 01-H1 Fremont Hall of Justice | 01-H1-D3041-110-AHU12 | Air Handling Unit - AHU12 | Trane Centrifugal | U77A47953 | CF-22-A-2-SW-9-CW-UB-S-X | OM00004540 |  | Outside on roof stand alone room containing 2 AH's | B-48 / A-60 | 3-12"" X 24"" 2-24"" X 24"" | NA | 7.5 1 | 480 | 20.4/10.2 3.1/1/8 | ELECTRIC | 3 | NA | NA | \Classifications\Building System Class\D30-HVAC Systems\D3040 - Distribution SYS\Air Handling Unit - AHU | EQ-1003188
01-H1 | 01-H1 Fremont Hall of Justice | 01-H1-D3041-110-AHU13 | Air Handling Unit - AHU13 | Trane | U77A48094 | CF-24-A-2-SW-3-CW-UB-S-X | OM00004541 |  | Room off Air compressor room | B-99 / A60 | 3-12"" X 24"" 2-24"" X 24"" | NA | 10 1.5 | 480 | 26/13-5/2.5 | ELECTRIC | 3 | NA | NA | \Classifications\Building System Class\D30-HVAC Systems\D3040 - Distribution SYS\Air Handling Unit - AHU | EQ-1003189
01-H1 | 01-H1 Fremont Hall of Justice | 01-H1-D3031-100-PCH01 | Chilled Water Pump - PCH01 | PACO | DNA | 11-25957-133C01 | OM00004583 |  | Boiler room near shop Floor 4 | NA | NA | NA | 7.5 | 480 | 9.7 | ELECTRIC | 3 | NA | NA | \Classifications\Building System Class\D30-HVAC Systems\D3030 - Cooling SYS\Chilled Water Pump - PCH | EQ-1003190
01-H1 | 01-H1 Fremont Hall of Justice | 01-H1-D3031-100-PCH02 | Chilled Water Pump - PCH02 | PACO | DNA | 11-25957-133C01 | OM00004584 |  | Boiler room near shop Floor 4 | NA | NA | NA | 7.5 | 480 | 9.7 | ELECTRIC | 3 | NA | NA | \Classifications\Building System Class\D30-HVAC Systems\D3030 - Cooling SYS\Chilled Water Pump - PCH | EQ-1003191
01-H1 | 01-H1 Fremont Hall of Justice | 01-H1-D3090-114-CMP04 | Control Air Compressor - CMP04 | Chicago Pneumatic | HDP250571 | RCP10123D4 | OM00019585 | 85 | Floor 4, Air Compressor room | B-75 | NA | NA | 10 | 240 | 14/7 | ELECTRIC | 3 | NA | NA | \Classifications\Building System Class\D30-HVAC Systems\D3090 - Other HVAC Systems and Equipment\Air Compressor - CMP | EQ-1003194
01-H1 | 01-H1 Fremont Hall of Justice | 01-H1-D5092-210-GEN01 | Emergency Standby Generator - GEN01 | Kohler | 482095 | 100RO271 | OM00004517 | Permit # B1000 | Floor 4, Boiler Room | NA | NA | NA | 180 | 480 | NA | Diesel | 3 | NA | NA | \Classifications\Building System Class\D50-Electrical SYS\D5090 - Elec SYS\Emergency Generator - GEN | EQ-1003196
01-H1 | 01-H1 Fremont Hall of Justice | 01-H1-D3031-100-PCH03 | Chilled Water Pump - PCH03 | PACO | DNA | 11-25957-133C01 | OM00004813 |  | Boiler room near shop Floor 4 | NA | NA | NA | 7.50 | 480 | 9.7 | Electric | 3 | NA | NA | \Classifications\Building System Class\D30-HVAC Systems\D3030 - Cooling SYS\Chilled Water Pump - PCH | EQ-1003203
01-H1 | 01-H1 Fremont Hall of Justice | 01-H1-D3031-100-PCH04 | Chilled Water Pump - PCH04 | Pacific Pumping Company | DNA | DNA | OM00004814 |  | Boiler room near shop Floor 4 | NA | NA | NA | 7.50 | 480 | 9.7 | Electric | 3 | NA | NA | \Classifications\Building System Class\D30-HVAC Systems\D3030 - Cooling SYS\Chilled Water Pump - PCH | EQ-1003204
01-H1 | 01-H1 Fremont Hall of Justice | 01-H1-D1010-100-ELE01 | Elevator,Hydraulic,Pass/Freight -Public ELE01 | MONTGOMERY | 64310 | 451H | OM00004991 | State ID# 064310 | Elevator Mechanical Room | 4-5L710 | NA | NA | 50 | 480 | DNA | ELECTRIC | 3 | NA | NA | \Classifications\Building System Class\D10-Conveyance Systems\D1010 - Elevator\Elevator,Electric,Pass/Freight - ELE | EQ-1004972
01-H1 | 01-H1 Fremont Hall of Justice | 01-H1-D1010-100-ELE02 | Elevator,Hydraulic,Pass/Freight -Public ELE02 | MONTGOMERY | 64311 | 451H | OM00004990 | State ID# 064311¦ Elevator Pub E | Elevator Mechanical Room | 4-5L710 | NA | NA | 50 | 480 | DNA | Hydraulic | 3 | NA | NA | \Classifications\Building System Class\D10-Conveyance Systems\D1010 - Elevator\Elevator,Hydraulic,Pass/Freight - ELE | EQ-1004973
01-H1 | 01-H1 Fremont Hall of Justice | 01-H1-D1010-100-ELE03 | Elevator,Hydraulic,Pass/Freight - ELE03, Judge | MONTGOMERY | 64312 | 431N | OM00005041 | State ID# 064312¦ Elevator - Judge | Elevator Mechanical Room | 4-3583VX560 | NA | NA | 25 | 480 | 62/31 | Hydraulic | 3 | NA | NA | \Classifications\Building System Class\D10-Conveyance Systems\D1010 - Elevator\Elevator,Hydraulic,Pass/Freight - ELE | EQ-1004974
01-H1 | 01-H1 Fremont Hall of Justice | 01-H1-D1010-100-ELE04 | Elevator,Hydraulic,Pass/Freight -Inmate ELE04 | MONTGOMERY | 64313 | 431N | OM00004992 | State ID# 064313¦ Elevator - Jail | Elevator Mechanical Room | 4-3583VX560 | NA | NA | 25 | 480 | 62/31 | Hydraulic | 3 | NA | NA | \Classifications\Building System Class\D10-Conveyance Systems\D1010 - Elevator\Elevator,Hydraulic,Pass/Freight - ELE | EQ-1004975
01-H1 | 01-H1 Fremont Hall of Justice | 01-H1-D2017-100-SHW01 | Eye Washes & Emergency Showers - SHW01 | Bradley | DNA | 114-052 | OM00005197 |  | 4th Floor, boiler room | NA | NA | NA | DNA | NA | NA | NA | NA | NA | NA | \Classifications\Building System Class\D20-Plumbing\D2010 - Plumb Fix\Showers - SHW | EQ-1004976
01-H1 | 01-H1 Fremont Hall of Justice | 01-H1-D4031-100-FEX52 | Fire Extinguisher (52) | Badger | NA | ABC | OM00005232 |  | bldg | NA | NA | NA | NA | NA | NA | NA | NA | NA | NA | \Classifications\Building System Class\D40-Fire Protection SYS\D4030 - FIRE SPEC\Fire Extinguisher - FEX | EQ-1004977
01-H1 | 01-H1 Fremont Hall of Justice | 01-H1-D3050-250-ACU01 | Air Conditioning,Split System - ACU01 | Trane | L312X9EAE | TTR030C100A2 | OM00004815 |  | Roof Floor 4 | NA | NA | R-22 | DNA | 240 | 20 | ELECTRIC | 2 | NA | NA | \Classifications\Building System Class\D30-HVAC Systems\D3050 - Package SYS\Air Conditioning,Split System - ACU | EQ-1004978
01-H1 | 01-H1 Fremont Hall of Justice | 01-H1-B2010-100-BLD01 | Building Structure | NA | NA | NA | OM00032382 |  | NA | NA | NA | NA | NA | NA | NA | NA | NA | NA | NA | \Classifications\Building System Class\B20-General Building Exterior\B2010 - Exterior Walls\Building - BLD | EQ-1007239
01-H1 | 01-H1 Fremont Hall of Justice | 01-H1-B2034-400-DOH01 | Door,Overhead,Roll-up,Electric - DOH01 | Cookson Company | DNA | ABCC33 | OM00019554 |  | Traffic Department | NA | NA | NA | DNA | DNA | 5.1-4.8/2.4 | Electric | 3 | NA | NA | \Classifications\Building System Class\B20-General Building Exterior\B2030 - Exterior Doors\Door,Overhead-Shutter,Manual,Elec,Roll-up - DOH | 1008097
01-H1 | 01-H1 Fremont Hall of Justice | 01-H1-B2034-400-DOH02 | Door,Overhead,Roll-up,Electric - DOH02 | Cookson Company | DNA | ABCC33 | OM00019555 |  | Traffic Department | NA | NA | NA | DNA | DNA | 5.1-4./2.4 | Electric | 3 | NA | NA | \Classifications\Building System Class\B20-General Building Exterior\B2030 - Exterior Doors\Door,Overhead-Shutter,Manual,Elec,Roll-up - DOH | 1008098
01-H1 | 01-H1 Fremont Hall of Justice | 01-H1-B2034-400-DOH03 | Door,Overhead,Roll-up,Electric - DOH03 | Cookson Company | DNA | ABCC33 | OM00019556 |  | Traffic Department | NA | NA | NA | DNA | DNA | DNA | Electric | 3 | NA | NA | \Classifications\Building System Class\B20-General Building Exterior\B2030 - Exterior Doors\Door,Overhead-Shutter,Manual,Elec,Roll-up - DOH | 1008099
01-H1 | 01-H1 Fremont Hall of Justice | 01-H1-B2034-400-DOH04 | Door,Overhead,Roll-up,Electric - DOH04 | Overhead Door Corp. | 867884-1 | NA | OM00019568 |  | Sally Port | NA | NA | NA | NA | NA | DNA | Electric | 3 | NA | NA | \Classifications\Building System Class\B20-General Building Exterior\B2030 - Exterior Doors\Door,Overhead-Shutter,Manual,Elec,Roll-up - DOH | 1008100
01-H1 | 01-H1 Fremont Hall of Justice | 01-H1-B2034-400-DOH05 | Door,Overhead,Roll-up,Electric - DOH05 | Overhead Door Corp. | 250603-1 | NA | OM00019569 |  | Sally Port | NA | NA | NA | NA | DNA | DNA | Electric | 3 | NA | NA | \Classifications\Building System Class\B20-General Building Exterior\B2030 - Exterior Doors\Door,Overhead-Shutter,Manual,Elec,Roll-up - DOH | 1008101
01-H1 | 01-H1 Fremont Hall of Justice | 01-H1-B2034-400-DOH06 | Door,Overhead,Roll-up,Electric - DOH06 | Pacific Rolling Door | 401921 | DNA | OM00019558 |  | Family Law Interior | NA | NA | NA | DNA | DNA | DNA | Electric | 3 | NA | NA | \Classifications\Building System Class\B20-General Building Exterior\B2030 - Exterior Doors\Door,Overhead-Shutter,Manual,Elec,Roll-up - DOH | 1008102
01-H1 | 01-H1 Fremont Hall of Justice | 01-H1-B2034-400-DOH08 | Door,Overhead,Roll-up,Electric - DOH08 | Cookson Company | DNA | DNA | OM00019559 |  | Sherriffs Office | NA | NA | NA | DNA | DNA | 5.1-4./2.4 | Electric | 3 | NA | NA | \Classifications\Building System Class\B20-General Building Exterior\B2030 - Exterior Doors\Door,Overhead-Shutter,Manual,Elec,Roll-up - DOH | 1008104
01-H1 | 01-H1 Fremont Hall of Justice | 01-H1-B2034-400-DOH09 | Door,Overhead,Roll-up,Electric - DOH09 | Cookson Company | DNA | DNA | OM00019560 |  | Financial Hearing Hallway | NA | NA | NA | DNA | DNA | 5.1-4./2.4 | Electric | 3 | NA | NA | \Classifications\Building System Class\B20-General Building Exterior\B2030 - Exterior Doors\Door,Overhead-Shutter,Manual,Elec,Roll-up - DOH | 1008105
01-H1 | 01-H1 Fremont Hall of Justice | 01-H1-B2034-400-DOH10 | Door,Overhead,Manual - DOH | Cookson Company | NA | ABCC33 | OM00019561 |  | Snack Bar | NA | NA | NA | NA | NA | NA | NA | 3 | NA | NA | \Classifications\Building System Class\B20-General Building Exterior\B2030 - Exterior Doors\Door,Overhead-Shutter,Manual,Elec,Roll-up - DOH | 1008106
01-H1 | 01-H1 Fremont Hall of Justice | 01-H1-B2033-120-DOR01 | Door,Sliding,Electric - DOR01 | NA | NA | NA | OM00019570 |  | Sheriffs Holding Cells | NA | NA | NA | NA | NA | DNA | Electric | 2 | NA | NA | \Classifications\Building System Class\B20-General Building Exterior\B2030 - Exterior Doors\Door,Automatic-Sliding,Revolving - DOR | 1008107
01-H1 | 01-H1 Fremont Hall of Justice | 01-H1-B3010-100-RUF01 | Roof - RUF | NA | NA | NA | OM00019576 |  | Roof | NA | NA | NA | NA | NA | NA | NA | NA | NA | NA | \Classifications\Building System Class\B30-Roofing\B3010 - Roof Types\Roof - RUF | 1008108
01-H1 | 01-H1 Fremont Hall of Justice | 01-H1-C1020-110-FRD01 | Fire Doors, Won - FRD01 | Weyerhaeuser | NA | NA | OM00019566 |  | Screening Station | NA | NA | NA | NA | NA | DNA | Electric | 1 | NA | NA | \Classifications\Building System Class\C10-General Building Interior\C1020 - Fire Doors\Fire Doors - FRD | 1008109
01-H1 | 01-H1 Fremont Hall of Justice | 01-H1-C1020-110-FRD02 | Fire Doors, Won - FRD02 | Weyerhaeuser | NA | NA | OM00019567 |  | Screening Station | NA | NA | NA | NA | NA | DNA | Electric | 1 | NA | NA | \Classifications\Building System Class\C10-General Building Interior\C1020 - Fire Doors\Fire Doors - FRD | 1008110
01-H1 | 01-H1 Fremont Hall of Justice | 01-H1-D2023-310-HWP01 | Domestic Hot Water Circulating Pump - PHW02 | Taco | DNA | 009-BF5-3 | OM00019584 |  | Air Compressor room | NA | NA | NA | 1/8 | 110 | 1.4 | Electric | 1 | NA | NA | \Classifications\Building System Class\D20-Plumbing\D2020 - Domestic Water\Domestic Hot Water Circulating Pump - HWP | 1008115
01-H1 | 01-H1 Fremont Hall of Justice | 01-H1-G3060-320-DFP01 | Diesel Fuel Transfer Pump - DFP | Westinghouse | NA | NA | OM00019583 |  | Boiler Room | NA | NA | NA | NA | NA | DNA | Electric | 2 | NA | NA | \Classifications\Building System Class\G30-Site Mechanical Utilities\G3060 - Fuel Distribution\Pump, Fuel, Diesel Fuel Transfer Pump - DFP | 1008117
01-H1 | 01-H1 Fremont Hall of Justice | 01-H1-D3068-100-BAS02 | Building Automation System - BAS | Schneider Electric | E0-69-95-E2-EF-7F | VISTA 5.16 | OM00019564 |  | Building Engineering Office | NA | NA | NA | NA | NA | DNA | Electric | 1 | NA | NA | \Classifications\Building System Class\D30-HVAC Systems\D3060 - Control & Inst Air\Building Automation System - BAS | 1008118
01-H1 | 01-H1 Fremont Hall of Justice | 01-H1-D2023-100-BFP01 | Backflow Preventer - BFP01 Domestic Main Alameda County Water District performs testing on this backflow | Conbraco | N4399 | 4020002 | OM00019572 | ID#:1 | East Side of Building | NA | NA | NA | NA | NA | NA | NA | NA | NA | NA | \Classifications\Building System Class\D20-Plumbing\D2020 - Domestic Water\Backflow Preventer - BFP | 1008119
01-H1 | 01-H1 Fremont Hall of Justice | 01-H1-D4024-100-FHS16 | Other Stand Pipe and Hose Systems-FHS16 | DNA | DNA | DNA | OM00019575 |  | Throughout Building | NA | NA | NA | NA | NA | NA | NA | NA | NA | NA | \Classifications\Building System Class\D40-Fire Protection SYS\D4020 - Stand Pipe\Other Stand Pipe Hose Systems - FHS | 1008120
01-H1 | 01-H1 Fremont Hall of Justice | 01-H1-D5010-234-ATS01 | Automatic Transfer Switch - ATS | Kohler | A292070 | 62E5334 | OM00019574 |  | Floor 4, Boiler Room | NA | NA | NA | NA | 480/277 | 225 | Electric | 3 | NA | NA | \Classifications\Building System Class\D50-Electrical SYS\D5010 - Elec Service & Dist\Automatic Transfer Switch - ATS | 1008122
01-H1 | 01-H1 Fremont Hall of Justice | 01-H1-D5037-710-FAP01 | Fire Alarm Panel - FAP01 | Edwards System Technology | DNA | EST 2 | OM00019573 |  | Sherriffs Monitoring Station | NA | NA | NA | NA | 110 | DNA | Electric | 1 | NA | NA | \Classifications\Building System Class\D50-Electrical SYS\D5030 - Comm & Security\Fire Alarm Panel - FAP | 1008123
01-H1 | 01-H1 Fremont Hall of Justice | 01-H1-G3063-100-AST01 | Fuel Storage, above ground - FSA | Containment Solutions | 49310 | LP.1.000 | OM00019580 |  | South Side of Building | NA | NA | NA | DNA | NA | DNA | Diesel | NA | NA | NA | \Classifications\Building System Class\G30-Site Mechanical Utilities\G3060 - Fuel Distribution\Tank, Fuel Storage, Above Ground - AST | 1008124
01-H1 | 01-H1 Fremont Hall of Justice | 01-H1-D5092-250-EML91 | Emergency And Exit Lighting - EML91 | Technical Consumer Products | NA | NA | OM00019563 |  | Throughout Building | NA | NA | NA | NA | 277 | DNA | Electric | 1 | NA | NA | \Classifications\Building System Class\D50-Electrical SYS\D5090 - Elec SYS\Emergency And Exit Lighting - EML | 1008125
01-H1 | 01-H1 Fremont Hall of Justice | 01-H1-D5010-110-EMT01 | Electric Meter Readings - EMT01 | GE | P77922 | GEkV2c | OM00019581 |  | Main Electrical Room | NA | NA | NA | NA | 480 | DNA | Electric | 3 | NA | NA | \Classifications\Building System Class\D50-Electrical SYS\D5010 - Elec Service & Dist\Electric Meter Readings - EMT | 1008126
01-H1 | 01-H1 Fremont Hall of Justice | 01-H1-D3012-120-GMR01 | Gas Meter - GMR | American Meter Company | 42710481 | S-69 | OM00019579 |  | Gas Meter Area | NA | NA | NA | NA | NA | NA | NA | NA | NA | NA | \Classifications\Building System Class\D30-HVAC Systems\D3010 - Energy Supply\Gas Meter Readings - GMR | 1008127
01-H1 | 01-H1 Fremont Hall of Justice | 01-H1-D2020-130-WMR01 | Water Meter Readings - WMR01 | DNA | DNA | DNA | OM00019562 |  | DNA | NA | NA | NA | NA | NA | NA | NA | NA | NA | NA | \Classifications\Building System Class\D20-Plumbing\D2020 - Domestic Water\Water Meter Readings - WMR | 1008128
01-H1 | 01-H1 Fremont Hall of Justice | 01-H1-G2050-200-LSC01 | Landscaping - LSC01 | NA | NA | NA | OM00019577 |  | Exterior Lanscaping | NA | NA | NA | NA | NA | NA | NA | NA | NA | NA | \Classifications\Building System Class\G20-Other Systems\G2050 - Landscaping\Landscaping - LSC | 1008129
01-H1 | 01-H1 Fremont Hall of Justice | 01-H1-D5092-250-ELT64 | Exterior Lighting - ELT64 | NA | NA | NA | OM00019578 |  | Exterior Lighting | NA | NA | NA | NA | 277 | NA | Electric | 3 | NA | NA | \Classifications\Building System Class\D50-Electrical SYS\D5090 - Elec SYS\Exterior Lighting - ELT | 1008130
01-H1 | 01-H1 Fremont Hall of Justice | 01-H1-D5010-200-ESD01 | Main Electrical Panel - SBR01 | Westinghouse | SR13536IT.1 | NA | OM00019582 |  | Main Electrical Room | NA | NA | NA | NA | 480 | 2500 | Electric | 3 | NA | NA | \Classifications\Building System Class\D50-Electrical SYS\D5010 - Elec Service & Dist\Electical Service and Distribution - ESD | 1008131
01-H1 | 01-H1 Fremont Hall of Justice | 01-H1-D4010-150-FMS01 | System Extinguishing,Wet Pipe - FMS01 | Potter Roemer Inc. | DNA | DNA | OM00005239 |  | Main Public Hallway | NA | NA | NA | NA | NA | NA | NA | NA | NA | NA | \Classifications\Building System Class\D40-Fire Protection SYS\D4010 - Sprinkler SYS\Fire Systems, stand pipes - FMS | 1008132
01-H1 | 01-H1 Fremont Hall of Justice | 01-H1-D1092-120-PTS01 | Pneumatic Tube System -PTS | Koffler | P4287171 | 212 310 | OM00004521 |  | Air Compressor room | NA | NA | NA | 25 | 480 | 62/31 | Electric | 3 | NA | NA | \Classifications\Building System Class\D10-Conveyance Systems\D1090 - Other Conveyance Systems\Pneumatic Tube System -PTS | 1010125
01-H1 | 01-H1 Fremont Hall of Justice | 01-H1-D3041-160-FDP01 | Fire Dampers - FDP | DNA | DNA | DNA | OM00019565 |  | Throughout Building | NA | NA | NA | NA | 220 | NA | NA | NA | NA | NA | \Classifications\Building System Class\D30-HVAC Systems\D3040 - Distribution SYS\Fire Dampers - FDP | 1010126
01-H1 | 01-H1 Fremont Hall of Justice | 01-H1-D3050-250-ACU02 | Air Conditioning,Split System - ACU02 | York | EDJM247460 | H1RA048S06D | OM00004816 |  | Outside on roof east side | NA | NA | R-22 | DNA | 240 | 23.8 | Electric | 2 | NA | NA | \Classifications\Building System Class\D30-HVAC Systems\D3050 - Package SYS\Air Conditioning,Split System - ACU | 1010127
01-H1 | 01-H1 Fremont Hall of Justice | 01-H1-D3021-130-BLR03 | Boiler,Hot Water,Oil/Gas/Comb. - BLR03 | Raypak | 1310365842 | H7-2004A | OM00032573 |  | Floor 4, Boiler room near shop |  |  |  |  | 120 | 10 | Natural Gas | 1 | 1999000 | 1679160 | \Classifications\Building System Class\D30-HVAC Systems\D3020 - Heat SYS\Boiler,Hot Water,Oil/Gas/Comb. - BLR | 1016692
01-H1 | 01-H1 Fremont Hall of Justice | 01-H1-D3021-130-BLR04 | Boiler,Hot Water,Oil/Gas/Comb. - BLR04 | Raypak | 1310365843 | H7-2004A | OM00032574 |  | Floor 4, Boiler room near shop | NA | NA | NA | NA | 120 | 10 | Natural Gas | 1 | 1999000 | 1679160 | \Classifications\Building System Class\D30-HVAC Systems\D3020 - Heat SYS\Boiler,Hot Water,Oil/Gas/Comb. - BLR | 1016693
01-H1 | 01-H1 Fremont Hall of Justice | 01-H1-D3044-125-PHW03 | Hot Water Supply Pump Motor - PHW03 | Roldor-Reliance | F1309122320 | Super E Motor EM3218T | OM00032572 |  | Boiler room near shop Floor 4 | NA | NA | NA | 5 | 208-230/460 | 14-13.2/6.6 | Electric | 3 | NA | NA | \Classifications\Building System Class\D30-HVAC Systems\D3040 - Distribution SYS\Hot Water Pump - PHW | 1016694
01-H1 | 01-H1 Fremont Hall of Justice | 01-H1-D3044-125-PHW04 | Hot Water Supply Pump Motor - PHW04 | Roldor-Reliance | F1305142558 | Super E Motor EM3218T | OM00032571 |  | Boiler Room near shop Floor 4 | NA | NA | NA | 5 | 208-230/460 | 14-13.2/6.6 | Electric | 3 | NA | NA | \Classifications\Building System Class\D30-HVAC Systems\D3040 - Distribution SYS\Hot Water Pump - PHW | 1016695
01-J1 | 01-J1 New East County Hall of Justice | 01-J1-B2010-100-BLD01 | Building | NA | NA | NA | [13 empty] | \Classifications\Building System Class\B20-General Building Exterior\B2010 - Exterior Walls\Building - BLD | 1021725
01-J1 | 01-J1 New East County Hall of Justice | 01-J1-D2023-100-BFP01 | Backflow, Fire Main 6" for bypass 210068 | Watts | PA0781 | 757 6" DC | OM00044829 | Meter#: 17974955 Hazard ID: 1816004 | Fire Main for fire bypass 210068 NE of Bldg | NA | NA | NA | NA | NA | NA | NA | NA | NA | NA | \Classifications\Building System Class\D20-Plumbing\D2020 - Domestic Water\Backflow Preventer - BFP | 1021799
01-J1 | 01-J1 New East County Hall of Justice | 01-J1-D2023-100-BFP02 | Backflow, Fire bypass 3/4"for fire main PA0781 | Watts | 210068 | 007M3 3/4" DC | DNA | Meter#: 17974955 Hazard ID: 1816064 - 092459 | Fire bypass for fire main PA0781, NE of Bldg | NA | NA | NA | NA | NA | NA | NA | NA |  | NA | \Classifications\Building System Class\D20-Plumbing\D2020 - Domestic Water\Backflow Preventer - BFP | 1021800
01-J1 | 01-J1 New East County Hall of Justice | 01-J1-D2023-100-BFP03 | Backflow Preventor Water, 6" | Watts | PB2361 | 957 RP 6" | DNA | Meter#: 81871646 Hazard ID: 1816233 | 5151 Gleason Dr 1 of 2 | NA | NA | NA | NA | NA | NA | NA | NA | NA | NA | \Classifications\Building System Class\D20-Plumbing\D2020 - Domestic Water\Backflow Preventer - BFP | 1021801
01-J1 | 01-J1 New East County Hall of Justice | 01-J1-D3041-230-RFN02 | Return Fan - RFN02 | Huntair | 21434-03 | 20-95-145T-35x35x27-C6 | OM00044813 |  | Return Air | DNA | 24x24x2 Qty 50 | NA | 37.5 (15 Motors at 2.5HP) | 460 | 51 | Electric | 3 Ph, 60 Hz | NA | NA | \Classifications\Building System Class\D30-HVAC Systems\D3040 - Distribution SYS\Supply/Exhaust/Return fans- FAN | 1021809
01-J1 | 01-J1 New East County Hall of Justice | 01-J1-D3041-210-SFN01 | Supply Fan - SFN01 | Huntair | 21434-01 | 16-95-213T-37x38x28-C6 | OM00044546 |  | Return Air | DNA | 24x24x2 Qty 50 | NA | 135 (15 Motors at 9HP) | 460 | 139 | Electric | 3 Ph, 60 Hz | NA | NA | \Classifications\Building System Class\D30-HVAC Systems\D3040 - Distribution SYS\Supply/Exhaust/Return fans- FAN | 1021810
01-J1 | 01-J1 New East County Hall of Justice | 01-J1-D3041-210-SFN02 | Supply Fan - SFN02 | Huntair | 21434-02 | 16-95-213T-37x38x28-C6 | OM00044812 |  | Return Air | DNA | 24x24x2 Qty 50 | NA | 135 (15 Motors at 9HP) | 460 | 18 | Electric | 3 Ph, 60 Hz | NA | NA | \Classifications\Building System Class\D30-HVAC Systems\D3040 - Distribution SYS\Supply/Exhaust/Return fans- FAN | 1021811
01-J1 | 01-J1 New East County Hall of Justice | 01-J1-D5092-210-GEN01 | Emergency Generator - GEN01 | Caterpillar | 21434-02 | 800S | OM00044827 |  | Behind bulding near staff parking entrance | NA | DNA | NA | NA | 227/480 | 1203 | Diesel | 3 | DNA | DNA | \Classifications\Building System Class\D50-Electrical SYS\D5090 - Elec SYS\Emergency Generator - GEN | 1021812
01-J1 | 01-J1 New East County Hall of Justice | 01-J1-D3041-230-RFN01 | Return Fan - RFN01 | Huntair | 21434-03 | 20-95-145T-35x35x27-C6 | OM00044547 |  | Return Air | DNA | 24x24x2 Qty 50 | NA | 37.5 (15 Motors at 2.5HP) | 460 | 51 | Electric | 3 Ph, 60 Hz | NA | NA | \Classifications\Building System Class\D30-HVAC Systems\D3040 - Distribution SYS\Supply/Exhaust/Return fans- FAN | 1021808
01-J1 | 01-J1 New East County Hall of Justice | 01-J1-G3063-100-DFS01 | Diesel Fuel Leak Detection System - DFS01 | ACS Manufacturing, Inc. |  |  | OM00044828 |  | Behind bulding near staff parking entrance | NA | NA | NA | NA | NA | NA | NA | NA | NA | NA | \Classifications\Building System Class\G30-Site Mechanical Utilities\G3060 - Fuel Distribution\Diesel Fuel Leak Detection System - DFS | 1021813
01-J1 | 01-J1 New East County Hall of Justice | 01-J1-D3041-110-AHU01 | Air Handling unit - AHU01 | Stulz | 10032832 | OHS-120-C | OM00044840 |  | DNA | NA | DNA | NA | 3.1 | 460 | 6.3 | Electric | 3 Ph, 60 Hz | NA | NA | \Classifications\Building System Class\D30-HVAC Systems\D3040 - Distribution SYS\Air Handling Unit - AHU | 1021815
01-J1 | 01-J1 New East County Hall of Justice | 01-J1-D3041-110-AHU02 | Air Handling unit - AHU02 | Stulz | 10032832 | OHS-120-C | OM00044757 |  | DNA | NA | DNA | NA | 3.1 | 460 | 6.3 | Electric | 3 Ph, 60 Hz | NA | NA | \Classifications\Building System Class\D30-HVAC Systems\D3040 - Distribution SYS\Air Handling Unit - AHU | 1021816
01-J1 | 01-J1 New East County Hall of Justice | 01-J1-D5037-710-FAP01 | Fire Alarm Panel - FAP01 | Edwards | DNA | EST-3 | OM00044832 |  | Electrical room near sherrifs office | NA | NA | NA | NA | NA | NA | NA | NA | NA | NA | \Classifications\Building System Class\D50-Electrical SYS\D5030 - Comm & Security\Fire Alarm Panel - FAP | 1021817
01-J1 | 01-J1 New East County Hall of Justice | 01-J1-D1010-100-ELE01 | Elevator - ELE01 | ThyssenKrupp Elevator | DNA | TAC 50-04 | OM00044758 | State ID#: 171319¦Under Warranty txfr to JCC 05/02/2019 ¦ Maint covered til 06/15/2019 | Elevator | NA | NA | NA | 40 | 460 | 39 | Electric | 3 | NA | NA | \Classifications\Building System Class\D10-Conveyance Systems\D1010 - Elevator\Elevator,Electric,Pass/Freight - ELE | 1021818
01-J1 | 01-J1 New East County Hall of Justice | 01-J1-D1010-100-ELE02 | Elevator - ELE02 | ThyssenKrupp Elevator | DNA | TAC 50-04 | OM00044759 | State ID#: 173662¦Under Warranty txfr to JCC 05/02/2019 ¦ Maint covered til 06/15/2019 | Elevator | NA | NA | NA | 40 | 460 | 39 | Electric | 3 | NA | NA | \Classifications\Building System Class\D10-Conveyance Systems\D1010 - Elevator\Elevator,Electric,Pass/Freight - ELE | 1021819
01-J1 | 01-J1 New East County Hall of Justice | 01-J1-D1010-100-ELE03 | Elevator - ELE03 | ThyssenKrupp Elevator | DNA | TAC 50-04 | OM00044760 | State ID#: 173663¦Under Warranty txfr to JCC 05/02/2019 ¦ Maint covered til 06/15/2019 | Elevator | NA | NA | NA | 40 | 460 | 39 | Electric | 3 | NA | NA | \Classifications\Building System Class\D10-Conveyance Systems\D1010 - Elevator\Elevator,Electric,Pass/Freight - ELE | 1021820
01-J1 | 01-J1 New East County Hall of Justice | 01-J1-D1010-100-ELE04 | Elevator - ELE04 | ThyssenKrupp Elevator | DNA | TAC32T | OM00044761 | State ID#: 173669¦Under Warranty txfr to JCC 05/02/2019 ¦ Maint covered til 06/15/2019 | Elevator | NA | NA | NA | 30 | 460 | 28 | Electric | 3 | NA | NA | \Classifications\Building System Class\D10-Conveyance Systems\D1010 - Elevator\Elevator,Electric,Pass/Freight - ELE | 1021821
01-J1 | 01-J1 New East County Hall of Justice | 01-J1-D1010-100-ELE06 | Elevator - ELE06 | ThyssenKrupp Elevator | DNA | TAC32T | OM00044837 | State ID#: 173666¦Under Warranty txfr to JCC 05/02/2019 ¦ Maint covered til 06/15/2019 | Elevator | NA | NA | NA | 40 | 460 | 43 | Electric | 3 | NA | NA | \Classifications\Building System Class\D10-Conveyance Systems\D1010 - Elevator\Elevator,Electric,Pass/Freight - ELE | 1021823
01-J1 | 01-J1 New East County Hall of Justice | 01-J1-D1010-100-ELE05 | Elevator - ELE05 | ThyssenKrupp Elevator | DNA | TAC32T | OM00044837 | State ID#: 173665¦¦Under Warranty txfr to JCC 05/02/2019 ¦ Maint covered til 06/15/2019 | Elevator | NA | NA | NA | 30 | 460 | 28 | Electric | 3 | NA | NA | \Classifications\Building System Class\D10-Conveyance Systems\D1010 - Elevator\Elevator,Electric,Pass/Freight - ELE | 1021822
01-J1 | 01-J1 New East County Hall of Justice | 01-J1-D1010-100-ELE07 | Elevator - ELE07 | ThyssenKrupp Elevator | DNA | TAC32T | OM00044838 | State ID#: 173667¦Under Warranty txfr to JCC 05/02/2019 ¦ Maint covered til 06/15/2019 | Elevator | NA | NA | NA | 60 | 460 | 43 | Electric | 3 | NA | NA | \Classifications\Building System Class\D10-Conveyance Systems\D1010 - Elevator\Elevator,Electric,Pass/Freight - ELE | 1021824
01-J1 | 01-J1 New East County Hall of Justice | 01-J1-D1010-100-ELE09 | Elevator Main - ELE09 | ThyssenKrupp Elevator | 2102BB-TAC32 | TAC32 | OM00044764 | State ID#: 173664¦Under Warranty txfr to JCC 05/02/2019 ¦ Maint covered til 06/15/2019 | Elevator | NA | NA | NA | 25 | 460 | 34 | Electric | 3 Ph, 60 Hz | NA | NA | \Classifications\Building System Class\D10-Conveyance Systems\D1010 - Elevator\Elevator,Electric,Pass/Freight - ELE | 1021826
01-J1 | 01-J1 New East County Hall of Justice | 01-J1-D4022-210-JPM01 | Jockey Fire Pump - JPM01 | DNA | DNA | DNA | OM00044826 |  | A154 | NA | NA | NA | DNA | DNA | DNA | DNA | DNA | NA | NA | \Classifications\Building System Class\D40-Fire Protection SYS\D4020 - Stand Pipe\Jockey Pump - JPM | 1021825
01-J1 | 01-J1 New East County Hall of Justice | 01-J1-D1010-100-ELE08 | Elevator - ELE08 | ThyssenKrupp Elevator | DNA | TAC32T | OM00044763 | State ID#: 173668¦Under Warranty txfr to JCC 05/02/2019 ¦ Maint covered til 06/15/2019 | Elevator | NA | NA | NA | 40 | 460 | 43 | Electric | 3 | NA | NA | \Classifications\Building System Class\D10-Conveyance Systems\D1010 - Elevator\Elevator,Electric,Pass/Freight - ELE | 1021827
01-J1 | 01-J1 New East County Hall of Justice | 01-J1-D4010-150-FMS01 | System Extinguishing, Wet Pipe - FMS01 | DNA | DNA | DNA | DNA |  | DNA | NA | NA | NA | NA | NA | NA | NA | NA | NA | NA | \Classifications\Building System Class\D40-Fire Protection SYS\D4010 - Sprinkler SYS\Fire Systems, stand pipes - FMS | 1022057
01-J1 | 01-J1 New East County Hall of Justice | 01-J1-D3021-130-BLR02 | Boiler, Hot Water, Oil/Gas/Comb - BLR02 | AERCO | 6-15-2407 | BMK2500 | OM00044808 |  | Boiler Room | DNA | DNA | NA | DNA | DNA | DNA | Gas | DNA | 2500000 | 2300000 | \Classifications\Building System Class\D30-HVAC Systems\D3020 - Heat SYS\Boiler,Hot Water,Oil/Gas/Comb. - BLR | 1022091
01-J1 | 01-J1 New East County Hall of Justice | 01-J1-D3021-130-BLR01 | Boiler, Hot Water, Oil/Gas/Comb - BLR01 | AERCO | 6-14-0482 | BMK2500 | OM00044807 |  | Boiler Room | DNA | DNA | NA | 3 | 208 | <20 | Gas | DNA | 2500000 | 2337500 | \Classifications\Building System Class\D30-HVAC Systems\D3020 - Heat SYS\Boiler,Hot Water,Oil/Gas/Comb. - BLR | 1022090
01-J1 | 01-J1 New East County Hall of Justice | 01-J1-D3021-130-BLR03 | Boiler, Hot Water, Oil/Gas/Comb - BLR03 | AERCO | 6-15-2406 | BMK2500 | OM00044809 |  | Boiler Room | DNA | DNA | NA | DNA | DNA | DNA | Gas | DNA | 2500000 | 2300000 | \Classifications\Building System Class\D30-HVAC Systems\D3020 - Heat SYS\Boiler,Hot Water,Oil/Gas/Comb. - BLR | 1022092
01-J1 | 01-J1 New East County Hall of Justice | 01-J1-D3060-100-RDS01 | Refridgerant Ventilation and Emergency Action Panel (Refreidgerant Leak Detection Panel) - RDS01 | Honeywell | DNA | 301EM | OM00044849 |  | Chiller | NA | NA | NA | NA | NA | NA | NA | NA | NA | NA | \Classifications\Building System Class\D30-HVAC Systems\D3060 - Control & Inst Air\Refrigerant Leak Detection System - RDS | 1022093
01-J1 | 01-J1 New East County Hall of Justice | 01-J1-D3031-140-CLR03 | Air Cooled Chiller (ACCH-1) - CLR03 | Daikin | 11531C64628997 | YCAL0043EE46XEBSDTXUXHXXRLXXXX55XXXXXXXXXXSXXXXXX1XXXXXNBXXXXX | OM00044805 |  | Roof | DNA |  | 410A | DNA | 460 | 110 | Electric | 3 | NA | NA | \Classifications\Building System Class\D30-HVAC Systems\D3030 - Cooling SYS\Chiller, Air Cooled - CLR | 1022094
01-J1 | 01-J1 New East County Hall of Justice | 01-J1-D3031-140-CLR04 | Air Cooled Chiller (ACCH-2) - CLR04 | Daikin | 11531C64628998 | YCAL0043EE46XEBSDTXUXHXXRLXXXX55XXXXXXXXXXSXXXXXX1XXXXXNBXXXXX | OM00044806 |  | Roof | DNA | DNA | 410A | DNA | 460 | 110 |  | 3 | DNA | DNA | \Classifications\Building System Class\D30-HVAC Systems\D3030 - Cooling SYS\Chiller, Air Cooled - CLR | 1022095
01-J1 | 01-J1 New East County Hall of Justice | 01-J1-D3031-130-CLR01 | Water Cooled Chiller - CLR01 | Daikin | STNU151000174 | WMC290DCN-ER0B | OM00044841 |  | Chiller | DNA | DNA | R134a | DNA | 460 | 400 | Electric | 3 Ph, 60 Hz | DNA | DNA | \Classifications\Building System Class\D30-HVAC Systems\D3030 - Cooling SYS\Chiller, Water Cooled - CLR | 1022096
01-J1 | 01-J1 New East County Hall of Justice | 01-J1-D4031-100-FEX52 | Fire Extinguishers 52 | Multiple | Multiple | 5 lb Type ABC | DNA |  | Throughout bldg | NA | NA | NA | NA | NA | NA | NA | NA | NA | NA | \Classifications\Building System Class\D40-Fire Protection SYS\D4030 - FIRE SPEC\Fire Extinguisher - FEX | 1022100
01-J1 | 01-J1 New East County Hall of Justice | 01-J1-D5010-234-ATS01 | Automatic Transfer Switch - ATS01 | ASCO Power Technologies | 1284399 WE | 7000 Series | OM00044833 |  | Basement, Room B162, Main Emergency Switch | NA | NA | NA | NA | 277/480 | 150 | Electric | 3 Ph, 50/60 Hz | NA | NA | \Classifications\Building System Class\D50-Electrical SYS\D5010 - Elec Service & Dist\Automatic Transfer Switch - ATS | 1022105
01-J1 | 01-J1 New East County Hall of Justice | 01-J1-D3012-120-GMR01 | Meter Reading Gas - GMR01 | Roots Meter | 7906712 | 11M125 | OM00044824 |  | Near East side of Sallyport | NA | NA | NA | NA | NA | NA | NA | NA | NA | NA | \Classifications\Building System Class\D30-HVAC Systems\D3010 - Energy Supply\Gas Meter Readings - GMR | 1022110
01-J1 | 01-J1 New East County Hall of Justice | 01-J1-D3031-100-PCH01 | Chilled Water Pump - PCH01 | Baldor Electric | Z1509140167 | 39E585W916G1 | OM00044843 |  | Roof Chiller Room | NA | NA | DNA | 15 | 230/460 | 35.4/17.7 | Electric | 3 Ph, 60 Hz | NA | NA | \Classifications\Building System Class\D30-HVAC Systems\D3030 - Cooling SYS\Chilled Water Pump - PCH | 1022111
01-J1 | 01-J1 New East County Hall of Justice | 01-J1-D3031-130-CLR02 | Water Cooled Chiller - CLR02 | Daikin | STNU151000175 | WMC290DCN-ER0B | OM00044842 |  | Chiller Rm | DNA | DNA | R134a | DNA | 460 | 400 | Electric | 3 Ph, 60 Hz | NA | NA | \Classifications\Building System Class\D30-HVAC Systems\D3030 - Cooling SYS\Chiller, Water Cooled - CLR | 1022101
01-J1 | 01-J1 New East County Hall of Justice | 01-J1-D3030-110-CTW01 | Cooling Tower - CTW01 | Marley | 1011103-A1 | NC8402B6115 | OM00044550 |  | Roof | NA | NA | NA | 10 (Per Fan x2) | 460 | DNA | DNA | 3 | NA | NA | \Classifications\Building System Class\D30-HVAC Systems\D3030 - Cooling SYS\Cooling Tower - CTW | 1022102
01-J1 | 01-J1 New East County Hall of Justice | 01-J1-D3030-310-CTF01 | Cooling Tower Filter - CTF01 | Puroflux | 1554411503 | PF64-040A | OM00044549 |  | Roof | NA | NA | NA | 10 | 460 | 11.71 | Electric | 3 | NA | NA | \Classifications\Building System Class\D30-HVAC Systems\D3030 - Cooling SYS\Cooling Tower Filter - CTF | 1022103
01-J1 | 01-J1 New East County Hall of Justice | 01-J1-D5010-200-ESD01 | Main Electrical Panel - ESD01 | DNA | DNA | DNA | OM00044830 |  | Basement, B162 | NA | NA | NA | NA | DNA | DNA | DNA | DNA | NA | NA | \Classifications\Building System Class\D50-Electrical SYS\D5010 - Elec Service & Dist\Electical Service and Distribution - ESD | 1022104
01-J1 | 01-J1 New East County Hall of Justice | 01-J1-D3040-120-FCU20 | Fan Coil Unit 6-1 | Greenheck | 14604431 | VFC-800-7 | OM00044848 |  | Chiller RM | DNA | DNA | DNA | .75 | 460 | 15 | Electric | 3 Ph, 60 Hz | NA | NA | \Classifications\Building System Class\D30-HVAC Systems\D3040 - Distribution SYS\Fan Coil Unit - FCU | 1022106
01-J1 | 01-J1 New East County Hall of Justice | 01-J1-D3042-220-EFN02 | Roof Exhaust Fan - EFN02 | Greenheck | 14384953 | USF-324-10-BI-50-X | OM00044548 |  | Roof (SouthWest Corner) | DNA | NA | NA | 5 HP | 460 | DNA | Electric | 3 | NA | NA | \Classifications\Building System Class\D30-HVAC Systems\D3040 - Distribution SYS\Supply/Exhaust/Return fans- FAN | 1022107
01-J1 | 01-J1 New East County Hall of Justice | 01-J1-C1020-110-FRD01 | Fire Doors or Curtains - FRD01 | DNA | DNA | DNA | OM00044831 |  | Near holding cell area control room | NA | NA | NA | NA | DNA | DNA | DNA | DNA | NA | NA | \Classifications\Building System Class\C10-General Building Interior\C1020 - Fire Doors\Fire Doors Sliding (Fire Curtain)- FRD | 1022108
01-J1 | 01-J1 New East County Hall of Justice | 01-J1-D4013-200-PRE01 | Fire PreactionSystem - PRE01 | Kidde Fire Systems | DNA | ARIES NETLink | OM00044839 |  | DNA | NA | NA | NA | NA | NA | NA | NA | NA | NA | NA | \Classifications\Building System Class\D40-Fire Protection SYS\D4010 - Sprinkler SYS\Fire Systems, Preaction System - PRE | 1022109
01-J1 | 01-J1 New East County Hall of Justice | 01-J1-D3031-100-PCH02 | Chilled Water Pump - PCH02 | Baldor Electric | Z1509140152 | 39E585W916G1 | OM00044844 |  | Roof Chiller Room | NA | NA | DNA | 15 | 230/460 | 35.4/17.7 | Electric | 3 Ph, 60 Hz | NA | NA | \Classifications\Building System Class\D30-HVAC Systems\D3030 - Cooling SYS\Chilled Water Pump - PCH | 1022112
01-J1 | 01-J1 New East County Hall of Justice | 01-J1-D3031-100-PCH03 | Chilled Water Pump - PCH03 | Baldor Electric | Z1509140157 | 39E585W916G1 | OM00044845 |  | Roof Chiller Room | NA | NA | DNA | 15 | 230/460 | 35.4/17.7 | Electric | 3 Ph, 60 Hz | NA | NA | \Classifications\Building System Class\D30-HVAC Systems\D3030 - Cooling SYS\Chilled Water Pump - PCH | 1022113
01-J1 | 01-J1 New East County Hall of Justice | 01-J1-D3031-100-PCH04 | Chilled Water Pump - PCH04 | Baldor Electric | Z1509140162 | 39E585W916G1 | OM00044846 |  | Roof Chiller Room | NA | NA | DNA | 15 | 230/460 | 35.4/17.7 | Electric | 3 Ph, 60 Hz | NA | NA | \Classifications\Building System Class\D30-HVAC Systems\D3030 - Cooling SYS\Chilled Water Pump - PCH | 1022114
01-J1 | 01-J1 New East County Hall of Justice | 01-J1-D3031-100-PCH05 | Chilled Water Pump - PCH05 | Baldor Electric | F1602185810 | 37N396R008G1 | OM00044853 |  | Boiler | NA | NA | DNA | 7.5 | 230/460 | 18.6/9.3 | Electric | 3 Ph, 60 Hz | NA | NA | \Classifications\Building System Class\D30-HVAC Systems\D3030 - Cooling SYS\Chilled Water Pump - PCH | 1022115
01-J1 | 01-J1 New East County Hall of Justice | 01-J1-D4022-210-FSG01 | Fire Pump, Electric Motor Driven - FSG01 | Metron | 23716573 | MP435-100-480C | OM00044825 |  | Room A154 | NA | NA | NA | 100 | 480 | 236/118 | Electric | 3 Ph, 60 Hz | NA | NA | \Classifications\Building System Class\D40-Fire Protection SYS\D4020 - Stand Pipe\Pump,Fire,Electric Motor Driven - FSG | 1022117
01-J1 | 01-J1 New East County Hall of Justice | 01-J1-D3031-100-PCH06 | Chilled Water Pump - PCH06 | Baldor Electric | F1602185809 | 37N396R008G1 | OM00044852 |  | Boiler | NA | NA | DNA | 7.5 | 230/460 | 18.6/9.3 | Electric | 3 Ph, 60 Hz | NA | NA | \Classifications\Building System Class\D30-HVAC Systems\D3030 - Cooling SYS\Chilled Water Pump - PCH | 1022116
01-J1 | 01-J1 New East County Hall of Justice | 01-J1-D2022-260-HWG01 | Gas Water Heater - HWG01 | Conquest | 138581 | 30 L 100A-GCL | OM00044816 |  | Maintenance | NA | NA | NA | NA | 120 | 3.5 | Gas | 1 Ph, 60 Hz | 300000 | DNA | \Classifications\Building System Class\D20-Plumbing\D2020 - Domestic Water\Domestic Water Heater, Gas - HWG | 1022120
01-J1 | 01-J1 New East County Hall of Justice | 01-J1-D3044-125-PHW01 | Hot Water Pump - PHW01 | Baldor Electric | F1509215133 | 37N396T853G2 | OM00044854 |  | Boiler RM | DNA | NA | NA | 10 | 230/460 | 25/12.5 | Electric | 3 Ph, 60 Hz | NA | NA | \Classifications\Building System Class\D30-HVAC Systems\D3040 - Distribution SYS\Hot Water Pump - PHW | 1022118
01-J1 | 01-J1 New East County Hall of Justice | 01-J1-D3044-125-PHW02 | Hot Water Pump - PHW02 | Baldor Electric | F1509215134 | 37N396T853G2 | OM00044855 |  | Boiler RM | DNA | NA | NA | 10 | 230/460 | 25/12.5 | Electric | 3 Ph, 60 Hz | NA | NA | \Classifications\Building System Class\D30-HVAC Systems\D3040 - Distribution SYS\Hot Water Pump - PHW | 1022119
01-J1 | 01-J1 New East County Hall of Justice | 01-J1-D2022-260-HWG02 | Gas Water Heater - HWG02 | Conquest | 138583 | 30 L 100A-GCL | OM00044817 |  | Maintenance | NA | NA | NA | NA | 120 | 3.5 | Gas | 1 Ph, 60 Hz | 300000 | DNA | \Classifications\Building System Class\D20-Plumbing\D2020 - Domestic Water\Domestic Water Heater, Gas - HWG | 1022121
01-J1 | 01-J1 New East County Hall of Justice | 01-J1-D3042-220-EFN03 | Roof Exhaust Fan - EFN03 | Greenheck | 14384954 | USF-324-10-BI-50-X | OM00044551 |  | Roof (NorthWest Corner) | DNA | NA | NA | 5 HP | 460 | DNA | Electric | 3 Ph | NA | NA | \Classifications\Building System Class\D30-HVAC Systems\D3040 - Distribution SYS\Supply/Exhaust/Return fans- FAN | 1022122
01-J1 | 01-J1 New East County Hall of Justice | 01-J1-D3042-220-EFN04 | Roof Exhaust Fan - EFN04 | Greenheck | 14384903 | SWB-224-50-CCW-TH-F | OM00044552 |  | Roof (NorthEast Corner) | DNA | NA | NA | 5 HP | 460 | DNA | Electric | 3 Ph | NA | NA | \Classifications\Building System Class\D30-HVAC Systems\D3040 - Distribution SYS\Supply/Exhaust/Return fans- FAN | 1022123
01-J1 | 01-J1 New East County Hall of Justice | 01-J1-D3042-220-EFN05 | Roof Exhaust Fan - EFN05 | Greenheck | 14384955 | USF-324-10-BI-50-X | OM00044811 |  | Roof (SouthEast Corner) | DNA | NA | NA | 5 HP | 460 | DNA | Electric | 3 Ph | NA | NA | \Classifications\Building System Class\D30-HVAC Systems\D3040 - Distribution SYS\Supply/Exhaust/Return fans- FAN | 1022124
01-J1 | 01-J1 New East County Hall of Justice | 01-J1-D3020-100-HET01 | Hot Water Expansion Tank - HET01 | Wessels | 244153 | NLA-85 | OM00044847 |  | Roof Chiller Room | NA | NA | NA | NA | NA | NA | NA | NA | NA | NA | \Classifications\Building System Class\D30-HVAC Systems\D3020 - Heat SYS\Heater Water Expansion Tank - HET | 1022126
01-J1 | 01-J1 New East County Hall of Justice | 01-J1-D2090-230-WIP01 | Water Treatment Pump - WIP01 | Walchem | DNA | DNA | OM00044814 |  | Roof Near Cooling Tower | DNA | NA | NA | DNA | DNA | DNA | DNA | DNA | NA | NA | \Classifications\Building System Class\D20-Plumbing\D2090 - Other Plumbing SYS\Water Treatment Inhibitor Pump - WIP | 1022125
01-J1 | 01-J1 New East County Hall of Justice | 01-J1-D3020-100-HET02 | Hot Water Expansion Tank - HET02 | Wessels | 248408 | NLA-35 | OM00044856 |  | Boiler RM | NA | NA | NA | NA | NA | NA | NA | NA | NA | NA | \Classifications\Building System Class\D30-HVAC Systems\D3020 - Heat SYS\Heater Water Expansion Tank - HET | 1022127
01-J1 | 01-J1 New East County Hall of Justice | 01-J1-D3020-100-HET03 | Hot Water Expansion Tank - HET03 | Wessels | 241680 | NLA-300 | OM00044857 |  | Boiler RM | NA | NA | NA | NA | NA | NA | NA | NA | NA | NA | \Classifications\Building System Class\D30-HVAC Systems\D3020 - Heat SYS\Heater Water Expansion Tank - HET | 1022128
01-J1 | 01-J1 New East County Hall of Justice | 01-J1-D3042-220-EFN07 | Exhaust Fan 6-2 (Fire Life Safety) EFN07 | Greenheck | DNA | SQ-99-VG | OM00044850 |  | Chiller Rm | AP 53 | NA | NA | 0.25 HP | 460 | DNA | Electric | 3 Ph | NA | NA | \Classifications\Building System Class\D30-HVAC Systems\D3040 - Distribution SYS\Supply/Exhaust/Return fans- FAN | 1022130
01-J1 | 01-J1 New East County Hall of Justice | 01-J1-D3042-220-EFN06 | Exhaust Fan 6-1 (Fire Life Safety) EFN06 | Greenheck | DNA | SQ-99-VG | OM00044851 |  | Chiller Rm | DNA | NA | NA | 0.25 HP | 120 | DNA | Electric | 1 Ph | NA | NA | \Classifications\Building System Class\D30-HVAC Systems\D3040 - Distribution SYS\Supply/Exhaust/Return fans- FAN | 1022129
01-J1 | 01-J1 New East County Hall of Justice | 01-J1-D2023-310-WBS01 | Domestic Water Pump - WBS01 | FlowTherm | FAB15-253 | PB570 | OM00044815 |  | Maintenance | DNA | NA | NA | DNA | DNA | DNA | DNA | DNA | NA | NA | \Classifications\Building System Class\D20-Plumbing\D2020 - Domestic Water\Domestic Water Booster System - WBS | 1022131
01-J1 | 01-J1 New East County Hall of Justice | 01-J1-B2034-400-DOH01 | Overhead Door - DOH01 (Sticker in bay on box bottom) | NA | NA | NA | OM00044820 |  | Sallyport (NW Corner) | NA | NA | NA | NA | NA | NA | NA | NA | NA | NA | \Classifications\Building System Class\B20-General Building Exterior\B2030 - Exterior Doors\Door,Overhead-Shutter,Manual,Elec,Roll-up - DOH | 1022133
01-J1 | 01-J1 New East County Hall of Justice | 01-J1-D3020-100-HET04 | Hot Water Expansion Tank - HET04 | Bell & Gossett | 1A3r | 320846 | OM00044818 |  | Maintenance | NA | NA | NA | NA | NA | NA | NA | NA | NA | NA | \Classifications\Building System Class\D30-HVAC Systems\D3020 - Heat SYS\Heater Water Expansion Tank - HET | 1022132
01-J1 | 01-J1 New East County Hall of Justice | 01-J1-B2034-400-DOH02 | Overhead Door - DOH02 (Sticker in bay on box bottom) | NA | NA | NA | OM00044821 |  | Sallyport (SW Corner) | NA | NA | NA | NA | NA | NA | NA | NA | NA | NA | \Classifications\Building System Class\B20-General Building Exterior\B2030 - Exterior Doors\Door,Overhead-Shutter,Manual,Elec,Roll-up - DOH | 1022134
01-J1 | 01-J1 New East County Hall of Justice | 01-J1-B2034-400-DOH03 | Overhead Door - DOH03 (Sticker in bay on box bottom) | NA | NA | NA | OM00044822 |  | Sallyport (SE Corner) | NA | NA | NA | NA | NA | NA | NA | NA | NA | NA | \Classifications\Building System Class\B20-General Building Exterior\B2030 - Exterior Doors\Door,Overhead-Shutter,Manual,Elec,Roll-up - DOH | 1022135
01-J1 | 01-J1 New East County Hall of Justice | 01-J1-D5010-234-ATS02 | Future Automatic Transfer Switch - ATS02 | ASCO Power Technologies | 1284397 WE | H07ATBB30800N5XC | OM00044834 |  | Main Emergency | NA | NA | NA | NA | 480 | 800 | Electric | 3 Ph, 50/60 Hz | NA | NA | \Classifications\Building System Class\D50-Electrical SYS\D5010 - Elec Service & Dist\Automatic Transfer Switch - ATS | 1022136
01-J1 | 01-J1 New East County Hall of Justice | 01-J1-D5010-234-ATS03 | C-ATS ATS03 | ASCO Power Technologies | 1284400 WE | H7ADTBB30800N5XC | OM00044835 |  | Main Emergency | NA | NA | NA | NA | 277/480 | 800 | Electric | 3 Ph, 50/60 Hz | NA | NA | \Classifications\Building System Class\D50-Electrical SYS\D5010 - Elec Service & Dist\Automatic Transfer Switch - ATS | 1022137
01-J1 | 01-J1 New East County Hall of Justice | 01-J1-D5010-234-ATS04 | S-ATS ATS04 | ASCO Power Technologies | 1284400 WE | H07ATBB31000N5XC | OM00044836 |  | Main Emergency | NA | NA | NA | NA | 277/480 | 1000 | Electric | 3 Ph, 50/60 Hz | NA | NA | \Classifications\Building System Class\D50-Electrical SYS\D5010 - Elec Service & Dist\Automatic Transfer Switch - ATS | 1022138
01-J1 | 01-J1 New East County Hall of Justice | 01-J1-D3040-120-FCU04 | Fan Coil Unit FC-1-4 | Multiaqua | WQWHC2414051038 | MHWW-24-H-1 | OM00044765 |  | Elevator | DNA | DNA | DNA | 0.02 | 208/230 | .33/.43 | Electric | 1pH, 50/60 Hz | NA | NA | \Classifications\Building System Class\D30-HVAC Systems\D3040 - Distribution SYS\Fan Coil Unit - FCU | 1022140
01-J1 | 01-J1 New East County Hall of Justice | 01-J1-B2034-400-DOH04 | Overhead Door - DOH04 (Sticker in bay on box bottom) | NA | NA | NA | OM00044823 |  | Sallyport (NE Corner) | NA | NA | NA | NA | NA | NA | NA | NA | NA | NA | \Classifications\Building System Class\B20-General Building Exterior\B2030 - Exterior Doors\Door,Overhead-Shutter,Manual,Elec,Roll-up - DOH | 1022139
01-J1 | 01-J1 New East County Hall of Justice | 01-J1-D3040-120-FCU06 | Fan Coil Unit FC-2-1 | Multiaqua | WQWHC1814050775 | MHWW-18-H-1 | OM00044862 |  | Data | DNA | DNA | DNA | 0.02 | 208/230 | .33/.43 | Electric | 1pH, 50/60 Hz | NA | NA | \Classifications\Building System Class\D30-HVAC Systems\D3040 - Distribution SYS\Fan Coil Unit - FCU | 1022141
01-J1 | 01-J1 New East County Hall of Justice | 01-J1-D3040-120-FCU08 | Fan Coil Unit FC-2-3 | Multiaqua | WQWHC1814050762 | MHWW-18-H-1 | OM00044766 |  | Data | DNA | DNA | DNA | 0.02 | 208/230 | .33/.43 | Electric | 1pH, 50/60 Hz | NA | NA | \Classifications\Building System Class\D30-HVAC Systems\D3040 - Distribution SYS\Fan Coil Unit - FCU | 1022142
01-J1 | 01-J1 New East County Hall of Justice | 01-J1-D3040-120-FCU09 | Fan Coil Unit FC-3-1 | Multiaqua | WQWHC1814050777 | MHWW-18-H-1 | OM00044859 |  | Data | DNA | DNA | DNA | 0.02 | 208/230 | .33/.43 | Electric | 1pH, 50/60 Hz | NA | NA | \Classifications\Building System Class\D30-HVAC Systems\D3040 - Distribution SYS\Fan Coil Unit - FCU | 1022143
01-J1 | 01-J1 New East County Hall of Justice | 01-J1-D3040-120-FCU10 | Fan Coil Unit FC-3-2 | Multiaqua | DNA | MHWW-18-H-1 | OM00044767 |  | Data | DNA | DNA | DNA | 0.02 | 208/230 | .33/.43 | Electric | 1pH, 50/60 Hz | NA | NA | \Classifications\Building System Class\D30-HVAC Systems\D3040 - Distribution SYS\Fan Coil Unit - FCU | 1022144
01-J1 | 01-J1 New East County Hall of Justice | 01-J1-D3040-120-FCU14 | Fan Coil Unit FC-4-3 | Multiaqua | WQWHC1814050792 | MHWW-18-H-1 | OM00044768 |  | Data | DNA | DNA | DNA | 0.02 | 208/230 | .33/.43 | Electric | 1pH, 50/60 Hz | NA | NA | \Classifications\Building System Class\D30-HVAC Systems\D3040 - Distribution SYS\Fan Coil Unit - FCU | 1022146
01-J1 | 01-J1 New East County Hall of Justice | 01-J1-D3040-120-FCU16 | Fan Coil Unit FC-5-1 | Multiaqua | WQWHC1814050806 | MHWW-18-H-1 | OM00044861 |  | Data | DNA | DNA | DNA | 0.02 | 208/230 | .33/.43 | Electric | 1pH, 50/60 Hz | NA | NA | \Classifications\Building System Class\D30-HVAC Systems\D3040 - Distribution SYS\Fan Coil Unit - FCU | 1022147
01-J1 | 01-J1 New East County Hall of Justice | 01-J1-D2017-100-SHW01 | Chiller room eye wash and shower | Bradley | NA | DNA | OM00044863 |  | Chiller | NA | NA | NA | NA | NA | NA | NA | NA | NA | NA | \Classifications\Building System Class\D20-Plumbing\D2010 - Plumb Fix\Showers - SHW | 1022150
01-J1 | 01-J1 New East County Hall of Justice | 01-J1-D3040-120-FCU01 | Fan Coil Unit FC-1-1 | Multiaqua | DNA | MHWW-36-H-1 | DNA |  | Elevator | DNA | DNA | DNA | 0.08 | 208/230 | .33/.43 | Electric | 1pH, 50/60 Hz | NA | NA | \Classifications\Building System Class\D30-HVAC Systems\D3040 - Distribution SYS\Fan Coil Unit - FCU | 1022151
01-J1 | 01-J1 New East County Hall of Justice | 01-J1-D3040-120-FCU12 | Fan Coil Unit FC-4-1 | Multiaqua | WQWHC1814050799 | MHWW-18-H-1 | OM00044860 |  | Data | DNA | DNA | DNA | 0.02 | 208/230 | .33/.43 | Electric | 1pH, 50/60 Hz | NA | NA | \Classifications\Building System Class\D30-HVAC Systems\D3040 - Distribution SYS\Fan Coil Unit - FCU | 1022145
01-J1 | 01-J1 New East County Hall of Justice | 01-J1-D3040-120-FCU18 | Fan Coil Unit FC-5-3 | Multiaqua | WQWHC1814050782 | MHWW-18-H-1 | OM00044858 |  | Data | DNA | DNA | DNA | 0.02 | 208/230 | .33/.43 | Electric | 1pH, 50/60 Hz | NA | NA | \Classifications\Building System Class\D30-HVAC Systems\D3040 - Distribution SYS\Fan Coil Unit - FCU | 1022148
01-J1 | 01-J1 New East County Hall of Justice | 01-J1-D3068-100-BAS01 | Building Automation System | DNA | H6VBHH2 | DNA | DNA |  | DNA | NA | NA | NA | NA | DNA | DNA | Electric | DNA | NA | NA | \Classifications\Building System Class\D30-HVAC Systems\D3060 - Control & Inst Air\Building Automation System - BAS | 1022149
01-J1 | 01-J1 New East County Hall of Justice | 01-J1-D3040-120-FCU02 | Fan Coil Unit FC-1-2 | Multiaqua | DNA | MHWW-36-H-1 | DNA |  | Elevator | DNA | DNA | DNA | 0.08 | 208/230 | .33/.43 | Electric | 1pH, 50/60 Hz | NA | NA | \Classifications\Building System Class\D30-HVAC Systems\D3040 - Distribution SYS\Fan Coil Unit - FCU | 1022152
01-J1 | 01-J1 New East County Hall of Justice | 01-J1-D3040-120-FCU05 | Fan Coil Unit FC-1-5 | Multiaqua | DNA | MHWW-36-H-1 | DNA |  | Main Emergency | DNA | DNA | DNA | 0.08 | 208/230 | .33/.43 | Electric | 1pH, 50/60 Hz | NA | NA | \Classifications\Building System Class\D30-HVAC Systems\D3040 - Distribution SYS\Fan Coil Unit - FCU | 1022154
01-J1 | 01-J1 New East County Hall of Justice | 01-J1-D3040-120-FCU03 | Fan Coil Unit FC-1-3 | Multiaqua | DNA | MHWW-18-H-1 | DNA |  | Elevator | DNA | DNA | DNA | 0.02 | 208/230 | .33/.43 | Electric | 1pH, 50/60 Hz | NA | NA | \Classifications\Building System Class\D30-HVAC Systems\D3040 - Distribution SYS\Fan Coil Unit - FCU | 1022153
01-J1 | 01-J1 New East County Hall of Justice | 01-J1-D3040-120-FCU07 | Fan Coil Unit FC-2-2 | Multiaqua | DNA | MHWW-18-H-1 | DNA |  | AV Closet | DNA | DNA | DNA | 0.02 | 208/230 | .33/.43 | Electric | 1pH, 50/60 Hz | NA | NA | \Classifications\Building System Class\D30-HVAC Systems\D3040 - Distribution SYS\Fan Coil Unit - FCU | 1022155
01-J1 | 01-J1 New East County Hall of Justice | 01-J1-D3040-120-FCU11 | Fan Coil Unit FC-3-3 | Multiaqua | DNA | MHWW-18-H-1 | DNA |  | Data | DNA | DNA | DNA | 0.02 | 208/230 | .33/.43 | Electric | 1pH, 50/60 Hz | NA | NA | \Classifications\Building System Class\D30-HVAC Systems\D3040 - Distribution SYS\Fan Coil Unit - FCU | 1022156
01-J1 | 01-J1 New East County Hall of Justice | 01-J1-D3040-120-FCU13 | Fan Coil Unit FC-4-2 | Multiaqua | DNA | MHWW-18-H-1 | DNA |  | AV Closet | DNA | DNA | DNA | 0.02 | 208/230 | .33/.43 | Electric | 1pH, 50/60 Hz | NA | NA | \Classifications\Building System Class\D30-HVAC Systems\D3040 - Distribution SYS\Fan Coil Unit - FCU | 1022157
01-J1 | 01-J1 New East County Hall of Justice | 01-J1-D3040-120-FCU15 | Fan Coil Unit FC4-4 | Multiaqua | DNA | MHWW-18-H-1 | DNA |  | AV Closet | DNA | DNA | DNA | 0.02 | 208/230 | .33/.43 | Electric | 1pH, 50/60 Hz | NA | NA | \Classifications\Building System Class\D30-HVAC Systems\D3040 - Distribution SYS\Fan Coil Unit - FCU | 1022159
01-J1 | 01-J1 New East County Hall of Justice | 01-J1-D3040-120-FCU17 | Fan Coil Unit FC-5-2 | Multiaqua | DNA | MHWW-18-H-1 | DNA |  | AV Closet | DNA | DNA | DNA | 0.02 | 208/230 | .33/.43 | Electric | 1pH, 50/60 Hz | NA | NA | \Classifications\Building System Class\D30-HVAC Systems\D3040 - Distribution SYS\Fan Coil Unit - FCU | 1022160
01-J1 | 01-J1 New East County Hall of Justice | 01-J1-D3040-120-FCU19 | Fan Coil Unit FC-5-4 | Multiaqua | DNA | MHWW-18-H-1 | DNA |  | AV Closet | DNA | DNA | DNA | 0.02 | 208/230 | .33/.43 | Electric | 1pH, 50/60 Hz | NA | NA | \Classifications\Building System Class\D30-HVAC Systems\D3040 - Distribution SYS\Fan Coil Unit - FCU | 1022161
01-J1 | 01-J1 New East County Hall of Justice | 01-J1-D3042-220-EFN01 | Roof Exhaust Fan - EFN01 | Greenheck | DNA | G-123-VG | DNA |  | Roof (Lobby) | DNA | NA | NA | 0.5 HP | 120 | DNA | Electric | 1 Ph | NA | NA | \Classifications\Building System Class\D30-HVAC Systems\D3040 - Distribution SYS\Supply/Exhaust/Return fans- FAN | 1022162
01-J1 | 01-J1 New East County Hall of Justice | 01-J1-D3042-220-EFN08 | Exhaust Fan 6-3 (Fire Life Safety) EFN08 | Greenheck | DNA | SQ-99-VG | DNA |  | Electrical | NA | NA | NA | 0.25 HP | 120 | DNA | Electric | 1 Ph | NA | NA | \Classifications\Building System Class\D30-HVAC Systems\D3040 - Distribution SYS\Supply/Exhaust/Return fans- FAN | 1022163
01-J1 | 01-J1 New East County Hall of Justice | 01-J1-D3042-220-EFN09 | Exhaust Fan 6-4 (Fire Life Safety) EFN09 | Greenheck | DNA | SQ-99-VG | DNA |  | Electrical | DNA | NA | NA | 0.25 HP | 120 | DNA | Electric | 1 Ph | NA | NA | \Classifications\Building System Class\D30-HVAC Systems\D3040 - Distribution SYS\Supply/Exhaust/Return fans- FAN | 1022164
03-C1 | 03-C1 Begovich Building | 03-C1-D3050-210-PKU01 | Packaged Unit AC-1 | Carrier | 4106G5008 | 48PGDM04-A-50-B | OM00003625 | AC - 1 | Rooftop | AX52 | (4) 16X20X2 | R-410A | NA | 208/230 | 20.2 - 25 | Natural gas and electric | 3 PH, 60 Hz | 39,200 - 56,000 | 45,400 | \Classifications\Building System Class\D30-HVAC Systems\D3050 - Package SYS\Package Unit - PKU | EQ-1003615
03-C1 | 03-C1 Begovich Building | 03-C1-D3050-210-PKU02 | Packaged Unit AC-2 | Carrier | 4106G5007 | 48PGDM04-A-50-B3 | OM00003626 | AC - 2 | Rooftop | AX48 | (4) 16x20x2 | R-410A | NA | 208/230 | 21.6-25 | Natural gas and electric | 3Ph, 60Hz | 39,200 - 56,000 | 45,400 | \Classifications\Building System Class\D30-HVAC Systems\D3050 - Package SYS\Package Unit - PKU | EQ-1003616
03-C1 | 03-C1 Begovich Building | 03-C1-D3050-210-PKU03 | Packaged Unit AC-3 | Carrier | 4106G5004 | 48PGDM05-A-50-B3 | OM00003627 | AC - 3 | Rooftop | AX48 | (4) 16x20x2 | R-410A | .5 | 208/230 | 25.4 - 30 | Natural gas and electric | 3Ph, 60Hz | 39,200 - 56,000 | 45,400 | \Classifications\Building System Class\D30-HVAC Systems\D3050 - Package SYS\Package Unit - PKU | EQ-1003617
03-C1 | 03-C1 Begovich Building | 03-C1-D3050-210-PKU04 | Packaged Unit AC-4 | Carrier | 4306G20020 | 48PGDM09-A-50-B3 | OM00003635 | AC - 4 | Rooftop | AX62 | (4) 20x25x2 | R-410A | .5 | 208/230 | 47.3 - 60 | Natural gas and electric | 3 Ph, 60Hz | 95,222 - 136,000 | 111,500 | \Classifications\Building System Class\D30-HVAC Systems\D3050 - Package SYS\Package Unit - PKU | EQ-1003618
03-C1 | 03-C1 Begovich Building | 03-C1-D3050-210-PKU05 | Packaged Unit AC-5 | Carrier | 4106G10007 | 48PGDM14-A-50-B3 | OM00003644 | AC - 5 | Rooftop | AX64 | (4) 20x25x2 | R-410A | .5 | 208/230 | 67.5 - 80 | Natural gas and electric | 3 Ph, 60 Hz | 126,700 - 181,000 | 148,400 | \Classifications\Building System Class\D30-HVAC Systems\D3050 - Package SYS\Package Unit - PKU | EQ-1003619
03-C1 | 03-C1 Begovich Building | 03-C1-D3050-210-PKU06 | Packaged Unit AC-6 | Carrier | 4106G50010 | 48PGDM03-A-50-B3 | OM00003640 | AC - 6 | Rooftop | AX48 | (4) 16x20x2 | R-410A | NA | 208/230 | 23.2 - 30 | Natural gas and electric | 1 Ph, 60 Hz | 56,000 | 43,300 | \Classifications\Building System Class\D30-HVAC Systems\D3050 - Package SYS\Package Unit - PKU | EQ-1003620
03-C1 | 03-C1 Begovich Building | 03-C1-D3050-210-PKU07 | Packaged Unit AC-7 | Carrier | 4406G50032 | 48PGDM06-A-50-B3 | OM00003643 | AC - 7 | Rooftop | AX48 | (4) 16x20x2 | R-410A | NA | 208/230 | 30.1 - 35 | Natural gas and electric | 3 Ph, 60 Hz | 52,500 - 75,000 | 60.800 | \Classifications\Building System Class\D30-HVAC Systems\D3050 - Package SYS\Package Unit - PKU | EQ-1003621
03-C1 | 03-C1 Begovich Building | 03-C1-D3050-210-PKU08 | Packaged Unit AC-8 | Carrier | 4406G50031 | 48PGDM06-A-50-B3 | OM00003647 | AC - 8 | Rooftop | AX50 | (4) 16X20X2 | R-410A | 1 | 208/230 | 30.1 - 35 | Natural gas and electric | 3 Ph 60 Hz | 52,500 - 75,000 | 60,800 | \Classifications\Building System Class\D30-HVAC Systems\D3050 - Package SYS\Package Unit - PKU | EQ-1003622
03-C1 | 03-C1 Begovich Building | 03-C1-D3050-210-PKU09 | Packaged Unit AC-9 | Carrier | 4306G20021 | 48PGEM08-A-50-B3 | OM00003646 | AC - 9 | Rooftop | AX62 | (4) 20x25x2 | R-410A | NA | 208/230 | 41.5 - 45 | Natural gas and electric | 3 Ph, 60 Hz | 126,700 - 181,000 | 148,400 | \Classifications\Building System Class\D30-HVAC Systems\D3050 - Package SYS\Package Unit - PKU | EQ-1003623
03-C1 | 03-C1 Begovich Building | 03-C1-D3050-210-PKU10 | Packaged Unit AC-10 | Carrier | 4106G50012 | 48PGFM03-A-30-B3 | OM00003645 | AC - 10 | Rooftop | AX42 | (4) 16x20x2 | R-410A | 1 | 208/230 | 23.2 - 30 | Natural gas and electric | 1 Ph, 60 Hz | 56,000 | 43,300 | \Classifications\Building System Class\D30-HVAC Systems\D3050 - Package SYS\Package Unit - PKU | EQ-1003624
03-C1 | 03-C1 Begovich Building | 03-C1-D3050-210-PKU11 | Packaged Unit AC-11 | Carrier | 4406G50013 | 48PGDM07-A-50-B3 | OM00003642 | AC - 11 | Rooftop | AX58 | (4)16x20x2 | R-410A | 1 | 208/230 | 33.7 - 40 | Natural gas and electric | 3Ph, 60Hz | 52,500 -75,000 | 60,800 | \Classifications\Building System Class\D30-HVAC Systems\D3050 - Package SYS\Package Unit - PKU | EQ-1003625
03-C1 | 03-C1 Begovich Building | 03-C1-D3050-210-PKU12 | Packaged Unit AC-12 | Carrier | 4106G10012 | 48PGDM12-A-50-B3 | OM00003639 | AC - 12 | Rooftop | AX62 | (4) 20x25x2 | R-410A | 1 | 208/230 | 54-60 | Natural gas and electric | 3Ph, 60Hz | 126,700 - 181,000 | 148,400 | \Classifications\Building System Class\D30-HVAC Systems\D3050 - Package SYS\Package Unit - PKU | EQ-1003626
03-C1 | 03-C1 Begovich Building | 03-C1-D3050-210-PKU13 | Packaged Unit AC-13 | Carrier | 4106G50011 | 48PGFM03-A-50-B3 | OM00003641 | AC - 13 | Rooftop | AX48 | (4) 16x20x2 | R-410A | 1 | 208/230 | 23.2 - 30 | Natural gas and electric | 1 Ph, 60 Hz | 56,000 | 43,300 | \Classifications\Building System Class\D30-HVAC Systems\D3050 - Package SYS\Package Unit - PKU | EQ-1003627
03-C1 | 03-C1 Begovich Building | 03-C1-D3050-210-PKU14 | Packaged Unit AC-14 | Carrier | 4106G5005 | 48PGDM05-A-50-B3 | OM00003637 | AC - 14 | Rooftop | AX42 | (4) 16x20x2 | R-410A | 1 | 208/230 | 25.4-30 | Natural gas and electric | 3Ph, 60Hz | 39,200 - 56,000 | 45,400 | \Classifications\Building System Class\D30-HVAC Systems\D3050 - Package SYS\Package Unit - PKU | EQ-1003628
03-C1 | 03-C1 Begovich Building | 03-C1-D3050-210-PKU15 | Packaged Unit AC-15 | Carrier | 4106G5003 | 48PGDM05-A-50-B3 | OM00003638 | AC - 15 | Rooftop | AX48 | DNA(4) 16x20x2 | R-410A | 1 | 208/230 | 25.4 - 30 | Natural gas and electric | 3 Ph, 60Hz | 39,200 - 56,000 | 45,400 | \Classifications\Building System Class\D30-HVAC Systems\D3050 - Package SYS\Package Unit - PKU | EQ-1003629
03-C1 | 03-C1 Amador Superior Court | 03-C1-D3050-250-ACU01 | Split - Unit Condenser CU-3 | Mitsubishi Electric | 65U00598C | PUY-A24NHA | OM00003628 | CU - 1 | Rooftop | Direct Drive | Washable | R-410A | .5 | 208/230 | 18-30 | Electrical | 1Ph, 60Hz | NA | 24000 | \Classifications\Building System Class\D30-HVAC Systems\D3050 - Package SYS\Air Conditioning,Split System - ACU | EQ-1003630
03-C1 | 03-C1 Begovich Building | 03-C1-D3042-210-FAN01 | Fan Unit | Loren Cook | DNA | 80-PRFB-8-PR-FB | OM00003663 |  | Rooftop | DNA | DNA | DNA | DNA | DNA | DNA | NA | DNA | NA | NA | \Classifications\Building System Class\D30-HVAC Systems\D3040 - Distribution SYS\Fan,Axial - FAN | EQ-1003631
03-C1 | 03-C1 Begovich Building | 03-C1-D3050-250-ACU02 | Split - Unit Condenser CU-2 | Liebert | DNA | MCD36ALPH0 | OM00003629 | CU - 2 | Rooftop | Direct Drive | (1) 20x25x4 | R-410A | .5 | 208 | 20 | Electrical | 3 Ph, 60Hz | 36,000 | NA | \Classifications\Building System Class\D30-HVAC Systems\D3050 - Package SYS\Air Conditioning,Split System - ACU | EQ-1003632
03-C1 | 03-C1 Begovich Building | 03-C1-D3042-210-FAN02 | Fan Unit | Loren Cook | DNA | 80-PRFB-8-PR-FB | OM00003665 |  | Rooftop | DNA | DNA | DNA | DNA | DNA | DNA | NA | DNA | NA | NA | \Classifications\Building System Class\D30-HVAC Systems\D3040 - Distribution SYS\Fan,Axial - FAN | EQ-1003633
03-C1 | 03-C1 Begovich Building | 03-C1-D3050-250-ACU03 | Split - Unit Condenser CU-1 | Mitsubishi Electric | 62U03295B | PUY-A36NHA | OM00003636 | CU - 1 | Rooftop | Direct Drive | Washable | R-410A | NA | 208/230 | 25-40 | Electrical | 1 Ph, 60 Hz | 36,000 | NA | \Classifications\Building System Class\D30-HVAC Systems\D3050 - Package SYS\Air Conditioning,Split System - ACU | EQ-1003634
03-C1 | 03-C1 Begovich Building | 03-C1-D3042-210-FAN03 | Fan Unit | Loren Cook | DNA | 80-PRFB-8-PR-FB | OM00003666 |  | Rooftop | DNA | DNA | DNA | DNA | DNA | DNA | NA | DNA | NA | NA | \Classifications\Building System Class\D30-HVAC Systems\D3040 - Distribution SYS\Fan,Axial - FAN | EQ-1003635
03-C1 | 03-C1 Begovich Building | 03-C1-D3042-210-FAN04 | Exhaust Fan | Loren Cook | 284S908152- 00/0002204 | 80-PRFB-8-PR-FB | OM00003667 | RV-4 | Rooftop / attic | Direct Drive | NA | NA | DNA | 115 | DNA | Electrical | 1 Ph, 60Hz | NA | NA | \Classifications\Building System Class\D30-HVAC Systems\D3040 - Distribution SYS\Fan,Axial - FAN | EQ-1003639
03-C1 | 03-C1 Begovich Building | 03-C1-D3042-210-FAN05 | Exhaust Fan | Loren Cook | 284S908152- 00/0002205 | 80 PRFB 8 PR-FB | OM00003657 | RV-5 | Rooftop/attic | Direct Drive | NA | NA | DNA | 115 | DNA | NA | 1 Ph, 60hz | NA | NA | \Classifications\Building System Class\D30-HVAC Systems\D3040 - Distribution SYS\Fan,Axial - FAN | EQ-1003640
03-C1 | 03-C1 Begovich Building | 03-C1-D3042-210-FAN06 | Exhaust Fan | Loren Cook | 284S908152- 00/0002206 | 80-PRFB-8-PR-FB | OM00003656 | RV-6 | Rooftop/attic | Direct Drive | NA | NA | DNA | 115 | DNA | NA | 1 Ph, 60Hz | NA | NA | \Classifications\Building System Class\D30-HVAC Systems\D3040 - Distribution SYS\Fan,Axial - FAN | EQ-1003641
03-C1 | 03-C1 Begovich Building | 03-C1-D3042-210-FAN07 | Exhaust Fan | Loren Cook | 284S908152- 00/0002207 | 80-PRFB-8-PR-FB | OM00003655 | RV-7 | Rooftop/attic | Direct Drive | NA | NA | DNA | 115 | DNA | NA | 1 Ph, 60Hz | NA | NA | \Classifications\Building System Class\D30-HVAC Systems\D3040 - Distribution SYS\Fan,Axial - FAN | EQ-1003642
03-C1 | 03-C1 Begovich Building | 03-C1-D3042-210-FAN08 | Exhaust Fan | Loren Cook | 284S908152- 00/0002208 | 80 PRFB 8 PR-FB | OM00003653 | RV-8 | Rooftop/attic | Direct Drive | NA | NA | DNA | 115 | DNA | Electrical | 1 | NA | NA | \Classifications\Building System Class\D30-HVAC Systems\D3040 - Distribution SYS\Fan,Axial - FAN | EQ-1003643
03-C1 | 03-C1 Begovich Building | 03-C1-D3042-210-FAN09 | Exhaust Fan | Loren Cook | 284S908152- 00/0002209 | 80 PRFB 8 PR-FB | OM00003652 | RV-9 | Rooftop/attic | Direct Drive | NA | NA | DNA | 115 | DNA | Electrical | 1 Ph, 60 Hz | NA | NA | \Classifications\Building System Class\D30-HVAC Systems\D3040 - Distribution SYS\Fan,Axial - FAN | EQ-1003644
03-C1 | 03-C1 Begovich Building | 03-C1-D3042-210-FAN10 | Exhaust Fan | Loren Cook | 284S908152- 00/0002210 | 80 PRFB 8 PR-FB | OM00003654 | RV-10 | Rooftop/attic | Direct Drive | NA | NA | DNA | 115 | DNA | NA | 1 Ph, 60Hz | NA | NA | \Classifications\Building System Class\D30-HVAC Systems\D3040 - Distribution SYS\Fan,Axial - FAN | EQ-1003645
03-C1 | 03-C1 Begovich Building | 03-C1-D3042-210-FAN11 | Exhaust Fan | Loren Cook | 284S908152- 00/0002211 | 80 PRFB 8 PR-FB | OM00003664 | RV-11 | Rooftop/attic | Direct Drive | NA | NA | DNA | 115 | DNA | Electrical | 1 Ph, 60Hz | NA | NA | \Classifications\Building System Class\D30-HVAC Systems\D3040 - Distribution SYS\Fan,Axial - FAN | EQ-1003646
03-C1 | 03-C1 Begovich Building | 03-C1-D3042-210-FAN12 | Exhaust Fan | Loren Cook | 284S908152- 00/0002212 | 80-PRFB-8-PR-FB | OM00003651 | RV-12 | Rooftop/attic | Direct Drive | NA | NA | DNA | 115 | DNA | Electrical | 1 Ph, 60 Hz | NA | NA | \Classifications\Building System Class\D30-HVAC Systems\D3040 - Distribution SYS\Fan,Axial - FAN | EQ-1003647
03-C1 | 03-C1 Begovich Building | 03-C1-D3042-210-FAN13 | Exhaust Fan | Loren Cook | 284S908152- 00/0002213 | 80 PRFB 8 PR-FB | OM00003658 | RV-13 | Rooftop/attic | Direct Drive | NA | NA | DNA | 115 | DNA | Electric | 1 Ph, 60 Hz | NA | NA | \Classifications\Building System Class\D30-HVAC Systems\D3040 - Distribution SYS\Fan,Axial - FAN | EQ-1003648
03-C1 | 03-C1 Begovich Building | 03-C1-D3042-210-FAN14 | Exhaust Fan | Loren Cook | 284S908152- 00/0002214 | 80 PRFB 8 PR-FB | OM00003659 | RV-14 | Rooftop/attic | Direct Drive | NA | NA | DNA | 115 | DNA | Electrical | 1Ph, 50Hz | NA | NA | \Classifications\Building System Class\D30-HVAC Systems\D3040 - Distribution SYS\Fan,Axial - FAN | EQ-1003649
03-C1 | 03-C1 Begovich Building | 03-C1-D3042-210-FAN15 | Exhaust Fan | Loren Cook | 284S908152- 00/0002215 | 80 PRFB 8 PR-FB | OM00003660 | RV-15 | Rooftop/attic | Direct Drive | NA | NA | DNA | 115 | DNA | NA | 1 Ph, 60 Hz | NA | NA | \Classifications\Building System Class\D30-HVAC Systems\D3040 - Distribution SYS\Fan,Axial - FAN | EQ-1003650
03-C1 | 03-C1 Begovich Building | 03-C1-D3042-210-FAN16 | Exhaust Fan | Loren Cook | 284S908152- 00/0002216 | 80 PRFB 8 PR-FB | OM00003661 | RV-16 | Rooftop/attic | Direct Drive | NA | NA | DNA | 115 | DNA | NA | 1 Ph, 60Hz | NA | NA | \Classifications\Building System Class\D30-HVAC Systems\D3040 - Distribution SYS\Fan,Axial - FAN | EQ-1003651
03-C1 | 03-C1 Begovich Building | 03-C1-D3042-210-FAN17 | Exhaust Fan | Loren Cook | 284S908152- 00/0002217 | 80-PRFB-8-PR-FB | OM00003662 | RV-17 | Rooftop/attic | Direct Drive | NA | NA | DNA | 115 | DNA | NA | 1 Ph, 60hz | NA | NA | \Classifications\Building System Class\D30-HVAC Systems\D3040 - Distribution SYS\Fan,Axial - FAN | EQ-1003652
03-C1 | 03-C1 Begovich Building | 03-C1-D3042-220-EFN01 | Exhaust Fan Data Room | Loren Cook | 284S908152- 00/0000701 | 13 ACE 135C3B | OM00003634 | E - 18 | Rooftop/attic -Data Room fan | 4L 230H | NA | NA | 0.250 | 115 | 50 | Electric | 1Ph, 60Hz | NA | NA | \Classifications\Building System Class\D30-HVAC Systems\D3040 - Distribution SYS\Supply/Exhaust/Return fans- FAN | EQ-1003653
03-C1 | 03-C1 Begovich Building | 03-C1-D2022-260-HWG01 | Domestic Hot Water | A.O. Smith 21DF | K06M005051 | BT-150-970 (Build Date - 10/18/2006) | OM00003648 | DHW | Mech Room | NA | NA | NA | NA | 120 | 5 | Natural Gas | 1 Ph, 60 Hz | 150,000 | NA | \Classifications\Building System Class\D20-Plumbing\D2020 - Domestic Water\Domestic Water Heater, Gas - HWG | EQ-1003654
03-C1 | 03-C1 Begovich Building | 03-C1-D3020-100-HET01 | Expansion Tank | Amtrol | DNA | Therm-x-trol Mod. # -ST-12 | OM00003668 | ET | Mech Room - 153 | NA | NA | NA | NA | NA | NA | NA | NA | NA | NA | \Classifications\Building System Class\D30-HVAC Systems\D3020 - Heat SYS\Heater Water Expansion Tank - HET | EQ-1003655
03-C1 | 03-C1 Begovich Building | 03-C1-D5092-210-GEN01 | Emergency Generator | Kohler | 2140144 | D1DOPEOZJC | OM00003684 | Permit ID# 155-01-001 | Parking Lot | SERPENTINE (John Deer R123441) | Oil (LF16243), fuel (FS19868 |  | 157 | 120/240 | DNA | Diesel | 3 Ph, 60 Hz | DNA | DNA | \Classifications\Building System Class\D50-Electrical SYS\D5090 - Elec SYS\Emergency Generator - GEN | EQ-1003657
03-C1 | 03-C1 Begovich Building | 03-C1-D4031-100-FEX06 | Portable, Hand Held, Fire Extinguisher FEX01 | Amerex | B500 | YK-446288 | OM00034755 | OM00003670 (Retired) | Throughout | NA | NA | NA | NA | NA | NA | NA | NA | NA | NA | \Classifications\Building System Class\D40-Fire Protection SYS\D4030 - FIRE SPEC\Fire Extinguisher - FEX | EQ-1004572
03-C1 | 03-C1 Begovich Building | 03-C1-D5092-250-EML26 | LIGHT, EMERGENCY, HARDWIRED SYSTEM | EVENLIGHT | Multiple | NA | OM00034756 |  | Electrical Room 158 Corridor 177 | NA | NA | NA | NA | DNA | NA | Electric | NA | NA | NA | \Classifications\Building System Class\D50-Electrical SYS\D5090 - Elec SYS\Emergency And Exit Lighting - EML | EQ-1004626
03-C1 | 03-C1 Begovich Building | 03-C1-G2023-150-PEG01 | Sallyport Gate Closer | Tymetal | 030700013 | 111278 | OM00003672 |  | Secured Parking lot | NA | NA | NA | 1 | 208 | 7.5 | Electrical | 3ph, 60Hz | NA | NA | \Classifications\Building System Class\G20-Other Systems\G2020 - Parking Lots\Secured Parking Gate - PEG | EQ-1005189
03-C1 | 03-C1 Begovich Building | 03-C1-G2023-150-PEG02 | Secured Parking Gate Closer | Tymetal | 30300013 | 111278 | OM00034515 |  | Judges parking gate | NA | NA | NA | 1 | 208 | 7.5 | Electrical | 3 pH, 60 hZ | NA | NA | \Classifications\Building System Class\G20-Other Systems\G2020 - Parking Lots\Secured Parking Gate - PEG | EQ-1005190
03-C1 | 03-C1 Begovich Building | 03-C1-B2010-100-BLD01 | Building Structure | NA | NA | NA | OM00034754 | NA | NA | NA | NA | NA | NA | NA | NA | NA | NA | NA | NA | \Classifications\Building System Class\B20-General Building Exterior\B2010 - Exterior Walls\Building - BLD | EQ-1007240
03-C1 | 03-C1 Begovich Building | 03-C1-B3010-100-RUF01 | Roofing Systems | NA | NA | NA | OM00034753 |  | NA | NA | NA | NA | NA | NA | NA | NA | NA | NA | NA | \Classifications\Building System Class\B30-Roofing\B3010 - Roof Types\Roof - RUF | EQ-1007417
03-C1 | 03-C1 Begovich Building | 03-C1-D2023-100-BFP01 | Domestic Backflow | Wilkins | 2555130 | 975XL 1-1/2 inch | OM00034517 | Account ID: STA0047 | South Side of Building | NA | NA | NA | NA | NA | NA | NA | NA | NA |  | \Classifications\Building System Class\D20-Plumbing\D2020 - Domestic Water\Backflow Preventer - BFP | 1008504
03-C1 | 03-C1 Begovich Building | 03-C1-D2023-100-BFP02 | Fire Backflow | Ames | 114809 | 4000SS 6 inch Type:RP | OM00034518 | Account ID: STA0047 | SE Corner of BLDG. | NA | NA | NA | NA | NA | NA | NA | NA | NA |  | \Classifications\Building System Class\D20-Plumbing\D2020 - Domestic Water\Backflow Preventer - BFP | 1008505
03-C1 | 03-C1 Begovich Building | 03-C1-D2023-100-BFP03 | Irrigation Backflow | Wilkins | 2387786 | 975XL 2 inch Type:RP | OM00034516 | Account ID: STA0047 | (South) Street Side of Building | [10 empty] | \Classifications\Building System Class\D20-Plumbing\D2020 - Domestic Water\Backflow Preventer - BFP | 1008506
03-C1 | 03-C1 Begovich Building | 03-C1-B2033-120-DOR01 | Door, Sliding, Electric South | Baldor | 34F11-5506 | K1203 | OM00034522 | NA | Secured Circulation Door, for private area | NA | NA | NA | .75 | 115 | 5 | Electrical | 1 | NA | NA | \Classifications\Building System Class\B20-General Building Exterior\B2030 - Exterior Doors\Door,Automatic-Sliding,Revolving - DOR | 1009924
03-C1 | 03-C1 Begovich Building | 03-C1-B2033-120-DOR02 | Door, Sliding, Electric North | Baldor | 34f11-5507 | K1203 | OM00034523 | NA | Secured Circulation Door, for private use | NA | NA | NA | .75 | 115 | 5 | Electrical | 1 | NA | NA | \Classifications\Building System Class\B20-General Building Exterior\B2030 - Exterior Doors\Door,Automatic-Sliding,Revolving - DOR | 1009925
03-C1 | 03-C1 Begovich Building | 03-C1-D5037-710-FAP01 | Fire Alarm Panel - Basement Level Fire Panel | Siemens | 315-049353- Rev | FS-250 | OM00034519 |  | Electrical Room | NA | NA | NA | NA | 120volt | DNA | Electrical | 1 PH | NA | NA | \Classifications\Building System Class\D50-Electrical SYS\D5030 - Comm & Security\Fire Alarm Panel - FAP | 1010838
03-C1 | 03-C1 Begovich Building | 03-C1-D4010-150-FMS01 | System Extinguishing,Wet Pipe - SEW | NA | NA | NA | OM00034513 | NA | near the sallport at rear of building | NA | NA | NA | NA | NA | NA | NA | NAN | NA | NA | \Classifications\Building System Class\D40-Fire Protection SYS\D4010 - Sprinkler SYS\Fire Systems, stand pipes - FMS | 1011040
03-C1 | 03-C1 Begovich Building | 03-C1-D3020-100-HET02 | Expansion Tank | Wilkins | DNA | WXTP-50VA | OM00034514 |  | near the sally port at reaar of building | DNA | DNA | DNA | DNA | DNA | DNA | NA | DNA | DNA | DNA | \Classifications\Building System Class\D30-HVAC Systems\D3020 - Heat SYS\Heater Water Expansion Tank - HET | 1011825
03-C1 | 03-C1 Begovich Building | 03-C1-D3068-100-BAS01 | BAS System | Zonex | DNA | DNA | OM00034535 |  | East Attic access Room (Tag is in Panel above laptop) | NA | NA | NA | DNA | DNA | DNA | Electrical |  | NA | NA | \Classifications\Building System Class\D30-HVAC Systems\D3060 - Control & Inst Air\Building Automation System - BAS | 1011826
03-C1 | 03-C1 Begovich Building | 03-C1-D5010-200-ESD01 | Electrical Main Panel | ITE | DNA | ITE Switch Board FC-1 series 6A | OM00004482 |  | Main Electrical Room | NA | NA | NA | DNA | 208 | 1200 | Electrical | 3 | NA | NA | \Classifications\Building System Class\D50-Electrical SYS\D5010 - Elec Service & Dist\Electical Service and Distribution - ESD | 1011827
03-C1 | 03-C1 Begovich Building | 03-C1-D5010-234-ATS01 | Automatic Transfer Switch | KOHLER | K2132032 | KCT-ACTA-0400S | OM00004481 |  | NA | NA | NA | NA | DNA | 208 | 400 | Electrical | 3 | NA | NA | \Classifications\Building System Class\D50-Electrical SYS\D5010 - Elec Service & Dist\Automatic Transfer Switch - ATS | 1011828
03-C1 | 03-C1 Begovich Building | 03-C1-G2050-200-LSC01 | Exterior Landscape | NA | NA | NA | OM00034758 | OM00003671 | Exterior Landscape | NA | NA | NA | NA | NA | NA | NA | NA | NA | NA | \Classifications\Building System Class\G20-Other Systems\G2050 - Landscaping\Landscaping - LSC | 1011830
03-C1 | 03-C1 Begovich Building | 03-C1-D5092-250-ELT54 | Exterior Lighting LCP-C,A | Watt Stopper | HPSM115/277 | LCVR245 | OM00034757 |  | Building Exterior & Parking Lot | NA | NA | NA | DNA | 277 | DNA | Electrical | 3 | NA | NA | \Classifications\Building System Class\D50-Electrical SYS\D5090 - Elec SYS\Exterior Lighting - ELT | 1011831
03-C1 | 03-C1 Begovich Building | 03-C1-G2049-300-HSC01 | Exterior Hardscape | NA | NA | NA | OM00034759 |  | Building Exterior | NA | NA | NA | NA | NA | NA | NA | NA | NA | NA | \Classifications\Building System Class\G20-Other Systems\G2040 - Site Development\Hardscape - HSC | 1011832
03-C1 | 03-C1 New Amador County Courthouse | 03-C1-D5038-810-ITA01 | Intrusion Alarm Panel | Telecor |  | T3-SC | OM00037414 |  | Sheriff Ready Room | NA | NA | NA | NA | NA | NA | NA |  |  |  | \Classifications\Building System Class\D50-Electrical SYS\D5030 - Comm & Security\Intrusion Alarm - ITA | 1015761
03-C1 | 03-C1 New Amador County Courthouse | 03-C1-D2023-310-HWP01 | Hot Water Circulating Pump | Grudofos | 59896114P1 | NP15-18B5 | OM00003669 |  | Mech Room | NA | NA | NA | NA | Other | NA | NA | 1 |  |  | \Classifications\Building System Class\D20-Plumbing\D2020 - Domestic Water\Domestic Hot Water Circulating Pump - HWP | 1015762
03-C1 | 03-C1 New Amador County Courthouse | 03-C1-C1020-110-FRD01 | Jury Assemnly Room Fire Door | Warnock Hersey | WHI-004767 |  | OM00037412 |  | Jury Assembly Room | NA | NA | NA | NA | NA | NA | NA |  |  |  | \Classifications\Building System Class\C10-General Building Interior\C1020 - Fire Doors\Fire Doors - FRD | 1015763
03-C1 | 03-C1 New Amador County Courthouse | 03-C1-C1020-110-FRD02 | Main Corridor Fire Door | Warnock Hersey | WHI-004766 |  | OM00037413 |  | Main Corridor | NA | NA | NA | NA | NA | NA | NA |  |  |  | \Classifications\Building System Class\C10-General Building Interior\C1020 - Fire Doors\Fire Doors - FRD | 1015764
03-C1 | 03-C1 Amador Superior Court | 03-C1-D3050-250-ACU04 | Split System IT Room | Liebert | Y13EG19439 | PFH037A-YH7 | OM00034165 |  | Roof | NA | 6x10 (Washable) | R-407C | NA | 208 | 50 | Electric | 1 | NA | NA | \Classifications\Building System Class\D30-HVAC Systems\D3050 - Package SYS\Air Conditioning,Split System - ACU | 1016661
04-A1 | 04-A1 Butte County Courthouse | 04-A1-D3031-150-CLR01 | Series R Air Cooled Chiller | Trane | U96J07227 | RTAA0804XH01A3C0B | OM00003186 | Chiller | Roof | NA | NA | R-22 | Condenser Fan Motors (8), 1 HP each | 460 | 200 Amps Max. | Electrical | 3 PH, 60 Hz | NA | NA | \Classifications\Building System Class\D30-HVAC Systems\D3030 - Cooling SYS\Chiller,Absorption Unit - CLR | EQ-1003658
04-A1 | 04-A1 Butte County Courthouse | 04-A1-D3031-210-CDR02 | XB Condenser 02 to furnace | Trane | 8032P052F | 4TTA3060A4000AA | OM00003211 | DNA | SW Corner | NA | NA | R-410A | O.D. Motor - 1/5 HP | 460 | 20 Max fuse /Breaker (HACR) | NA | 3Ph, 60Hz | NA | NA | \Classifications\Building System Class\D30-HVAC Systems\D3030 - Cooling SYS\Condensing Unit (Air and/or Water) - CDR | EQ-1003660
04-A1 | 04-A1 Butte County Courthouse | 04-A1-D3031-210-CDR03 | XB Condenser 03 to furnace | Trane | 8053T953F | 4TTA3060A4000AA | OM00003209 | DNA | Exterior, west side facing freeway | NA | NA | R-410A | O.D Motor - 1/8 HP | 460 | 15 max Fuse / Breaker (HACR) | NA | 3Ph, 60Hz | NA | NA | \Classifications\Building System Class\D30-HVAC Systems\D3030 - Cooling SYS\Condensing Unit (Air and/or Water) - CDR | EQ-1003661
04-A1 | 04-A1 Butte County Courthouse | 04-A1-D3031-210-CDR04 | XB Condenser 04 to furnace | Trane | 8032PNE2F | 4TTA3060A4000AA | OM00003210 | DNA | Exterior, west side facing freeway | NA (Direct) | NA | R-410A | O.D. Motot - 1/5 HP | 460 | 20 Max Fuse / Breaker (HACR) | NA | 3 ph, 60hz | NA | NA | \Classifications\Building System Class\D30-HVAC Systems\D3030 - Cooling SYS\Condensing Unit (Air and/or Water) - CDR | EQ-1003662
04-A1 | 04-A1 Butte County Courthouse | 04-A1-D3050-210-PKU01 | Package Unit | Trane | 423101240L | YHC048A4EMA1G02B000000000 A (Mfr date - 6/2004) | OM00003202 | AC - 2 | Roof | (1) AX38 | (2) 20X30X2 | R-22 | DNA | 460 | 15 | Natural Gas | 3 Ph, 60 Hz | 80,000 | 64,000 | \Classifications\Building System Class\D30-HVAC Systems\D3050 - Package SYS\Package Unit - PKU | EQ-1003663
04-A1 | 04-A1 Butte County Courthouse | 04-A1-D3050-210-PKU02 | Package Unit | Trane | 423100814L | YSC102A4EMA1H01B000000000 D (Mfr Date - 6/2004) | OM00003203 | AC - 4 | Roof | (1) AX38 | 20x25x2 Pleated filters | R-22 | Cond Fan Motors - 0.75 HP Evap O/S Motor - 3.00 HP | 460 | 35 | Natural Gas | 3 Ph, 60Hz | (150,000) Min (105,000) | (120,000) | \Classifications\Building System Class\D30-HVAC Systems\D3050 - Package SYS\Package Unit - PKU | EQ-1003664
04-A1 | 04-A1 Butte County Courthouse | 04-A1-D3050-210-PKU03 | Package Unit | Trane | 423100653L | YHC092A4ELA1G01B000000000 D (Mfr Date 6/2004) | OM00003204 | AC - 1 | Roof | Direct Drive | 20x25x2 pleated Filters | R-22 | cond fan - 0.70 HP evap O/S fan - 3.00 HP | 460 | 25 | Natural Gas | 3 | 120,000 | 96,000 | \Classifications\Building System Class\D30-HVAC Systems\D3050 - Package SYS\Package Unit - PKU | EQ-1003665
04-A1 | 04-A1 Butte County Courthouse | 04-A1-D3050-210-PKU04 | Package Unit | Trane | 423100906L | YSC102A4EMA1H01B000000000 D (Mfr Date 6/2004) | OM00003205 | AC - 3 | Roof | Direct Drive | 20x25x2" Pleated Filters | R-22 | COND fAN - 0.75 hp eVAP o/s FAN -3.00 hp | 460 | 35 | Natural Gas | 3 Ph, 60Hz | 150,000 (Min - 105,000) | 120,000 | \Classifications\Building System Class\D30-HVAC Systems\D3050 - Package SYS\Package Unit - PKU | EQ-1003666
04-A1 | 04-A1 Butte County Courthouse | 04-A1-D3050-210-PKU05 | Package Unit PKU05 | Trane | 423100237L | YSC092A4ELA1F01B000000000 C (Mfr Date - 6/2004) | OM00003200 | AC-5 | Roof | Belt Drive | 20x25x2 Pleated Filters | R-22 | Cond Fan - 0.70 Hp Evap O/S Fan - 3.0 HP | 460 | 25 | Natural Gas | 3 Ph, 60Hz | 120,000 | 96,000 | \Classifications\Building System Class\D30-HVAC Systems\D3050 - Package SYS\Package Unit - PKU | EQ-1003667
04-A1 | 04-A1 Butte County Courthouse | 04-A1-D3050-210-PKU06 | Package Unit PKU06 | Carrier | 1496G30213 | 48HJD009---631 | OM00003197 | AC-5 | Roof | A38 | 4each. 16x20x2 Pleated | R-22 | DNA | 460 | 30 HACR max | Natural Gas | 3 Ph, 60Hz | 92,000 (min) 125,000 (max) | Capacity 75,440 / 102,550 | \Classifications\Building System Class\D30-HVAC Systems\D3050 - Package SYS\Package Unit - PKU | EQ-1003668
04-A1 | 04-A1 Butte County Courthouse | 04-A1-D3050-210-PKU07 | Package Unit PKU07 | Carrier | 1496G30215 | 48HJD009---631 | OM00003196 | AC-4 | Roof | A38 | 4 ea. 16x20x2 Pleated | R-22 | DNA | 460 | 30 HACR max | Natural Gas | 3 Ph, 60Hz | 92,000 (min) 125,000 (max) | Capacity 75,440 / 102,550 | \Classifications\Building System Class\D30-HVAC Systems\D3050 - Package SYS\Package Unit - PKU | EQ-1003669
04-A1 | 04-A1 Butte County Courthouse | 04-A1-D3050-210-PKU08 | Package Unit PKU08 | Carrier | 1696G30285 | 48HJD009---631 | OM00003198 | AC-3 | Roof | A38 | 4 each. 16x20x2 pleated | R-22 | DNA | 460 | 30 HACR max | Natural Gas | 3 | 92,000 (min) 125,000 (max) | Capacity 75,440 / 102,550 | \Classifications\Building System Class\D30-HVAC Systems\D3050 - Package SYS\Package Unit - PKU | EQ-1003670
04-A1 | 04-A1 Butte County Courthouse | 04-A1-D3050-210-PKU09 | Package Unit PKU09 | Carrier | 1596G30314 | 48HJD009---631 | OM00003199 | AC-2 | Roof | A38 | 4 each. 16x20x2 pleated | R-22 | DNA | 460 | 30 HACR max | Natural Gas | 3 Ph, 60Hz | 92,000 (min) 125,000(max) | Capacity 75,440 / 102,550 | \Classifications\Building System Class\D30-HVAC Systems\D3050 - Package SYS\Package Unit - PKU | EQ-1003671
04-A1 | 04-A1 Butte County Courthouse | 04-A1-D3050-250-ACU05 | ACU Spilt System Main Elevator Room Basement | Carrier | 1796600145 / | 38AK008601 / | OM00003192 | CU-1 | Roof 96 EXPANSION, ELEV. RM | AX38 | 16x20x1 | R-22 | DNA | 460 | 20 | NA | 3Ph, 60Hz | NA | NA | \Classifications\Building System Class\D30-HVAC Systems\D3050 - Package SYS\Air Conditioning,Split System - ACU | EQ-1003672
04-A1 | 04-A1 Butte County Courthouse | 04-A1-D3050-250-ACU06 | ACU Split System Main Panel Room Basement | Mitsubishi Electric | 43U01063B / | PU30EK3 / | OM00003193 | DNA | Roof | NA 4C440 | NA 16x20x1 | R-22 | DNA | 208/230 | 30 Amps max | Electrical | 1 ph, 60Hz | NA | NA | \Classifications\Building System Class\D30-HVAC Systems\D3050 - Package SYS\Air Conditioning,Split System - ACU | EQ-1003673
04-A1 | 04-A1 Butte County Courthouse | 04-A1-D3050-250-ACU07 | ACU Split System Main Hallway near JACR / IT Room | Mitsubishi Electric | DNA | PU30EK / | OM00003195 | AC-6 | Roof | NA | DNA | R-22 | DNA | 208/230 | 30 Amps max | Electrical | 1 Ph, 60Hz | NA | NA | \Classifications\Building System Class\D30-HVAC Systems\D3050 - Package SYS\Air Conditioning,Split System - ACU | EQ-1003674
04-A1 | 04-A1 Butte County Courthouse | 04-A1-D3050-250-ACU08 | Condensing Unit (outdoor) ACU08 / Fan Coil IT Room | Mitsubishi Electric | 23F00194B / | PU42EK7 / | OM00003194 |  | Roof | NA | NA | R-22 | DNA | 208/230 | 40 Amps max | NA | 1 Ph, 60Hz | NA | NA | \Classifications\Building System Class\D30-HVAC Systems\D3050 - Package SYS\Air Conditioning,Split System - ACU | EQ-1003675
04-A1 | 04-A1 Butte County Courthouse | 04-A1-D2022-260-HWG01 | Domestic Hot Water Heater | State Industries | L96570868 | SBT100 75 NE1 | OM00003207 | Water Heater | Mechanical Room 96 Expansion | NA | NA | NA | NA | NA | NA | Natural Gas | NA | 75100 | DNA | \Classifications\Building System Class\D20-Plumbing\D2020 - Domestic Water\Domestic Water Heater, Gas - HWG | EQ-1003677
04-A1 | 04-A1 Butte County Courthouse | 04-A1-D3050-122-FAH01 | Forced Air Furnace A/C 1 | Mammoth | 106065-03-01 | DHEBFP-280-G400-AZ35-MZ7 | OM00003728 | Furnance | Roof | (2) B87, (2) B64 | (6) 24X24X2 (3) 12x24x2 | NA | NA | 460 | 35 | Natural Gas | 3 Ph, 60Hz | 500,000 | 400,000 | \Classifications\Building System Class\D30-HVAC Systems\D3050 - Package SYS\Forced Air Heater,Oil/Gas fired - FAH | EQ-1003681
04-A1 | 04-A1 Butte County Courthouse | 04-A1-D3050-122-FAH02 | Forced Air Furnace A/C 2 | Mammoth | 106065-02-01 | DHEBFP-280-G400-AZ32-MZ7 | OM00003730 | Furnance | Roof | (2) B87, (2) B64 | (6)24x24x2, (3) 12x24x2 | NA | Main blower 7.5hp Exaust blower 3hp | 460 | 35 | Natural Gas | 3 Ph, 60Hz | 500,000 | 400,000 | \Classifications\Building System Class\D30-HVAC Systems\D3050 - Package SYS\Forced Air Heater,Oil/Gas fired - FAH | EQ-1003682
04-A1 | 04-A1 Butte County Courthouse | 04-A1-D3050-122-FAH03 | Forced Air Furnace A/C 3 | Mammoth | 106065-01-01 | DHEBFP-280-G400-AZ35-MZ7 | OM00003729 | Furnance | Roof | (2) B87, (2) B64 | (6) 24x24x2, (3) 12x24x2 | NA | Supply blower 7.5hp Exhaust blower 3hp | 460 | 35 | Natural Gas | 3 Ph, 60Hz | 500,000 | 400,000 | \Classifications\Building System Class\D30-HVAC Systems\D3050 - Package SYS\Forced Air Heater,Oil/Gas fired - FAH | EQ-1003683
04-A1 | 04-A1 Butte County Courthouse | 04-A1-D1010-100-ELE04 | Elevator - Staff Elevator - ELH04 Conveyance #140159 | MCE | 3110330 | HMC 1000 PHC | OM00004142 | State ID# 140159 | 05 addition basement | NA | NA | NA | DNA | 460 | 22.3 | Hydraulic | 3 | NA | NA | \Classifications\Building System Class\D10-Conveyance Systems\D1010 - Elevator\Elevator,Hydraulic,Pass/Freight - ELE | EQ-1003685
04-A1 | 04-A1 Butte County Courthouse | 04-A1-D1010-100-ELE03 | Elevator, Jail #3 Conveyance # 140160 | MCE | ET3115 | EP06020 | OM00004141 | State ID# 140160 | 05 addition, Basement | NA | NA | NA | 20 | 460 | 28.4 | Hydraulic | 3 | NA | NA | \Classifications\Building System Class\D10-Conveyance Systems\D1010 - Elevator\Elevator,Hydraulic,Pass/Freight - ELE | EQ-1003686
04-A1 | 04-A1 Butte County Courthouse | 04-A1-D1010-100-ELE02 | Elevator, Passenger Custody ELH02 CUSTOD 96 Addition Conveyance # 105260 | USElevator | 31137 | 1230MP | OM00004118 | State ID# 105260 | elevator room inside riser room | NA | NA | NA | 25 | 480 | 34 | Hydraulic | 3 | NA | NA | \Classifications\Building System Class\D10-Conveyance Systems\D1010 - Elevator\Elevator,Hydraulic,Pass/Freight - ELE | EQ-1003687
04-A1 | 04-A1 Butte County Courthouse | 04-A1-D1013-310-WCL03 | Wheelchair Lift Courtroom 5 State ID # 156044 | TL Shields & Assoc | DNA | TLSIL Invisible Lift | OM00004425 | State ID# 156044¦ CRTRM5 | Courtroom 3 behind Witness Stand | DNA | DNA | NA | 1 HP | 120 | 15 amps | Electrical | 1 | NA | NA | \Classifications\Building System Class\D10-Conveyance Systems\D1010 - Elevator\Wheelchair Lift - WCL | EQ-1003688
04-A1 | 04-A1 Butte County Courthouse | 04-A1-D4094-450-SFM01 | FM-200 | Chemetron fire systems | 252063 | 10480980 | OM00004420 | DNA | tagged at 1st Flr. Telcomm Rm., panel in Tech's Office | NA | NA | NA | NA | NA | NA | NA | NA | NA | NA | \Classifications\Building System Class\D40-Fire Protection SYS\D4090 - Other Fire Protection Systems\Fire Suppression, Gaseous - SFM | EQ-1003690
04-A1 | 04-A1 Butte County Courthouse | 04-A1-D4022-210-FSG01 | Fire Sprinkler System Pump FSG01 | US MOTORS | Z08Z177R218F | G181A | OM00004150 | Fire Sprinkler Pump | Basement, Fire Sprinkler Room | NA | NA | NA | NA | 208-230/460 | 48 | Electrical | 3 Ph,60Hz | NA | NA | \Classifications\Building System Class\D40-Fire Protection SYS\D4020 - Stand Pipe\Pump,Fire,Electric Motor Driven - FSG | EQ-1003691
04-A1 | 04-A1 Butte County Courthouse | 04-A1-D2040-100-PSU03 | Sump Pumps PMS03 | WEIL | A9541 | w-1409-11 | OM00004126 | DNA | Sally Port | NA | NA | NA | 1/3 | 115 | 7.2 | Electrical | 1 Ph, 60 Hz | NA | NA | \Classifications\Building System Class\D20-Plumbing\D2040 - Rain Drain\Sump Pump - PSU | EQ-1003692
04-A1 | 04-A1 Butte County Courthouse | 04-A1-D5010-200-ESD02 | Switchboard | Industrial Electric Mfg., Inc | 027284-001 | Type: SWBD | OM00027180 | D160041 3 of 4 | Basement, MAIN PANEL ROOM | NA | NA | NA | NA | 480 | 50000 | NA | 3 | NA | NA | \Classifications\Building System Class\D50-Electrical SYS\D5010 - Elec Service & Dist\Electical Service and Distribution - ESD | EQ-1003695
04-A1 | 04-A1 Butte County Courthouse | 04-A1-D5010-234-ATS01 | Transfer switch | cummins | DNA | DNA | OM00027018 |  | Basement IT Storage Room in Technicians Office | NA | NA | NA | NA | dna | DNA | Electric | 3 | NA | NA | \Classifications\Building System Class\D50-Electrical SYS\D5010 - Elec Service & Dist\Automatic Transfer Switch - ATS | EQ-1003696
04-A1 | 04-A1 Butte County Courthouse | 04-A1-D5011-240-TRN03 | Transformer | MGM Transformer Company | 96-2-44383 | Cat. No. AD37Q-S0258 | OM00027181 | Dry Type Transformer | DNA | NA | NA | NA | DNA | 480 - 208Y/120 | 300 KVA | NA | 3 | NA | NA | \Classifications\Building System Class\D50-Electrical SYS\D5010 - Elec Service & Dist\Transformer - TRN | EQ-1003697
04-A1 | 04-A1 Butte County Courthouse | 04-A1-B2034-400-DOH01 | Sallyport Electric Door / Closer | Lift Master | H1011l2rns | H01101L2R NS | OM00004151 | Door Closer | Exterior - NORTH SIDE OF BUILDING | NA | NA | NA | 1 | 115 | DNA | Electric | 1 | NA | NA | \Classifications\Building System Class\B20-General Building Exterior\B2030 - Exterior Doors\Door,Overhead-Shutter,Manual,Elec,Roll-up - DOH | EQ-1003699
04-A1 | 04-A1 Butte County Courthouse | 04-A1-G3010-210-PWT01 | Domestic Water Non-Insulated Tank PWT01 | manchester tank | DNA - None | 33026 | OM00004122 | DNA | Basement mechanical room | NA | NA | NA | NA | NA | NA | NA | NA | NA | NA | \Classifications\Building System Class\G30-Site Mechanical Utilities\G3010 - Water Supply\Potable Water Storage Tank - PWT | EQ-1003704
04-A1 | 04-A1 Butte County Courthouse | 04-A1-D2023-100-BFP01 | Fire Sprinkler Backflow Assembly BFP01 | FEBCO | 9508191240 | 805YD (6inch) Type:DC | OM00004147 | ID#:1 | By 96 riser room | NA | NA | NA | NA | NA | NA | NA | NA | NA | NA | \Classifications\Building System Class\D20-Plumbing\D2020 - Domestic Water\Backflow Preventer - BFP | EQ-1003705
04-A1 | 04-A1 Butte County Courthouse | 04-A1-D2023-100-BFP02 | Domestic Water Backflow Assembly | Wilkins | 391432 | 975XL | OM00004145 |  | 96 Expansion Basement | NA | NA | NA | NA | NA | NA | NA | NA | NA | NA | \Classifications\Building System Class\D20-Plumbing\D2020 - Domestic Water\Backflow Preventer - BFP | EQ-1003706
04-A1 | 04-A1 Butte County Courthouse | 04-A1-D2023-100-BFP03 | Blanketed Backflow Assembly BFP03 | Febco | 9508251502 | 805YD (4INCH) Type:DC | OM00004148 | ID#:2 | By 96 Expansion Sally port | NA | NA | NA | NA | NA | NA | NA | NA | NA | NA | \Classifications\Building System Class\D20-Plumbing\D2020 - Domestic Water\Backflow Preventer - BFP | EQ-1003707
04-A1 | 04-A1 Butte County Courthouse | 04-A1-D2023-100-CTY04 | Blanketed Backflow Assembly BFP04 - This is CalTrans responsbility | Wilkins | DNA | 975XL | OM00004146 |  | West Field by Court Signage | NA | NA | NA | NA | NA | NA | NA | NA | NA | NA | \Classifications\Building System Class\D20-Plumbing\D2020 - Domestic Water\Backflow Preventer - BFP | EQ-1003708
04-A1 | 04-A1 Butte County Courthouse | 04-A1-D3042-220-EFN01 | Exhaust Fan N. Side 2003 Roof | Greenheck | 04F22876 | GB-081-6 | OM00027025 | NA | N. Side 2003 Roof | 3L190 | NA | NA | 1/6 | OTHER | 3.6 | ELECTRIC | 1 | NA | NA | \Classifications\Building System Class\D30-HVAC Systems\D3040 - Distribution SYS\Supply/Exhaust/Return fans- FAN | EQ-1003711
04-A1 | 04-A1 Butte County Courthouse | 04-A1-D3042-220-EFN02 | Exhaust Fan (aluminum cover) | Greenheck | DNA | GB-081-6 | OM00003727 | NA | Roof Top | 1190 (3L190) | NA | NA | 1/3 | Other | 6.4 | Electric | 1 | NA | NA | \Classifications\Building System Class\D30-HVAC Systems\D3040 - Distribution SYS\Supply/Exhaust/Return fans- FAN | EQ-1003712
04-A1 | 04-A1 Butte County Courthouse | 04-A1-D3042-220-EFN03 | Exhaust Fan (aluminum cover) | Greenheck | 96A07502 | GB-120-4X-QD | OM00003726 | NA | Roof Top | 1190 (3L190) | NA | NA | 1/4 | Other | 5.3 | Electric | 1 | NA | NA | \Classifications\Building System Class\D30-HVAC Systems\D3040 - Distribution SYS\Supply/Exhaust/Return fans- FAN | EQ-1003713
04-A1 | 04-A1 Butte County Courthouse | 04-A1-D3042-220-EFN04 | Exhaust Fan (aluminum cover) | Greenheck | 76A0642 | GB-120-4X-QD-2A | OM00003725 | NA | Roof Top Near Boiler | 1190 (3L190) | NA | NA | 1/4 | Other | 5.2/2.6 | Electric | 1 | NA | NA | \Classifications\Building System Class\D30-HVAC Systems\D3040 - Distribution SYS\Supply/Exhaust/Return fans- FAN | EQ-1003714
04-A1 | 04-A1 Butte County Courthouse | 04-A1-D3042-220-EFN05 | Exhaust Fan (aluminum cover) | NA | DNA | 6K551K | OM00004417 | NA | Roof Top | 1330 (3L330) | NA | NA | 1/6 | Other | 3.6 | Electric | 1 | NA | NA | \Classifications\Building System Class\D30-HVAC Systems\D3040 - Distribution SYS\Supply/Exhaust/Return fans- FAN | EQ-1003715
04-A1 | 04-A1 Butte County Courthouse | 04-A1-D3042-220-EFN06 | Exhaust Fan (aluminum cover) | NA | DNA | SA55NXSFB | OM00004418 | NA | Roof Top | 4L-600 | NA | NA | 1/3 | Other | 6.4 | Electric | 1 | NA | NA | \Classifications\Building System Class\D30-HVAC Systems\D3040 - Distribution SYS\Supply/Exhaust/Return fans- FAN | EQ-1003716
04-A1 | 04-A1 Butte County Courthouse | 04-A1-D3042-220-EFN07 | Exhaust Fan (aluminum cover) | NA | DNA | SA55NXSFB | OM00004419 | NA | Roof Top | 2600 (4L600) | NA | NA | 1/3 | Other | 6.4 | NA | Electric | NA | NA | \Classifications\Building System Class\D30-HVAC Systems\D3040 - Distribution SYS\Supply/Exhaust/Return fans- FAN | EQ-1003717
04-A1 | 04-A1 Butte County Courthouse | 04-A1-D3050-250-ACU01 | ACU Split System West Elevator Room | Trane | 3471KNMSF / | TTB018C100A2 / | OM00003201 | CU - 1 | Roof New Extension | NA | (?) 20X20X1 | R-22 | NA | 200/230 | 15 Max Fuse / Breaker (HACR) | NA | 1 Ph, 60Hz | 18,000 | NA | \Classifications\Building System Class\D30-HVAC Systems\D3050 - Package SYS\Air Conditioning,Split System - ACU | EQ-1003659
04-A1 | 04-A1 Butte County Courthouse | 04-A1-D4031-100-FEX38 | Portable, Hand Held, Fire Extinguisher | NA | NA | NA | OM00027266 |  | Entire Bldg | NA | NA | NA | NA | NA | NA | NA | NA | NA | NA | \Classifications\Building System Class\D40-Fire Protection SYS\D4030 - FIRE SPEC\Fire Extinguisher - FEX | EQ-1004573
04-A1 | 04-A1 Butte County Courthouse | 04-A1-D5092-250-EML138 | LIGHT, EMERGENCY, HARDWIRED SYSTEM | Multiple | Multiple | Multiple | OM00027267 |  | All |  |  |  |  | 277 |  | Electric | 1 |  |  | \Classifications\Building System Class\D50-Electrical SYS\D5090 - Elec SYS\Emergency And Exit Lighting - EML | EQ-1004574
04-A1 | 04-A1 Butte County Courthouse | 04-A1-D1010-100-ELE01 | Elevator ELH01 Staff 96 Addition - Conveyance # 105207 | USE | 551713 | Ascension 1000 | OM00004117 | State ID# 105207 | elevator room inside riser room | DNA | DNA | NA | 25 | 480 | 50 | Hydraulic | 3 | DNA | DNA | \Classifications\Building System Class\D10-Conveyance Systems\D1010 - Elevator\Elevator,Hydraulic,Pass/Freight - ELE | EQ-1005191
04-A1 | 04-A1 Butte County Courthouse | 04-A1-D1013-310-WCL02 | Wheelchair Lift, Courtroom 02 WCL02 State ID # 140230 | TL Shields $ Assc | 7998-22 | TLSIL Invisible Lift | OM00027130 | State ID# 140230¦ WCL | Floor 1, Courtroom#2 | DNA | DNA | NA | 1 hp | 115 | 15 amp |  | Single | DNA | DNA | \Classifications\Building System Class\D10-Conveyance Systems\D1010 - Elevator\Wheelchair Lift - WCL | EQ-1005192
04-A1 | 04-A1 Butte County Courthouse | 04-A1-D1013-310-WCL01 | Wheelchair Lift, Courtroom 01 WCL01 State ID # 140229 | TL Shields $ Assc | DNA | TLSIL Invisible Lift | OM00004421 | State ID# 140229 | Behind witness stand | NA | NA | NA | 1 HP | 115 volts | 15 amp | NA | single | NA | NA | \Classifications\Building System Class\D10-Conveyance Systems\D1010 - Elevator\Wheelchair Lift - WCL | EQ-1005193
04-A1 | 04-A1 Butte County Courthouse | 04-A1-D1013-310-WCL05 | Wheelchair Lift Courtroom 3, State ID # 156042 | DNA | DNA | DNA | OM00004423 | State ID# 156042¦ CRTRM3 | Courtroom 5 behind Witness Stand | NA | NA | NA | DNA | DNA | DNA | Electrical | DNA | NA | NA | \Classifications\Building System Class\D10-Conveyance Systems\D1010 - Elevator\Wheelchair Lift - WCL | EQ-1005194
04-A1 | 04-A1 Butte County Courthouse | 04-A1-D2023-100-BFP05 | Backflow Preventer BFP05 | Conbraco | UJ405 | 40204T2 (3/4 INCH) Type:RPP | OM00004144 | DNA | W/S OF NEW COURT HOUSE | NA | NA | NA | NA | NA | NA | NA | NA | NA | NA | \Classifications\Building System Class\D20-Plumbing\D2020 - Domestic Water\Backflow Preventer - BFP | EQ-1005195
04-A1 | 04-A1 Butte County Courthouse | 04-A1-B2010-100-BLD01 | Building Structure | NA | NA | NA | OM00031055 | NA | NA | NA | NA | NA | NA | NA | NA | NA | NA | NA | NA | \Classifications\Building System Class\B20-General Building Exterior\B2010 - Exterior Walls\Building - BLD | EQ-1007241
04-A1 | 04-A1 Butte County Courthouse | 04-A1-B3010-100-RUF01 | Roofing Systems | NA | NA | NA | OM00031054 |  | NA | NA | NA | NA | NA | NA | NA | NA | NA | NA | NA | \Classifications\Building System Class\B30-Roofing\B3010 - Roof Types\Roof - RUF | EQ-1007418
04-A1 | 04-A1 Butte County Courthouse | 04-A1-D4010-150-FMS01 | System Extinguishing,Wet Pipe - SEW | DNA | DNA | DNA | OM00027021 | DNA | DNA | NA | NA | NA | NA | NA | NA | NA | NA | NA | NA | \Classifications\Building System Class\D40-Fire Protection SYS\D4010 - Sprinkler SYS\Fire Systems, stand pipes - FMS | 1009825
04-A1 | 04-A1 Butte County Courthouse | 04-A1-D3068-100-BAS01 | Building Automation System - BAS | Delta | DNA | DNA | OM00039810 |  | Roof hatch room off room 100, tagged on computer in Mech. Office |  |  |  |  | AC | [5 empty] | \Classifications\Building System Class\D30-HVAC Systems\D3060 - Control & Inst Air\Building Automation System - BAS | 1011012
04-A1 | 04-A1 Butte County Courthouse | 04-A1-D3050-250-ACU09 | ACU Spilt System Admin Hallway near chambers 9 / IT room | Mitsubishi Electric | 7005081T | MU-A12WA-1 | OM00027041 |  | Old Court Roof | NA | Washable | R-410A |  | 115 | 12 |  | 1 |  |  | \Classifications\Building System Class\D30-HVAC Systems\D3050 - Package SYS\Air Conditioning,Split System - ACU | 1011018
04-A1 | 04-A1 Butte County Courthouse | 04-A1-D3050-250-ACU10 | ACU Split System for evidence room Basemen | Mitsubishi Electric | 0000866T | MUY-GE12NA | OM00027046 |  | Inside Generator Fence (outside) | NA | Washable | R-410A |  | 208/230 | 15 | Electrical | 1 |  |  | \Classifications\Building System Class\D30-HVAC Systems\D3050 - Package SYS\Air Conditioning,Split System - ACU | 1011019
04-A1 | 04-A1 Butte County Courthouse | 04-A1-D1013-310-WCL04 | Wheelchair Lift, Courtroom 04 WCL04 State ID # 156043 | South Works Products | 793831 | TLSIL - Invisible Lift | OM00004422 | State ID# 156043¦ CRTRM4 | Courtroom 4, Behind witness stand | DNA | DNA | NA | 1hp | DNA | 15amp | NA | DNA | NA | NA | \Classifications\Building System Class\D10-Conveyance Systems\D1010 - Elevator\Wheelchair Lift - WCL | 1011594
04-A1 | 04-A1 Butte County Courthouse | 04-A1-D1013-310-WCL06 | Wheelchair Lift, Courtroom 06 WCL06 State ID # 156045 | DNA | DNA | DNA | OM00004424 | State ID# 156045¦ CRTRM6 | Courtroom 6 | NA | NA | NA | DNA | NA | DNA | Electrical | DNA | NA | NA | \Classifications\Building System Class\D10-Conveyance Systems\D1010 - Elevator\Wheelchair Lift - WCL | 1011595
04-A1 | 04-A1 Butte County Courthouse | 04-A1-B2034-400-DOH02 | sally port door | DNA | DNA | DNA | OM00031056 |  | Northside east end of building | NA | NA | NA | DNA | DNA | DNA | Electrical | DNA | NA | NA | \Classifications\Building System Class\B20-General Building Exterior\B2030 - Exterior Doors\Door,Overhead-Shutter,Manual,Elec,Roll-up - DOH | 1011833
04-A1 | 04-A1 Butte County Courthouse | 04-A1-D3050-122-FAH04 | Gas fired heater | Trane | 8055P2D7G | TUX1D120A9601AB | OM00027042 |  | 05 addition across from stairwell | NA | DNA | NA | DNA | DNA | DNA | Natural Gas | DNA | 120000 | DNA | \Classifications\Building System Class\D30-HVAC Systems\D3050 - Package SYS\Forced Air Heater,Oil/Gas fired - FAH | 1011836
04-A1 | 04-A1 Butte County Courthouse | 04-A1-D3050-122-FAH05 | Gas fired heater | Trane | 8072LL97G | TUX1B060A9361AB | OM00027043 |  | 05 Basement addition across from stairway | NA | DNA | NA | DNA | DNA | DNA | Natural Gas | DNA | 60000 | DNA | \Classifications\Building System Class\D30-HVAC Systems\D3050 - Package SYS\Forced Air Heater,Oil/Gas fired - FAH | 1011837
04-A1 | 04-A1 Butte County Courthouse | 04-A1-D4022-210-JPM01 | Fire jockey pump | Franklin electric | DNA | 1303007107 | OM00004131 |  | Riser room | NA | NA | NA | 1 | 208-230/460 | 3.2 | Electrical | 3 | NA | NA | \Classifications\Building System Class\D40-Fire Protection SYS\D4020 - Stand Pipe\Jockey Pump - JPM | 1011838
04-A1 | 04-A1 Butte County Courthouse | 04-A1-D4094-450-SFM02 | FIRE SUPPRESSION SYSTEM | SAPPHIRE | 570638 | DNA | OM00027127 |  | Basement Evidence Room | NA | NA | NA | NA | 24V | DNA |  | 1 | NA | NA | \Classifications\Building System Class\D40-Fire Protection SYS\D4090 - Other Fire Protection Systems\Fire Suppression, Gaseous - SFM | 1011839
04-A1 | 04-A1 Butte County Courthouse | 04-A1-D5092-210-GEN01 | GENERATOR | Cummins | H100147845 | DQFAA-5063069 | OM00027017 |  | NORTH SIDE NEXT TO RISER ROOM | NA | NA | NA | 1490 @ 1800 | 277-480 | 1127.7 | Diesel | 1-3 | NA | NA | \Classifications\Building System Class\D50-Electrical SYS\D5090 - Elec SYS\Emergency Generator - GEN | 1011840
04-A1 | 04-A1 Butte County Courthouse | 04-A1-G2050-200-LSC01 | Landscaping | NA | NA | NA | OM00027307 |  | Exterior Landscape | NA | NA | NA | NA | NA | NA | NA | NA | NA | NA | \Classifications\Building System Class\G20-Other Systems\G2050 - Landscaping\Landscaping - LSC | 1011841
04-A1 | 04-A1 Butte County Courthouse | 04-A1-D5092-250-ELT70 | Exterior Lighting | MULTIPLE | MULTIPLE | MULTIPLE | OM00027268 |  | Exterior | NA | NA | NA | DNA | 120/277 | DNA | Electrical | 1 | NA | NA | \Classifications\Building System Class\D50-Electrical SYS\D5090 - Elec SYS\Exterior Lighting - ELT | 1011842
04-A1 | 04-A1 Butte County Courthouse | 04-A1-G2049-300-HSC01 | Hardscape | NA | NA | NA | OM00027308 |  | Exterior | NA | NA | NA | NA | NA | NA | NA | NA | NA | NA | \Classifications\Building System Class\G20-Other Systems\G2040 - Site Development\Hardscape - HSC | 1011843
04-A1 | 04-A1 Butte County Courthouse | 04-A1-D2023-310-WBS03 | Domestic Water Booster Pump System | SyncroFlo | DNA | 6DA33 | OM00037408 |  | Basement - Riser Room |  |  |  | 3 | Other | 5.2 | Electric |  |  |  | \Classifications\Building System Class\D20-Plumbing\D2020 - Domestic Water\Domestic Water Booster System - WBS | 1015391
04-A1 | 04-A1 Butte County Courthouse | 04-A1-D3050-250-ACU11 | ACU Split System Wall Mounted/Sherriff Security Office Basement | ComfortStar | 4170011040035 | CH024CD-13B | OM00027024 |  | North Wall/Sherriff Security Office |  |  | R-410A | [7 empty] | \Classifications\Building System Class\D30-HVAC Systems\D3050 - Package SYS\Air Conditioning,Split System - ACU | 1015393
04-A1 | 04-A1 Butte County Courthouse | 04-A1-D2023-100-BFP06 | Chiller Backflow BFP06 | WATTS | A05159 | M2 QT | OM00031033 |  | Roof at Chiller | [10 empty] | \Classifications\Building System Class\D20-Plumbing\D2020 - Domestic Water\Backflow Preventer - BFP | 1015394
04-A1 | 04-A1 Butte County Courthouse | 04-A1-D2023-100-BFP07 | Boiler Backflow Preventer | WATTS | Z42875 | M2 QT | OM00031035 |  | Roof at Chiller | [10 empty] | \Classifications\Building System Class\D20-Plumbing\D2020 - Domestic Water\Backflow Preventer - BFP | 1015395
04-A1 | 04-A1 Butte County Courthouse | 04-A1-D2023-310-HWP05 | Hot Water Circulating Pump ? West Side of Court | BELL & GOSSETT | 103255 1K30 | NBF-22U | OM00027052 |  | West Side of Courthouse Hot Water Heater Room | NA | NA | NA | NA | Other | 0.8 | Electric | 1 | NA | NA | \Classifications\Building System Class\D20-Plumbing\D2020 - Domestic Water\Domestic Hot Water Circulating Pump - HWP | 1015571
04-A1 | 04-A1 Butte County Courthouse | 04-A1-D2023-310-WBS04 | Landscape Booster Pump | Watertronics | 13149 | 41-42-0202 | OM00037410 |  | N. Side of 2003 Addition | NA | NA | NA | 3 | Other | 4.2 | Electric | 3 | NA | NA | \Classifications\Building System Class\D20-Plumbing\D2020 - Domestic Water\Domestic Water Booster System - WBS | 1015572
04-A1 | 04-A1 Butte County Courthouse | 04-A1-D2023-310-HWP03 | Hot Water Circuilating Pump | Bell & Gossett | 1977219 | 3VA56G17D2011AP | OM00003995 |  | Riser Room | NA | NA | NA | 4-Mar | Other | DNA | Electric | 1 | NA | NA | \Classifications\Building System Class\D20-Plumbing\D2020 - Domestic Water\Domestic Hot Water Circulating Pump - HWP | 1015573
04-A1 | 04-A1 Butte County Courthouse | 04-A1-G2023-150-PEG01 | Horizontal Rolling Security Gate | Door King Inc. | 2071 | Vehicular Gate Operator 9150-084 | OM00027051 |  | Secured Parking Gate East | Chair Drive 20' | NA | NA | 2-Jan | Other | 5.4 | Electric | 1 | NA | NA | \Classifications\Building System Class\G20-Other Systems\G2020 - Parking Lots\Secured Parking Gate - PEG | 1015574
04-A1 | 04-A1 Butte County Courthouse | 04-A1-D2023-310-HWP04 | Hot Water Circuilating Pump - Old Court | GRUNDFOS | NA | UP 15-42 F | OM00027013 |  | Old Court Hot Water Heater Room | NA | NA | NA | NA | Other | 0.74 | Electric | 1 | NA | NA | \Classifications\Building System Class\D20-Plumbing\D2020 - Domestic Water\Domestic Hot Water Circulating Pump - HWP | 1015575
04-A1 | 04-A1 Butte County Courthouse | 04-A1-D3042-220-EFN08 | Exhaust Fan next to Chiller | Dayton | NA | 3K613G | OM00027014 |  | Roof by chiller | 2410 (4L410) | NA | NA | 6-Jan | Other | 3.6/1.6-1.8 | Electric | 1 | NA | NA | \Classifications\Building System Class\D30-HVAC Systems\D3040 - Distribution SYS\Supply/Exhaust/Return fans- FAN | 1015576
04-A1 | 04-A1 Butte County Courthouse | 04-A1-D2023-100-BFP08 | PKU10 Cooling Tower Backflow | Wilkins | 206541 | Unknown | OM00031037 |  | Roof at PKU10 | NA | NA | NA | NA | NA | NA | NA | NA | NA | NA | \Classifications\Building System Class\D20-Plumbing\D2020 - Domestic Water\Backflow Preventer - BFP | 1015577
04-A1 | 04-A1 Butte County Courthouse | 04-A1-D3030-110-CTW01 | Cooling Tower for PKU10 | FRIGID COIL | 36655A1 | YEC 4 80 | OM00031038 |  | Inside Packate Unit 10 | NA | NA | NA | NA | NA | NA | NA | NA | NA | NA | \Classifications\Building System Class\D30-HVAC Systems\D3030 - Cooling SYS\Cooling Tower - CTW | 1015579
04-A1 | 04-A1 Butte County Courthouse | 04-A1-D3031-200-MTR01 | Chilled Water Meter for PKU10 | SENSUS | 50091759 | UNKNOWN | OM00031036 |  | Roof at PKU10 | NA | NA | NA | NA | NA | NA | NA | NA | NA | NA | \Classifications\Building System Class\D30-HVAC Systems\D3030 - Cooling SYS\Meter Reading Chiller Water - MTR | 1015580
04-A1 | 04-A1 Butte County Courthouse | 04-A1-D2020-130-WMR01 | Boiler Water Meter | SENSUS | 50091762 | UNKNOWN | OM00027027 |  | Roof at Boiler | NA | NA | NA | NA | NA | NA | NA | NA | NA | NA | \Classifications\Building System Class\D20-Plumbing\D2020 - Domestic Water\Water Meter Readings - WMR | 1015581
04-A1 | 04-A1 Butte County Courthouse | 04-A1-C1020-110-FRD01 | Transaction Window at Jury Selection Room in Public Hall | CORNELL | 9623003 | DNA | OM00027026 |  | JURY SELECTION ROOM | NA | NA | NA | NA | NA | NA | NA | NA | NA | NA | \Classifications\Building System Class\C10-General Building Interior\C1020 - Fire Doors\Fire Doors - FRD | 1015582
04-A1 | 04-A1 Butte County Courthouse | 04-A1-D3020-100-HET03 | Boiler Storage Tank 3 | John Wood CO. | 19609-1 | NA | OM00039963 | NA | Roof Next to Boiler | NA | NA | NA | NA | NA | NA | NA | NA | NA | NA | \Classifications\Building System Class\D30-HVAC Systems\D3020 - Heat SYS\Heater Water Expansion Tank - HET | 1016636
04-A1 | 04-A1 Butte County Courthouse | 04-A1-D3021-130-BLR02 | Gas boiler 2 | Camus | 81317967 | DMNH-0601-MSO-HLS | OM00039811 | NA | Roof Next to Package Unit | NA | NA | NA | NA | NA | NA | Gas | NA | 600,000 | 558,000 | \Classifications\Building System Class\D30-HVAC Systems\D3020 - Heat SYS\Boiler,Hot Water,Oil/Gas/Comb. - BLR | 1016635
04-A1 | 04-A1 Butte County Courthouse | 04-A1-D3020-100-HET04 | Boiler Storage Tank 4 | John Wood CO. | DNA | NA | OM00039472 | OM00039964 | Roof Next to Boiler | NA | NA | NA | NA | NA | NA | NA |  | NA | NA | \Classifications\Building System Class\D30-HVAC Systems\D3020 - Heat SYS\Heater Water Expansion Tank - HET | 1016637
04-A1 | 04-A1 Butte County Courthouse | 04-A1-D2023-310-HWP06 | Hot Water Recirculation Tank for Boiler 2 | Bluffton | REFE07C32E2EB4G | 1313480103 | OM00039812 | NA | Roof Next to Boiler | NA | NA | NA | 1.5 | DNA | NA | Electric |  | DNA | DNA | \Classifications\Building System Class\D20-Plumbing\D2020 - Domestic Water\Domestic Hot Water Circulating Pump - HWP | 1016638
04-A1 | 04-A1 Butte County Courthouse | 04-A1-D2030-410-PMS03 | Sewage Ejector Pump System (2 Pumps and 1 Controller) | FLYGT | E82361 | DAX460 | OM00027222 | OM00004120 | Basement Mechanical Room | NA | NA | NA | 2.7 | 460 | 12.4 | NA | 3 | NA | NA | \Classifications\Building System Class\D20-Plumbing\D2030 - Sani Waste\Sewage Ejector Pump - PMS | 1018738
04-A1 | 04-A1 Butte County Courthouse | 04-A1-D2030-410-PMS04 | Sewage Ejector Pump | Lincoln | 762920 | 143T | OM00004130 |  | Old Sallyport - Basement | NA | NA | NA | NA | 230/460 | 5.8 | Electric | 3 | NA | NA | \Classifications\Building System Class\D20-Plumbing\D2030 - Sani Waste\Sewage Ejector Pump - PMS | 1018750
04-A1 | 04-A1 Butte County Courthouse | 04-A1-C1020-110-FRD06 | Fire Door Between Courtrooms 2 & 3 in Staff Hallway | NA | K162878 | NA | OM00039473 |  | 1st Flr. Staff Hallway between Courtrooms 2 & 3 | NA | NA | NA | NA | NA | NA | NA |  | NA | NA | \Classifications\Building System Class\C10-General Building Interior\C1020 - Fire Doors\Fire Doors - FRD | 1018751
04-A1 | 04-A1 Butte County Courthouse | 04-A1-C1020-110-FRD04 | Fire Door | NA | Not a Fire Rated Door | NA | OM00039468 |  | 1st Flr. By Chamber 9 | NA | NA | NA | NA | NA | NA | NA |  | NA | NA | \Classifications\Building System Class\C10-General Building Interior\C1020 - Fire Doors\Fire Doors - FRD | 1018754
04-A1 | 04-A1 Butte County Courthouse | 04-A1-C1020-110-FRD05 | 1st Flr. Staff Hallway by Courtroom 7 | Warnock Hersey | 036385 | NA | OM00039467 |  | 1st Flr. Stff Hallway By Courtroom 7 | NA | NA | NA | NA | NA | NA | NA |  | NA | NA | \Classifications\Building System Class\C10-General Building Interior\C1020 - Fire Doors\Fire Doors - FRD | 1018755
04-A1 | 04-A1 Butte County Courthouse | 04-A1-D3050-122-FAH06 | Sheriffs Breakroom Furnace | Trane | 8071R1A7G | TUX1D120A9601AB | OM00027045 |  | Basement Sheriffs Breakroom Mech Closet | NA | (1) 24x24x1 | NA | DNA | DNA | DNA | Gas |  | 120000 | DNA | \Classifications\Building System Class\D30-HVAC Systems\D3050 - Package SYS\Forced Air Heater,Oil/Gas fired - FAH | 1018756
04-A1 | 04-A1 Butte County Courthouse | 04-A1-D5011-240-TRN04 | Old Sallyport Electrical Transformer #1 | Power Former | 223-3234 | Class JA J7007 | OM00039475 |  | Old Sallyport Electrical Room - Basement | NA | NA | NA | NA | 480 | 45KVA KT-13 RATED | Electric | 3 | NA | NA | \Classifications\Building System Class\D50-Electrical SYS\D5010 - Elec Service & Dist\Transformer - TRN | 1018747
04-A1 | 04-A1 Butte County Courthouse | 04-A1-D5011-240-TRN05 | Old Sallyport Electrical Transformer #2 | Cuttler Hammer | NA | NA | OM00039476 |  | Old Sallyport Electrical Room - Basement | NA | NA | NA | NA | 480 | 45KVA KT-13 RATED | Electric | 3 | NA | NA | \Classifications\Building System Class\D50-Electrical SYS\D5010 - Elec Service & Dist\Transformer - TRN | 1018748
04-A1 | 04-A1 Butte County Courthouse | 04-A1-D5010-200-ESD01 | Main Electrical Panel | Cuttler Hammer |  | LF393174-A | OM00039477 |  | Old Sallyport Electrical Room - Basement | NA | NA | NA | NA | 480 | 800 | Electric | 3 | NA | NA | \Classifications\Building System Class\D50-Electrical SYS\D5010 - Elec Service & Dist\Electical Service and Distribution - ESD | 1018749
04-A1 | 04-A1 Butte County Courthouse | 04-A1-C1020-110-FRD02 | Double Fire Door w/ Panic Hardware in Public Hallway | Wells Fire Exit | NA | 1 1/2" Fire Rated Hollow Metal Doors | OM00039469 |  | 1st Flr. Public Hallway Next to Courtroom 1 | NA | NA | NA | NA | NA | NA | NA |  | NA | NA | \Classifications\Building System Class\C10-General Building Interior\C1020 - Fire Doors\Fire Doors - FRD | 1018752
04-A1 | 04-A1 Butte County Courthouse | 04-A1-C1020-110-FRD03 | Double Fire Door w/ Panic Hardware in Public Hallway | NA | K734501 | 1 1/2" Fire Rated Hollow Metal Doors | OM00039471 |  | 1st Flr. Public Hallway Between Courtrooms 2 & 3 | NA | NA | NA | NA | NA | NA | NA |  | NA | NA | \Classifications\Building System Class\C10-General Building Interior\C1020 - Fire Doors\Fire Doors - FRD | 1018753
04-A1 | 04-A1 Butte County Courthouse | 04-A1-D3031-100-PCH01 | Chiller Pump | Bell & Gossett | Z082163R163M | B075A | OM00039470 |  | Roof on Chiller Rack | NA | NA | NA | 5.0 | 208-230/460 | 16.6 | Electric | 3 | NA | NA | \Classifications\Building System Class\D30-HVAC Systems\D3030 - Cooling SYS\Chilled Water Pump - PCH | 1018757
04-A1 | 04-A1 Butte County Courthouse | 04-A1-D3050-210-PKU11 | Package Unit #10 | BASX | AC-1 | 15042-01 | OM00027223 | OM00003190 | Roof | NA | (6) 12x24x2 and (12) 24x24x2 | R-410A | SF 30hp RF 15hp | 480 | 182.2 | Electric | 3 | NA | NA | \Classifications\Building System Class\D30-HVAC Systems\D3050 - Package SYS\Package Unit - PKU | 1020502
04-A1 | 04-A1 Butte County Courthouse | 04-A1-D5037-710-FAP02 | FIRE PANEL | SILENT KNIGHT | NA | 5820XL | OM00031070 |  | Basement, SHERIFF CONTROL RM | NA | NA | NA | NA | DNA | DNA | DNA | DNA | NA | NA | \Classifications\Building System Class\D50-Electrical SYS\D5030 - Comm & Security\Fire Alarm Panel - FAP | 1022651
04-A1 | 04-A1 Butte County Courthouse | 04-A1-D3030-110-CTW02 | COOLING TOWER | RECOLD | JC-10115508-A1 | JC-80 | OM00031069 |  | ROOF | NA | DNA | NA | 7.5 | 480 | DNA | DNA | 3 | NA | NA | \Classifications\Building System Class\D30-HVAC Systems\D3030 - Cooling SYS\Cooling Tower - CTW | 1022844
04-A1 | 04-A1 Butte County Courthouse | 04-A1-D2022-100-HWE03 | HOT WATER HEATER | STATE | 1805109133307 | EN8-50-DORS-110 | OM00031071 |  | Near Elevator Equip Rm | NA | DNA | NA | NA | 208 / 240 | DNA | DNA | 1 | DNA | DNA | \Classifications\Building System Class\D20-Plumbing\D2020 - Domestic Water\Domestic Water Heater, Electric - HWE | 1022893
04-A1 | 04-A1 Butte County Courthouse | 04-A1-D2022-100-HWE04 | Water Heater | State Industries | 1850112929113 | EN8-40-DORS-110 | OM00027203 | OM00003994 | BEHIND COURT RM 7&8 | NA | NA | NA | NA | 208/240 | DNA | DNA | 1 | DNA | DNA | \Classifications\Building System Class\D20-Plumbing\D2020 - Domestic Water\Domestic Water Heater, Electric - HWE | 1022909
04-E1 | 04-E1 Paradise Courthouse | 04-E1-D3050-210-PKU01 | Convertible Package Unit PKU01 | Trane | 2256LA2H | YCP048F3H0AB (Mfr Date - 6/2002) | OM00003078 |  | Staff Area | DNA | DNA | R-22 | Cond fan - 1/2HP, Evap fan 1/2 HP, exhaust fan - 1/50 | 208/230 | 35 Max Fuse Size | Electricity and natural gas | 3Ph, 60hz | 98,000 - 120,000 | 78,000 - 95,000 | \Classifications\Building System Class\D30-HVAC Systems\D3050 - Package SYS\Package Unit - PKU | EQ-1003735
04-E1 | 04-E1 Paradise Courthouse | 04-E1-D5092-250-EML07 | Emergency Exit Lights | Lithonia Lighting | Multiple | Multiple | OM00027174 |  | Multiple locations - THROUGHOUT BUILDING | NA | NA | NA | NA | 120 | .1 to.3 | Electric | 1 | DNA | DNA | \Classifications\Building System Class\D50-Electrical SYS\D5090 - Elec SYS\Emergency And Exit Lighting - EML | EQ-1003738
04-E1 | 04-E1 Paradise Courthouse | 04-E1-D3042-210-FAN01 | Exhaust Fan (aluminum cover) | Greenheck | 25543 | CE-7.5-DGEX | OM00003077 |  | Public Restrooms | DNA | NA | NA | 1/35 | 115 | DNA | NA | 1 | NA | NA | \Classifications\Building System Class\D30-HVAC Systems\D3040 - Distribution SYS\Fan,Axial - FAN | EQ-1003740
04-E1 | 04-E1 Paradise Courthouse | 04-E1-D3042-210-FAN02 | Exhaust Fan (aluminum cover) | Greenheck | 23552 | CE-6-DEX | OM00003079 |  | Staff Restrooms | DNA | NA | NA | 1/60 | 115 | DNA | NA | 1 | NA | NA | \Classifications\Building System Class\D30-HVAC Systems\D3040 - Distribution SYS\Fan,Axial - FAN | EQ-1003741
04-E1 | 04-E1 Paradise Courthouse | 04-E1-D3050-122-FAH01 | Forced Air Furnace FAH01 | Carrier | C988A02982 | 398AAW060120 plus 90 | OM00003073 | Furnace | DNA | Direct | 16x25x2' | R-22 | 1/2 | 115 | 9 | Natural Gas | 1Ph, 60Hz | 132,000 | 109,000 | \Classifications\Building System Class\D30-HVAC Systems\D3050 - Package SYS\Forced Air Heater,Oil/Gas fired - FAH | EQ-1003742
04-E1 | 04-E1 Paradise Courthouse | 04-E1-D3031-210-CDR01 | Condenser CDR01 | Trane | L224S6YFF | TTA060C300AD | OM00003076 |  | Exterior, East side of Building | DNA | DNA | R-22 | 5 ton. | 230 | 40 | NA | 3 | NA | NA | \Classifications\Building System Class\D30-HVAC Systems\D3030 - Cooling SYS\Condensing Unit, Air Cooled - CDR | EQ-1003744
04-E1 | 04-E1 Paradise Courthouse | 04-E1-D4031-100-FEX04 | Fire Extinguishers | Amerex & Ansul Sentry | Multiple | Amerex B500 Ansul Sentry Mu-934068 and mm00672184 | OM00027173 |  | #1 located in main clerks payment area #2 courtroom, behind judge's bench #3 PG&E meter rm #4 HVAC and telephone room | NA | NA | NA | NA | NA | NA | NA | NA | NA | NA | \Classifications\Building System Class\D40-Fire Protection SYS\D4030 - FIRE SPEC\Fire Extinguisher - FEX | EQ-1003745
04-E1 | 04-E1 Paradise Courthouse | 04-E1-B2010-100-BLD01 | Building Structure | NA | NA | NA | OM00027179 |  | NA | NA | NA | NA | NA | NA | NA | NA | NA | NA | NA | \Classifications\Building System Class\B20-General Building Exterior\B2010 - Exterior Walls\Building - BLD | EQ-1007243
04-E1 | 04-E1 Paradise Courthouse | 04-E1-D3068-100-BAS01 | Building Automation System - BAS | Delta | DNA | DNA | OM00027050 |  | Furnace Room | [10 empty] | \Classifications\Building System Class\D30-HVAC Systems\D3060 - Control & Inst Air\Building Automation System - BAS | 1011014
04-E1 | 04-E1 Paradise Courthouse | 04-E1-D2022-100-HWE01 | WATER HEATHER | Whirlpool | 0800130 | E1F20USO115V | OM00004129 |  | Men's restroom closet | NA | NA | NA | DNA | 120 V | 20 | Electrical | 1 PH | NA | NA | \Classifications\Building System Class\D20-Plumbing\D2020 - Domestic Water\Domestic Water Heater, Electric - HWE | 1011847
04-E1 | 04-E1 Paradise Courthouse | 04-E1-G2050-200-LSC01 | LANDSCAPING | NA | NA | NA | OM00027176 |  | Exterior Landscape | NA | NA | NA | NA | NA | NA | NA | NA | NA | NA | \Classifications\Building System Class\G20-Other Systems\G2050 - Landscaping\Landscaping - LSC | 1011848
04-E1 | 04-E1 Paradise Courthouse | 04-E1-D5092-250-ELT12 | EXTERIOR LIGHTING | MULTIPLE | MULTIPLE | MULTIPLE | OM00027175 |  | EXTERIOR | NA | NA | NA | DNA | 120 | DNA | Electrical | 1 | NA | NA | \Classifications\Building System Class\D50-Electrical SYS\D5090 - Elec SYS\Exterior Lighting - ELT | 1011849
04-E1 | 04-E1 Paradise Courthouse | 04-E1-G2049-300-HSC01 | HARDSCAPE | NA | NA | NA | OM00027177 |  | EXTERIOR | NA | NA | NA | NA | NA | NA | NA | NA | NA | NA | \Classifications\Building System Class\G20-Other Systems\G2040 - Site Development\Hardscape - HSC | 1011850
04-F1 | 04-F1 New North Butte County Courthouse | 04-F1-D5092-210-GEN01 | Generator, Emergency Backup, Diesel | Generac | SD500 | SD500 | OM00039579 | permit # JCC-13-01-2 | Exterior Chiller Yard | NA | NA | NA | 762 | 277/480v 500Kw | NA | Diesel | 3 | NA | NA | \Classifications\Building System Class\D50-Electrical SYS\D5090 - Elec SYS\Emergency Generator - GEN | 1018994
04-F1 | 04-F1 New North Butte County Courthouse | 04-F1-D1010-100-ELE01 | Hydraulic Elevator E1 - State ID: 167149 | ThyssenKrupp | EBW562 | EP15040 | OM00039454 | State ID# 167149 | 1st Flr. Main Lobby 108 West Car (1st , 2nd Floors only) | NA | NA | NA | NA | 460 | 52.7 | Electric | 3 | NA | NA | \Classifications\Building System Class\D10-Conveyance Systems\D1010 - Elevator\Elevator,Electric,Pass/Freight - ELE | 1019203
04-F1 | 04-F1 New North Butte County Courthouse | 04-F1-D1010-100-ELE02 | Hydraulic Elevator E2 - State ID: 167150 | ThyssenKrupp | EBW563 | EP15040 | OM00039455 | State ID# 167150 | 1st Flr. Main Lobby 108 East Car (1st , 2nd Floors only) | NA | NA | NA | NA | 460 | 52.7 | Electric | 3 | NA | NA | \Classifications\Building System Class\D10-Conveyance Systems\D1010 - Elevator\Elevator,Electric,Pass/Freight - ELE | 1019204
04-F1 | 04-F1 New North Butte County Courthouse | 04-F1-D1010-100-ELE03 | Hydraulic Elevator E3 - State ID: 167151 | ThyssenKrupp | EBW564 | EP21550 | OM00039572 | State ID# 167151 | 1st Flr. Holding Room 117 (1st , 2nd Floors only) | NA | NA | NA | NA | 460 | 68.1 | Electric | 3 | NA | NA | \Classifications\Building System Class\D10-Conveyance Systems\D1010 - Elevator\Elevator,Electric,Pass/Freight - ELE | 1019205
04-F1 | 04-F1 New North Butte County Courthouse | 04-F1-D1010-100-ELE04 | Hydraulic Elevator E4 - State ID: 167152 | ThyssenKrupp | EBW565 | EP21540 | OM00039573 | State ID# 167152 | Basement Elevator Equipment Rm. in Staff | NA | NA | NA | 40 | 460 | 68.1 | Electric | 3 | NA | NA | \Classifications\Building System Class\D10-Conveyance Systems\D1010 - Elevator\Elevator,Electric,Pass/Freight - ELE | 1019206
04-F1 | 04-F1 New North Butte County Courthouse | 04-F1-D1010-100-ELE05 | Hydraulic Elevator E5 - State ID: 167153 | ThyssenKrupp | EBW566 | EP21550 | OM00039603 | State ID# 167153 | 1st Flr. Secured Circulation Cooridor 052 (Basement, 1st, 2nd Floors only) | NA | NA | NA | 50 | 460 | 68.1 | Electric | 3 | NA | NA | \Classifications\Building System Class\D10-Conveyance Systems\D1010 - Elevator\Elevator,Electric,Pass/Freight - ELE | 1019207
04-F1 | 04-F1 New North Butte County Courthouse | 04-F1-D1010-100-ELE06 | Hydraulic Elevator E6 - State ID: 167154 | ThyssenKrupp | EBW567 | EP21540 | OM00039604 | State ID# 167154 | 1st Flr. Restricted Circulation Cooridor 047 (Basement, 1st, 2nd and Roof Levels only) | NA | NA | NA | 40 | 460 | 52.7 | Electric | 3 | NA | NA | \Classifications\Building System Class\D10-Conveyance Systems\D1010 - Elevator\Elevator,Electric,Pass/Freight - ELE | 1019208
04-F1 | 04-F1 New North Butte County Courthouse | 04-F1-B2010-100-BLD01 | Building Structure | NA | NA | NA | OM00039484 |  | Throughout | NA | NA | NA | NA | NA | NA | NA | NA | NA | NA | \Classifications\Building System Class\B20-General Building Exterior\B2010 - Exterior Walls\Building - BLD | 1019347
04-F1 | 04-F1 New North Butte County Courthouse | 04-F1-B3010-100-RUF01 | Roofing Systems | NA | NA | NA | OM00039483 |  | Roof | NA | NA | NA | NA | NA | NA | NA | NA | NA | NA | \Classifications\Building System Class\B30-Roofing\B3010 - Roof Types\Roof - RUF | 1019348
04-F1 | 04-F1 New North Butte County Courthouse | 04-F1-D2017-100-SHW01 | Chiller Shower, Eye Wash/Emergency Shower | HAWS | NA | NA | OM00039577 |  | 1st. Flr. Chiller Pump Room MY03 in Central Plant | NA | NA | NA | NA | NA | NA | NA | NA | NA | NA | \Classifications\Building System Class\D20-Plumbing\D2010 - Plumb Fix\Showers - SHW | 1019349
04-F1 | 04-F1 New North Butte County Courthouse | 04-F1-D2017-100-SHW02 | Boiler Shower, Eye Wash/Emergency Shower | HAWS | NA | NA | OM00039449 |  | 1st Flr. Boiler Room 154 | NA | NA | NA | NA | NA | NA | NA | NA | NA | NA | \Classifications\Building System Class\D20-Plumbing\D2010 - Plumb Fix\Showers - SHW | 1019350
04-F1 | 04-F1 New North Butte County Courthouse | 04-F1-D2017-100-SHW03 | Mail Room Shower, Eye Wash/Emergency Shower | HAWS | NA | NA | OM00039596 |  | 1st Flr. Mail Room | NA | NA | NA | NA | NA | NA | NA | NA | NA | NA | \Classifications\Building System Class\D20-Plumbing\D2010 - Plumb Fix\Showers - SHW | 1019351
04-F1 | 04-F1 New North Butte County Courthouse | 04-F1-D2023-310-HWP01 | Domestic Hot Water Recirculation Pump CRP-1 | Grundfos | PC:1339 | UPS40-160B | OM00039493 |  | Mechanical Penthouse Room 300 | NA | NA | NA | 3/4 | 120 | NA | Electric | 1 | NA | NA | \Classifications\Building System Class\D20-Plumbing\D2020 - Domestic Water\Domestic Hot Water Circulating Pump - HWP | 1019352
04-F1 | 04-F1 New North Butte County Courthouse | 04-F1-D2023-310-HWP02 | Domestic Hot Water Recirculation Pump CRP-2 | Grundfos | PC:1343 | UPS40-160B | OM00039494 |  | Mechanical Penthouse Room 300 | NA | NA | NA | 3/4 | 120 | DNA | Electric | 1 | NA | NA | \Classifications\Building System Class\D20-Plumbing\D2020 - Domestic Water\Domestic Hot Water Circulating Pump - HWP | 1019353
04-F1 | 04-F1 New North Butte County Courthouse | 04-F1-D2023-310-HWP03 | Domestic Hot Water Recirculation Pump CRP-3 | Armstrong | NA | Q48S17D1052UK | OM00039491 |  | Mechanical Penthouse Room 300 | NA | NA | NA | 3/4 | 120 | DNA | Electric | 1 | NA | NA | \Classifications\Building System Class\D20-Plumbing\D2020 - Domestic Water\Domestic Hot Water Circulating Pump - HWP | 1019354
04-F1 | 04-F1 New North Butte County Courthouse | 04-F1-D2023-310-HWP04 | Domestic Hot Water Recirculation Pump CRP-4 | Armstrong | NA | Q48S17D1052UK | OM00039492 |  | Mechanical Penthouse Room 300 | NA | NA | NA | 3/4 | 120 | DNA | Electric | 1 | NA | NA | \Classifications\Building System Class\D20-Plumbing\D2020 - Domestic Water\Domestic Hot Water Circulating Pump - HWP | 1019355
04-F1 | 04-F1 New North Butte County Courthouse | 04-F1-D3044-125-PHW01 | Hot Water Pump HHWP-1 | Bell & Gossett | PH013510-C | 2.5X2.5X7 Series 80 | OM00039446 |  | 1st Flr. Boiler Room 154 | NA | NA | NA | 1.5 | 460 | DNA | Electric | 3 | NA | NA | \Classifications\Building System Class\D30-HVAC Systems\D3040 - Distribution SYS\Hot Water Pump - PHW | 1019356
04-F1 | 04-F1 New North Butte County Courthouse | 04-F1-D3044-125-PHW02 | Hot Water Pump HHWP-2 | Bell & Gossett | PH013510-B | 2.5X2.5X7 Series 80 | OM00039447 |  | 1st Flr. Boiler Room 154 | NA | NA | NA | 1.5 | 460 | DNA | Electric | 3 | NA | NA | \Classifications\Building System Class\D30-HVAC Systems\D3040 - Distribution SYS\Hot Water Pump - PHW | 1019357
04-F1 | 04-F1 New North Butte County Courthouse | 04-F1-D3044-125-PHW03 | Hot Water Pump HHWP-3 | Bell & Gossett | PH013510-A | 2.5X2.5X7 Series 80 | OM00039448 |  | 1st Flr. Boiler Room 154 | NA | NA | NA | 1.5 | 460 | DNA | Electric | 3 | NA | NA | \Classifications\Building System Class\D30-HVAC Systems\D3040 - Distribution SYS\Hot Water Pump - PHW | 1019358
04-F1 | 04-F1 New North Butte County Courthouse | 04-F1-D2022-260-HWG01 | Gas Water Heater GHW-1 | Lochinvar | A14H00259203 | EWN200PMF7 | OM00039489 |  | Mechanical Penthouse Room 300 | NA | NA | NA | NA | NA | NA | NA | NA | NA | NA | \Classifications\Building System Class\D20-Plumbing\D2020 - Domestic Water\Domestic Water Heater, Gas - HWG | 1019359
04-F1 | 04-F1 New North Butte County Courthouse | 04-F1-D2022-260-HWG02 | Gas Water Heater GHW-2 | Lochinvar | A14H00259490 | EWN200PMF7 | OM00039490 |  | Mechanical Penthouse Room 300 | NA | NA | NA | NA | NA | NA | NA | NA | NA | NA | \Classifications\Building System Class\D20-Plumbing\D2020 - Domestic Water\Domestic Water Heater, Gas - HWG | 1019360
04-F1 | 04-F1 New North Butte County Courthouse | 04-F1-D2040-100-PSU01 | Sump Pump SP1 (Storm Drain) | Flygt Products | NA | 3127.095.0004 | OM00039570 |  | Mechanical Penthouse Room 300 Basement in Sewage Pump Room 051 | NA | NA | NA | (2) 10Hp 1750RPM | 460 | DNA | NA | 3 | NA | NA | \Classifications\Building System Class\D20-Plumbing\D2040 - Rain Drain\Sump Pump - PSU | 1019361
04-F1 | 04-F1 New North Butte County Courthouse | 04-F1-D3044-125-PHW05 | Hot Water Pump HHWP-5 | Bell & Gossett | PH013517-B | 2BC Series 1510 | OM00039451 |  | 1st Flr. Boiler Room 154 | NA | NA | NA | 5 | 460 | DNA | Electric | 3 | NA | NA | \Classifications\Building System Class\D30-HVAC Systems\D3040 - Distribution SYS\Hot Water Pump - PHW | 1019363
04-F1 | 04-F1 New North Butte County Courthouse | 04-F1-D3044-125-PHW06 | Low Temp Hot Water Pump LTHWP-1 | Baldor | F1501081549 | DNA | OM00039636 |  | 1st Flr. Boiler Room 154 | NA | NA | NA | 3 | 460 | 8.4 | Electric | 3 | NA | NA | \Classifications\Building System Class\D30-HVAC Systems\D3040 - Distribution SYS\Hot Water Pump - PHW | 1019364
04-F1 | 04-F1 New North Butte County Courthouse | 04-F1-D3044-125-PHW07 | Low Temp Hot Water Pump LTHWP-2 | Baldor | F1411211300 | DNA | OM00039635 |  | 1st Flr. Boiler Room 154 | NA | NA | NA | 3 | 460 | 8.4 | Electric | 3 | NA | NA | \Classifications\Building System Class\D30-HVAC Systems\D3040 - Distribution SYS\Hot Water Pump - PHW | 1019365
04-F1 | 04-F1 New North Butte County Courthouse | 04-F1-D3021-130-BLR01 | Hot Water Boiler B-1 | Patterson-Kelley | W709-14-10365-A | MACH Model C900 ENVI Control | OM00039443 |  | 1st Flr. Boiler Room 154 | NA | NA | NA | NA | 120 | DNA | Natural gas | 1 | 900,000 | 846,000 | \Classifications\Building System Class\D30-HVAC Systems\D3020 - Heat SYS\Boiler,Hot Water,Oil/Gas/Comb. - BLR | 1019366
04-F1 | 04-F1 New North Butte County Courthouse | 04-F1-D3021-130-BLR02 | Hot Water Boiler B-2 | Patterson-Kelley | W708-14-10339-A | MACH Model C900 ENVI Control | OM00039444 |  | 1st Flr. Boiler Room 154 | NA | NA | NA | NA | 120 | DNA | Natural gas | 1 | 900,000 | 846,000 | \Classifications\Building System Class\D30-HVAC Systems\D3020 - Heat SYS\Boiler,Hot Water,Oil/Gas/Comb. - BLR | 1019367
04-F1 | 04-F1 New North Butte County Courthouse | 04-F1-D3021-130-BLR03 | Hot Water Boiler B-3 | Patterson-Kelley | W709-14-10366-A | MACH Model C900 ENVI Control | OM00039445 |  | 1st Flr. Boiler Room 154 | NA | NA | NA | NA | 120 | DNA | Natural gas | 1 | 900,000 | 846,000 | \Classifications\Building System Class\D30-HVAC Systems\D3020 - Heat SYS\Boiler,Hot Water,Oil/Gas/Comb. - BLR | 1019368
04-F1 | 04-F1 New North Butte County Courthouse | 04-F1-D3031-140-CLR01 | Air-Cooled Screw Chiller CH-1 | York | 2BBM023534 | YVAA0233BEV46BA | OM00039584 |  | 1st. Flr. Chiller Yard MY02 in Chilled Water Central Plant | NA | NA | R-134a | NA | 460 | Compressor RLA Circuit 1 169, Circuit 2 RLA 145, Fans FLA Circuit 1 7/2.4, Circuit 2 5/2.4 | Electric | 3 | NA | NA | \Classifications\Building System Class\D30-HVAC Systems\D3030 - Cooling SYS\Chiller, Air Cooled - CLR | 1019369
04-F1 | 04-F1 New North Butte County Courthouse | 04-F1-D3031-100-PCH01 | Chilled Water Pump CHWP-1 | Bell & Gossett | PH013516-B | 4AC Series 1510 | OM00039585 |  | 1st Flr. Chiller Pump Room MY03 | NA | NA | NA | 5 | 460 | DNA | Electric | 3 | NA | NA | \Classifications\Building System Class\D30-HVAC Systems\D3030 - Cooling SYS\Chilled Water Pump - PCH | 1019370
04-F1 | 04-F1 New North Butte County Courthouse | 04-F1-D3031-100-PCH02 | Chilled Water Pump CHWP-2 | Bell & Gossett | PH013516-A | 4AC Series 1510 | OM00039586 |  | 1st Flr. Chiller Pump Room MY03 | NA | NA | NA | 5 | 460 | DNA | Electric | 3 | NA | NA | \Classifications\Building System Class\D30-HVAC Systems\D3030 - Cooling SYS\Chilled Water Pump - PCH | 1019371
04-F1 | 04-F1 New North Butte County Courthouse | 04-F1-D3031-100-PCH03 | Chilled Water Pump CHWP-3 | Bell & Gossett | PH013518-A | 2-1/2BB Series 1510 | OM00039587 |  | 1st Flr. Chiller Pump Room MY03 | NA | NA | NA | 5 | 460 | DNA | Electric | 3 | NA | NA | \Classifications\Building System Class\D30-HVAC Systems\D3030 - Cooling SYS\Chilled Water Pump - PCH | 1019372
04-F1 | 04-F1 New North Butte County Courthouse | 04-F1-D3031-100-PCH04 | Chilled Water Pump CHWP-4 | Bell & Gossett | PH013518-B | 2-1/2BB Series 1510 | OM00039588 |  | 1st Flr. Chiller Pump Room MY03 | NA | NA | NA | 5 | 460 | DNA | Electric | 3 | NA | NA | \Classifications\Building System Class\D30-HVAC Systems\D3030 - Cooling SYS\Chilled Water Pump - PCH | 1019373
04-F1 | 04-F1 New North Butte County Courthouse | 04-F1-D3041-110-AHU01 | Air Handler Unit AHU-1 | Energy Labs | 1312-7195-1 | C5354-FCH-L | OM00039485 |  | Mechanical Penthouse Room 300 | NA | Pre-Filters: Flanders Pre-Pleat 40, MERV 8 Four (4) 24X24X2 Final Filters: Flanders Superflow V Minipleat 85%, MERV 13 Four (4) 24X24X12 | NA | (1) 7.5Hp Supply, (1) 3Hp Return | 460 | 10.7 and 4.5 | Electric | 3 | NA | NA | \Classifications\Building System Class\D30-HVAC Systems\D3040 - Distribution SYS\Air Handling Unit - AHU | 1019374
04-F1 | 04-F1 New North Butte County Courthouse | 04-F1-D3041-110-AHU02 | Air Handler Unit AHU-2 | Energy Labs | 1312-7195-2 | C5386-FCH-L | OM00039486 |  | Mechanical Penthouse Room 300 | NA | Pre-Filters: Flanders Pre-Pleat 40, MERV 8 Six (6) 24X24X2 Final Filters: Flanders Superflow V Minipleat 85%, MERV 13 Six (6) 24X24X12 | NA | (2) 7.5Hp Supply, (2) 2Hp Return | 460 | 9.5 and 3.15 | Electric | 3 | NA | NA | \Classifications\Building System Class\D30-HVAC Systems\D3040 - Distribution SYS\Air Handling Unit - AHU | 1019375
04-F1 | 04-F1 New North Butte County Courthouse | 04-F1-D3041-110-AHU03 | Air Handler Unit AHU-3 | Energy Labs | 1312-7195-3 | C6593-FCH-L | OM00039487 |  | Mechanical Penthouse Room 302 | NA | Pre-Filters: Flanders Pre-Pleat 40, MERV 8 Six (6) 24X24X2, Five (5) 12X24X2 Final Filters: Flanders Superflow V Minipleat 85%, MERV 13 Six (6) 24X24X12, Five (5) 12X24X12 | NA | (1) 15Hp Supply (1) 10Hp Return | 460 | 24 and 14.4 | Electric | 3 | NA | NA | \Classifications\Building System Class\D30-HVAC Systems\D3040 - Distribution SYS\Air Handling Unit - AHU | 1019376
04-F1 | 04-F1 New North Butte County Courthouse | 04-F1-D3041-110-AHU04 | Air Handler Unit AHU-4 | Energy Labs | 1312-7195-4 | C6597-FCH-L | OM00039488 |  | Mechanical Penthouse Room 303 | NA | Pre-Filters: Flanders Pre-Pleat 40, MERV 8 Four (4) 24X24X2, Two (2) 12X24X2 Final Filters: Flanders Superflow V Minipleat 85%, MERV 13 Four (4) 24X24X12, Two (2) 12X24X12 | NA | (1) 10Hp Supply (1) 5Hp Return | 460 | 14.4 and 7.4 | Electric | 3 | NA | NA | \Classifications\Building System Class\D30-HVAC Systems\D3040 - Distribution SYS\Air Handling Unit - AHU | 1019377
04-F1 | 04-F1 New North Butte County Courthouse | 04-F1-D3040-120-FCU01 | Fan Coil Unit FCU-001 | LG Electronics | DNA (unable to read at this time) | ARUN363BGA2 | OM00039619 |  | Basement for Elevator Equipment Room 045 in Computer Server Room 044 | NA | (1) Washable 7.5X30-3/4X1/4 | NA | NA | 208-230 | DNA | Electric | 1 | NA | NA | \Classifications\Building System Class\D30-HVAC Systems\D3040 - Distribution SYS\Fan Coil Unit - FCU | 1019378
04-F1 | 04-F1 New North Butte County Courthouse | 04-F1-D3040-120-FCU02 | Fan Coil Unit FCU-002 | LG Electronics | DNA (unable to read at this time) | ARNU483BRA2 | OM00039574 |  | Basement in Computer Server Room 044 | NA | (1) Washable 11-5/8"X43-3/4"X1/4" | NA | NA | 208-230 | DNA | Electric | 1 | NA | NA | \Classifications\Building System Class\D30-HVAC Systems\D3040 - Distribution SYS\Fan Coil Unit - FCU | 1019379
04-F1 | 04-F1 New North Butte County Courthouse | 04-F1-D3040-120-FCU03 | Fan Coil Unit FCU-003 | LG Electronics | 310KAHG00025 | ARNU483TMC2 | OM00039637 |  | Basement in Electrical Room 050 | NA | (1) Washable 26X31X1/2" Secondary Filter Plasma | NA | NA | 208-230 | DNA | Electric | 1 | NA | NA | \Classifications\Building System Class\D30-HVAC Systems\D3040 - Distribution SYS\Fan Coil Unit - FCU | 1019380
04-F1 | 04-F1 New North Butte County Courthouse | 04-F1-D3040-120-FCU04 | Fan Coil Unit FCU-004 | LG Electronics | DNA (unable to read at this time) | ARNU363BGA2 | OM00039618 |  | Basement for Elevator Equipment Room 048 in Hallway in from of door of Room 050 (Electrical Room) | NA | (1) Washable 7.5X30-3/4X1/4 | NA | NA | 208-230 | DNA | Electric | 1 | NA | NA | \Classifications\Building System Class\D30-HVAC Systems\D3040 - Distribution SYS\Fan Coil Unit - FCU | 1019381
04-F1 | 04-F1 New North Butte County Courthouse | 04-F1-D3040-120-FCU05 | Fan Coil Unit FCU-005 | LG Electronics | 310KACA0003 | ARNU243S5L2 | OM00039565 |  | Basement in Secondary Electrical Room 023 | NA | (1) Washable 26X31X1/2" Secondary Filter Plasma | NA | NA | 208-230 | DNA | Electric | 1 | NA | NA | \Classifications\Building System Class\D30-HVAC Systems\D3040 - Distribution SYS\Fan Coil Unit - FCU | 1019382
04-F1 | 04-F1 New North Butte County Courthouse | 04-F1-D3040-120-FCU06 | Fan Coil Unit FCU-101 | LG Electronics | 401KAWQ00001 | ARNU183S5L2 | OM00039562 |  | 1st Flr. Electric Room 187 inside the Custodial Room | NA | (1) Washable 26X31X1/2" Secondary Filter Plasma | NA | NA | 208-230 | DNA | Electric | 1 | NA | NA | \Classifications\Building System Class\D30-HVAC Systems\D3040 - Distribution SYS\Fan Coil Unit - FCU | 1019383
04-F1 | 04-F1 New North Butte County Courthouse | 04-F1-D3040-120-FCU07 | Fan Coil Unit FCU-102 | LG Electronics | 402KAED00028 | ARUN423NKA2 | OM00039620 |  | 1st Flr. Elevator Equipment Room 115 | NA | (1) 15x20x1 | NA | NA | 208-230 | DNA | Electric | 1 | NA | NA | \Classifications\Building System Class\D30-HVAC Systems\D3040 - Distribution SYS\Fan Coil Unit - FCU | 1019384
04-F1 | 04-F1 New North Butte County Courthouse | 04-F1-D3040-120-FCU08 | Fan Coil Unit FCU-103 | LG Electronics | 402KARW00014 | ARNU183S5L2 | OM00039561 |  | 1st Flr. Electrical Room 158 | NA | Washable Filter | NA | NA | 208-230 | DNA | Electric | 1 | NA | NA | \Classifications\Building System Class\D30-HVAC Systems\D3040 - Distribution SYS\Fan Coil Unit - FCU | 1019385
04-F1 | 04-F1 New North Butte County Courthouse | 04-F1-D3040-120-FCU09 | Fan Coil Unit FCU-104 | LG Electronics | 401KARW00030 | ARNU243S5L2 | OM00039560 |  | 1st Flr. Telecom Room 152 | NA | Washable Filter | NA | NA | 208-230 | DNA | Electric | 1 | NA | NA | \Classifications\Building System Class\D30-HVAC Systems\D3040 - Distribution SYS\Fan Coil Unit - FCU | 1019386
04-F1 | 04-F1 New North Butte County Courthouse | 04-F1-D3040-120-FCU10 | Fan Coil Unit FCU-105 | LG Electronics | 401KATM00017 | ARNU243S5L2 | OM00039442 |  | 1st Flr. Telecom Room 170 | NA | Washable Filter | NA | NA | 208-230 | DNA | Electric | 1 | NA | NA | \Classifications\Building System Class\D30-HVAC Systems\D3040 - Distribution SYS\Fan Coil Unit - FCU | 1019387
04-F1 | 04-F1 New North Butte County Courthouse | 04-F1-D3040-120-FCU11 | Fan Coil Unit FCU-201 | LG Electronics | 401KADT00018 | ARNU243S5L2 | OM00039556 |  | 2nd Flr. Telecom Room 269 | NA | Washable Filter | NA | NA | 208-230 | DNA | Electric | 1 | NA | NA | \Classifications\Building System Class\D30-HVAC Systems\D3040 - Distribution SYS\Fan Coil Unit - FCU | 1019388
04-F1 | 04-F1 New North Butte County Courthouse | 04-F1-D3040-120-FCU12 | Fan Coil Unit FCU-202 | LG Electronics | A02KAVH00015 | ARNU243S5L2 | OM00039553 |  | 2nd Flr. Electrical Room 254 | NA | Washable Filter | NA | NA | 208-230 | DNA | Electric | 1 | NA | NA | \Classifications\Building System Class\D30-HVAC Systems\D3040 - Distribution SYS\Fan Coil Unit - FCU | 1019389
04-F1 | 04-F1 New North Butte County Courthouse | 04-F1-D3040-120-FCU13 | Fan Coil Unit FCU-203 | LG Electronics | 401KAQJ00012 | ARNU243S5L2 | OM00039554 |  | 2nd Flr. Telecom Room 257 | NA | Washable Filter | NA | NA | 208-230 | DNA | Electric | 1 | NA | NA | \Classifications\Building System Class\D30-HVAC Systems\D3040 - Distribution SYS\Fan Coil Unit - FCU | 1019390
04-F1 | 04-F1 New North Butte County Courthouse | 04-F1-D3042-220-EFN01 | Exhaust Fan EF-001 | Aerovent | 14-414435-1-1 | 12BUIBSWARR.10CL.1.CWUBD | OM00039578 |  | Exterior Generator Yard MY01 in Chilled Water Central Plant | (1) 4L270 | NA | NA | 3/4 | 460 | DNA | Electric | 3 | NA | NA | \Classifications\Building System Class\D30-HVAC Systems\D3040 - Distribution SYS\Supply/Exhaust/Return fans- FAN | 1019391
04-F1 | 04-F1 New North Butte County Courthouse | 04-F1-D3042-220-EFN02 | Exhaust Fan EF-301 | Aerovent | 14-414435-2-1 | 18BIUBSWARR.10CL.1CWUBD | OM00039497 |  | Mechanical Penthouse Room 303 | (1) A37 | NA | NA | 1.5 | 460 | DNA | Electric | 3 | NA | NA | \Classifications\Building System Class\D30-HVAC Systems\D3040 - Distribution SYS\Supply/Exhaust/Return fans- FAN | 1019392
04-F1 | 04-F1 New North Butte County Courthouse | 04-F1-D3042-220-EFN03 | Exhaust Fan EF-302 | Aerovent | 14-41443.5-3-1 | 16BIUBSWARR.10CL.1CWUBD | OM00039498 |  | Mechanical Penthouse Room 303 | (2) A32 | NA | NA | 1.5 | 460 | DNA | Electric | 3 | NA | NA | \Classifications\Building System Class\D30-HVAC Systems\D3040 - Distribution SYS\Supply/Exhaust/Return fans- FAN | 1019393
04-F1 | 04-F1 New North Butte County Courthouse | 04-F1-D3042-210-FAN01 | Exhaust Fan EF-002 | Aerovent | DNA (unable to read at this time) | SCDD-080AE | OM00039456 |  | 1st Flr. Sallyport Ramp in Sump Pump Room | NA | NA | NA | 1/4 | 460 | DNA | Electric | 3 | NA | NA | \Classifications\Building System Class\D30-HVAC Systems\D3040 - Distribution SYS\Fan,Axial - FAN | 1019394
04-F1 | 04-F1 New North Butte County Courthouse | 04-F1-D3042-210-FAN02 | Exhaust Fan EF-003 | Aerovent | E14-000000119953 | SCDD-080AE | OM00039575 |  | Basement in Storage Room 043 | NA | NA | NA | 14 | 460 | DNA | Electric | 3 | NA | NA | \Classifications\Building System Class\D30-HVAC Systems\D3040 - Distribution SYS\Fan,Axial - FAN | 1019395
04-F1 | 04-F1 New North Butte County Courthouse | 04-F1-D3042-210-FAN03 | Exhaust Fan EF-101 | Aerovent | E14-000000119953 | SCDD-090AE | OM00039564 |  | 1st Flr. Boiler Room 154 | NA | NA | NA | 1/4 | 460 | DNA | Electric | 3 | NA | NA | \Classifications\Building System Class\D30-HVAC Systems\D3040 - Distribution SYS\Fan,Axial - FAN | 1019396
04-F1 | 04-F1 New North Butte County Courthouse | 04-F1-D3042-210-FAN04 | Exhaust Fan EF-303 | Aerovent | E14-000000119957 | SCDD-120AE | OM00039495 |  | Mechanical Penthouse Room 300 | [10 empty] | \Classifications\Building System Class\D30-HVAC Systems\D3040 - Distribution SYS\Fan,Axial - FAN | 1019397
04-F1 | 04-F1 New North Butte County Courthouse | 04-F1-D3042-210-FAN05 | Exhaust Fan EF-304 | Greenheck | DNA | SQ-160-VG | OM00039496 |  | Mechanical Penthouse Room 300 | NA | NA | NA | 2 | 460 | DNA | Electric | 3 | NA | NA | \Classifications\Building System Class\D30-HVAC Systems\D3040 - Distribution SYS\Fan,Axial - FAN | 1019398
04-F1 | 04-F1 New North Butte County Courthouse | 04-F1-D3042-210-FAN06 | Exhaust Fan EF-305 | Aerovent | E14-000000119958 | SCDD-135ANE | OM00039499 |  | Mechanical Penthouse Room 302 | NA | NA | NA | 3/4 | 460 | DNA | NA | 3 | NA | NA | \Classifications\Building System Class\D30-HVAC Systems\D3040 - Distribution SYS\Fan,Axial - FAN | 1019399
04-F1 | 04-F1 New North Butte County Courthouse | 04-F1-D3050-310-HPU01 | VRV Heat Pump Unit HP-1 | LG Electronics | 402KAM00003 | ARUN144DTE4 | OM00039581 |  | Exterior Chiller Yard MY02 | NA | NA | R-410A | NA | 460 | DNA | Electric | 3 | NA | NA | \Classifications\Building System Class\D30-HVAC Systems\D3050 - Package SYS\Heat Pump,Air Cooled - HPU | 1019400
04-F1 | 04-F1 New North Butte County Courthouse | 04-F1-D3050-310-HPU02 | VRV Heat Pump Unit HP-2 | LG Electronics | 402KAKN00005 | ARUN144DTE4 | OM00039582 |  | Exterior Chiller Yard MY02 | NA | NA | R-410A | NA | 460 | DNA | Electric | 3 | NA | NA | \Classifications\Building System Class\D30-HVAC Systems\D3050 - Package SYS\Heat Pump,Air Cooled - HPU | 1019401
04-F1 | 04-F1 New North Butte County Courthouse | 04-F1-D3050-310-HPU03 | VRV Heat Pump Unit HP-3 | LG Electronics | 311KABF00005 | ARUN072DT3 | OM00039583 |  | Exterior Chiller Yard MY02 | NA | NA | R-410A | NA | 460 | DNA | Electric | 3 | NA | NA | \Classifications\Building System Class\D30-HVAC Systems\D3050 - Package SYS\Heat Pump,Air Cooled - HPU | 1019402
04-F1 | 04-F1 New North Butte County Courthouse | 04-F1-D3068-100-BAS01 | Building Automation System | DNA | 3ZBHR22 | DNA | OM00039631 |  | Basement in Room B12 Building Maintenance/AGC | NA | NA | NA | NA | NA | NA | NA | NA | NA | NA | \Classifications\Building System Class\D30-HVAC Systems\D3060 - Control & Inst Air\Building Automation System - BAS | 1019403
04-F1 | 04-F1 New North Butte County Courthouse | 04-F1-D4010-150-FMS01 | Fire Sprinkler System FMS01 | Presidential Fire Protection | NA | NA | OM00039597 |  | 1st Flr. Fire Sprinkler Riser Closet 147 | NA | NA | NA | NA | NA | NA | NA | NA | NA | NA | \Classifications\Building System Class\D40-Fire Protection SYS\D4010 - Sprinkler SYS\Fire Systems, stand pipes - FMS | 1019404
04-F1 | 04-F1 New North Butte County Courthouse | 04-F1-D2023-100-BFP01 | 6" Fire Water Backflow Preventer BFP01 | Ames Fire & Waterworks | Y09902 | Model 3000SS | OM00039598 | Hazard ID: 1658446 Meter#: SPID: 7467229758 | Exterior East of Courthouse at Sallyport Entrance - USE CALIFORNIA WATER SERVICE FORM | NA | NA | NA | NA | NA | NA | NA | NA | NA | NA | \Classifications\Building System Class\D20-Plumbing\D2020 - Domestic Water\Backflow Preventer - BFP | 1019405
04-F1 | 04-F1 New North Butte County Courthouse | 04-F1-D2023-100-BFP02 | 4" Domestic Water Backflow Preventer BFP02 | Wilkins Zurn Company | X27014 | Model 375A 4" | OM00039599 | Hazard ID: 1623672 Meter# 77687431 SPID: 7023241341 | Exterior East of Courthouse at Sallyport Entrance - USE CALIFORNIA WATER SERVICE FORM | NA | NA | NA | NA | NA | NA | NA | NA | NA | NA | \Classifications\Building System Class\D20-Plumbing\D2020 - Domestic Water\Backflow Preventer - BFP | 1019406
04-F1 | 04-F1 New North Butte County Courthouse | 04-F1-D2023-100-BFP03 | 2" Irrigation Water Backflow Preventer BFP03 | Wilkins Zurn Company | 3888149 | 975XL2 2" | OM00039600 | Hazard ID: 1621957 Meter#: 62332393 SPID: 1524538627 | Exterior East of Courthouse at Sallyport Entrance - USE CALIFORNIA WATER SERVICE FORM | NA | NA | NA | NA | NA | NA | NA | NA | NA | NA | \Classifications\Building System Class\D20-Plumbing\D2020 - Domestic Water\Backflow Preventer - BFP | 1019407
04-F1 | 04-F1 New North Butte County Courthouse | 04-F1-D2023-100-BFP04 | 1-1/2" make-up Backflow Preventer BFP04 | Wilkins ZURN Company | 3294166 | Model 375WL-SAG | OM00039602 |  | 1st Flr. Chiller Pump Room MY03 - USE CALIFORNIA WATER SERVICE FORM | NA | NA | NA | NA | NA | NA | NA | NA | NA | NA | \Classifications\Building System Class\D20-Plumbing\D2020 - Domestic Water\Backflow Preventer - BFP | 1019409
04-F1 | 04-F1 New North Butte County Courthouse | 04-F1-D2023-100-BFP05 | 1-1/4" Heating Water System Backflow Preventer BFP05 | WATTS | 4951 | Model LF009M2QT | OM00039563 |  | 1st Flr. Boiler Room 154 - USE CALIFORNIA WATER SERVICE FORM | NA | NA | NA | NA | NA | NA | NA | NA | NA | NA | \Classifications\Building System Class\D20-Plumbing\D2020 - Domestic Water\Backflow Preventer - BFP | 1019410
04-F1 | 04-F1 New North Butte County Courthouse | 04-F1-D4031-100-FEX15 | Portable Hand Held Fire Extinguisher | NA | NA | NA | OM00039478 |  | All Floors | NA | NA | NA | NA | NA | NA | NA | NA | NA | NA | \Classifications\Building System Class\D40-Fire Protection SYS\D4030 - FIRE SPEC\Fire Extinguisher - FEX | 1019411
04-F1 | 04-F1 New North Butte County Courthouse | 04-F1-D4013-200-PRE01 | Pre-Action System PRE01 | Victalic FireLock Fire-Pac Series 745 | NA | DNA | OM00039576 |  | Basement in Computer Server Room 044 | NA | NA | NA | NA | NA | NA | NA | NA | NA | NA | \Classifications\Building System Class\D40-Fire Protection SYS\D4010 - Sprinkler SYS\Fire Systems, Preaction System - PRE | 1019412
04-F1 | 04-F1 New North Butte County Courthouse | 04-F1-D4094-450-SFM01 | FM-200 Fire Extinguisher System | Sabah International MINIMAX MX-320 Intelligent Fire Alarm System | ATM69002 | 570640 | OM00039591 |  | Basement in Computer Server Room 044 | NA | NA | NA | NA | NA | NA | NA | NA | NA | NA | \Classifications\Building System Class\D40-Fire Protection SYS\D4090 - Other Fire Protection Systems\Fire Suppression, Gaseous - SFM | 1019413
04-F1 | 04-F1 New North Butte County Courthouse | 04-F1-D5010-200-ESD01 | Main Switchboard MSA-01 | GE Spectra Series Switchboard | 178SB21726E01 | 6N1-1R0V5YD | OM00039601 |  | 1st Flr. Main Electrical Room MY04 in Chilled Water Central Plant | NA | NA | NA | NA | 480 | 200 | Electric | DNA | NA | NA | \Classifications\Building System Class\D50-Electrical SYS\D5010 - Elec Service & Dist\Electical Service and Distribution - ESD | 1019414
04-F1 | 04-F1 New North Butte County Courthouse | 04-F1-D5010-110-MCC01 | Motor Control Center MCC-1 | GE Motor Control Centers | NA | E9000 300Amp | OM00039595 |  | 1st Flr. Electrical Room 104B | NA | NA | NA | NA | 480 | 300 | Electric | 3 | NA | NA | \Classifications\Building System Class\D50-Electrical SYS\D5010 - Elec Service & Dist\Chiller Room Electrical Panel - MCC | 1019415
04-F1 | 04-F1 New North Butte County Courthouse | 04-F1-D5010-234-ATS01 | Automatic Tranfer Switch ATS-LS (Life Safety) | GE Energy Zenith | NA | ZBTS-260amp | OM00039608 |  | Basement in Primary Electrical Room 023 | NA | NA | NA | NA | 480/277 | 260, 4-pole | Electric | 3 | NA | NA | \Classifications\Building System Class\D50-Electrical SYS\D5010 - Elec Service & Dist\Automatic Transfer Switch - ATS | 1019416
04-F1 | 04-F1 New North Butte County Courthouse | 04-F1-D5010-234-ATS03 | Automatic Tranfer Switch ATS-EL (Emergency Lighting) | GE Energy Zenith | NA | ZBTS-400amp | OM00039610 |  | Basement in Primary Electrical Room 023 | NA | NA | NA | NA | 480/277 | 400, 4-pole | Electric | 3 | NA | NA | \Classifications\Building System Class\D50-Electrical SYS\D5010 - Elec Service & Dist\Automatic Transfer Switch - ATS | 1019418
04-F1 | 04-F1 New North Butte County Courthouse | 04-F1-D5010-234-ATS04 | Automatic Tranfer Switch ATS-EQ (Equipment) | GE Energy Zenith | NA | ZBTS-260amp | OM00039611 |  | Basement in Primary Electrical Room 023 | NA | NA | NA | NA | 480/277 | 400, 4-pole | Electric | 3 | NA | NA | \Classifications\Building System Class\D50-Electrical SYS\D5010 - Elec Service & Dist\Automatic Transfer Switch - ATS | 1019419
04-F1 | 04-F1 New North Butte County Courthouse | 04-F1-D5010-200-ESD08 | Distribution Panel DHS | GE Spectra Series Switchboard | NA | GE Type SBO Panelboard | OM00039607 |  | Basement in Secondary Electrical Room 022 | NA | NA | NA | NA | 480 | 800 | Electric | 3 | NA | NA | \Classifications\Building System Class\D50-Electrical SYS\D5010 - Elec Service & Dist\Electical Service and Distribution - ESD | 1019421
04-F1 | 04-F1 New North Butte County Courthouse | 04-F1-D5010-200-ESD02 | Distribution Panel EDH | GE Spectra Series Switchboard | NA | GE Type SBO Panelboard | OM00039612 |  | Basement in Primary Electrical Room 023 | NA | NA | NA | NA | 480 | 800 | Electric | 3 | NA | NA | \Classifications\Building System Class\D50-Electrical SYS\D5010 - Elec Service & Dist\Electical Service and Distribution - ESD | 1019422
04-F1 | 04-F1 New North Butte County Courthouse | 04-F1-D5010-200-ESD03 | Distribution Panel DLB - Tagged inside the door | GE Spectra Series Switchboard | NA | GE Type SBO Panelboard | OM00039605 |  | Basement in Electrical Room 050 | NA | NA | NA | NA | 480 | 500 | Electric | 3 | NA | NA | \Classifications\Building System Class\D50-Electrical SYS\D5010 - Elec Service & Dist\Electical Service and Distribution - ESD | 1019423
04-F1 | 04-F1 New North Butte County Courthouse | 04-F1-D5010-200-ESD04 | Distribution Panel DLA | GE Spectra Series Switchboard | NA | GE Type SBO Panelboard | OM00039614 |  | Basement in Secondary Electrical Room 022 | NA | NA | NA | NA | 480 | 500 | Electric | 3 | NA | NA | \Classifications\Building System Class\D50-Electrical SYS\D5010 - Elec Service & Dist\Electical Service and Distribution - ESD | 1019424
04-F1 | 04-F1 New North Butte County Courthouse | 04-F1-D5010-200-ESD05 | Distribution Panel EDLS | GE Spectra Series Switchboard | NA | GE Type SBO Panelboard | OM00039613 |  | Basement in Primary Electrical Room 023 | NA | NA | NA | NA | 480 | 250 | Electric | 3 | NA | NA | \Classifications\Building System Class\D50-Electrical SYS\D5010 - Elec Service & Dist\Electical Service and Distribution - ESD | 1019425
04-F1 | 04-F1 New North Butte County Courthouse | 04-F1-D5010-200-ESD06 | Distribution Panel REHA | GE Spectra Series Switchboard | NA | GE Type SBO Panelboard | OM00039606 |  | Basement in Electrical Room 050 | NA | NA | NA | NA | 480 | 400 | Electric | 3 | NA | NA | \Classifications\Building System Class\D50-Electrical SYS\D5010 - Elec Service & Dist\Electical Service and Distribution - ESD | 1019426
04-F1 | 04-F1 New North Butte County Courthouse | 04-F1-D5010-200-ESD07 | Distribution Panel EDEQ | GE Spectra Series Switchboard | NA | GE Type SBO Panelboard | OM00039616 |  | Basement in Primary Electrical Room 023 | NA | NA | NA | NA | 480 | 400 | Electric | 3 | NA | NA | \Classifications\Building System Class\D50-Electrical SYS\D5010 - Elec Service & Dist\Electical Service and Distribution - ESD | 1019427
04-F1 | 04-F1 New North Butte County Courthouse | 04-F1-D5011-240-TRN01 | Transformer TB | Powersmiths E-Saver | NA | C3L-150-480-208 | OM00039593 |  | Basement in Electrical Room 050 | NA | NA | NA | NA | 480 | 150KVA, K-7 | Electric | 3 | NA | NA | \Classifications\Building System Class\D50-Electrical SYS\D5010 - Elec Service & Dist\Transformer - TRN | 1019428
04-F1 | 04-F1 New North Butte County Courthouse | 04-F1-D5011-240-TRN02 | Transformer TA | Powersmiths E-Saver | NA | C3L-150-480-208 | OM00039615 |  | Basement in Secondary Electrical Room 022 | NA | NA | NA | NA | 480 | 150KVA, K-7 | Electric | 3 | NA | NA | \Classifications\Building System Class\D50-Electrical SYS\D5010 - Elec Service & Dist\Transformer - TRN | 1019429
04-F1 | 04-F1 New North Butte County Courthouse | 04-F1-D5011-240-TRN03 | Transformer ITB | Powersmiths E-Saver | NA | C3L-112.5-480-208 | OM00039592 | OM00036592 | Basement in Electrical Room 050 | NA | NA | NA | NA | 480 | 112.5KVA, K-7 | Electric | 3 | NA | NA | \Classifications\Building System Class\D50-Electrical SYS\D5010 - Elec Service & Dist\Transformer - TRN | 1019430
04-F1 | 04-F1 New North Butte County Courthouse | 04-F1-D5011-240-TRN04 | Transformer ETM | Powersmiths E-Saver | NA | C3L-30-480-208 | OM00039594 |  | Basement in Electrical Room 050 | NA | NA | NA | NA | 480 | 30KVA, K-7 | Electric | 3 | NA | NA | \Classifications\Building System Class\D50-Electrical SYS\D5010 - Elec Service & Dist\Transformer - TRN | 1019431
04-F1 | 04-F1 New North Butte County Courthouse | 04-F1-D5011-240-TRN05 | Transformer T-BLM | Powersmiths E-Saver | NA | C3L-30-480-208 | OM00039952 |  | Exterior Chiller Yard MY02 | NA | NA | NA | NA | 480 | 112.5KVA, K-7 | Electric | 3 | NA | NA | \Classifications\Building System Class\D50-Electrical SYS\D5010 - Elec Service & Dist\Transformer - TRN | 1019432
04-F1 | 04-F1 New North Butte County Courthouse | 04-F1-D5011-240-TRN06 | Transformer ETLS | Powersmiths E-Saver | NA | C3L-30-480-208 | OM00039617 |  | Basement in Primary Electrical Room 023 | NA | NA | NA | NA | 480 | 30KVA, K-7 | Electric | 3 | NA | NA | \Classifications\Building System Class\D50-Electrical SYS\D5010 - Elec Service & Dist\Transformer - TRN | 1019433
04-F1 | 04-F1 New North Butte County Courthouse | 04-F1-D5037-710-FAP01 | Main Fire Alarm Control Panel | HUE & CRY, Inc. Mfg EST | NA | Computer Server Room 044 | OM00039571 |  | Basement in Electrical Room 050 | NA | NA | NA | NA | 120 | DNA | Electric | 1 | NA | NA | \Classifications\Building System Class\D50-Electrical SYS\D5030 - Comm & Security\Fire Alarm Panel - FAP | 1019434
04-F1 | 04-F1 New North Butte County Courthouse | 04-F1-D5092-250-EML77 | Emergency Exit Lights (77) | NA | NA | NA | OM00039479 |  | Throughout | NA | NA | NA | NA | NA | NA | NA | NA | NA | NA | \Classifications\Building System Class\D50-Electrical SYS\D5090 - Elec SYS\Emergency And Exit Lighting - EML | 1019435
04-F1 | 04-F1 New North Butte County Courthouse | 04-F1-D2030-410-PMS01 | Sewage Ejector Pump SE1 (Sanitary Sewer) | Flygt Products | NA | 3102.095.0082 | OM00039569 |  | Basement in Sewage Pump Room 051 | NA | NA | NA | (2) 5Hp 1750 RPM | 460 | DNA | NA | 3 | NA | NA | \Classifications\Building System Class\D20-Plumbing\D2030 - Sani Waste\Sewage Ejector Pump - PMS | 1019436
04-F1 | 04-F1 New North Butte County Courthouse | 04-F1-D5092-250-ELT126 | Exteroir Lighting | NA | NA | NA | OM00039480 |  | Building Exterior and parking lots | NA | NA | NA | NA | NA | NA | NA | NA | NA | NA | \Classifications\Building System Class\D50-Electrical SYS\D5090 - Elec SYS\Exterior Lighting - ELT | 1019437
04-F1 | 04-F1 New North Butte County Courthouse | 04-F1-B2033-120-DOR01 | ADA Double Swinging Doors to Judges Parking | Norton | DNA (unable to read at this time) | 5900 | OM00039953 | OM00039480 | 1st Flr. At Judges Parking door | NA | NA | NA | NA | DNA | DNA | Electric | 1 | NA | NA | \Classifications\Building System Class\B20-General Building Exterior\B2030 - Exterior Doors\Door,Automatic-Sliding,Revolving - DOR | 1019438
04-F1 | 04-F1 New North Butte County Courthouse | 04-F1-D2023-310-WBS05 | Radiant Floor Pump RWP-202 - Tagged inside panel | Bell & Gossett | NA | 1.5X1.5X7B Series 80 | OM00039559 |  | 2nd Flr. Confrence Room 233 | NA | NA | NA | 3/4 | 120 | DNA | Electric | 1 | NA | NA | \Classifications\Building System Class\D20-Plumbing\D2020 - Domestic Water\Domestic Water Booster System - WBS | 1019439
04-F1 | 04-F1 New North Butte County Courthouse | 04-F1-C1020-110-FRD01 | Elevator #3 1st. Floor Inmate Holding Fire Door | Pemko | NA | NA | OM00039629 |  | 1st Flr. Inmate Holding Elevator #3 | NA | NA | NA | NA | NA | NA | NA | NA | NA | NA | \Classifications\Building System Class\C10-General Building Interior\C1020 - Fire Doors\Fire Doors - FRD | 1019440
04-F1 | 04-F1 New North Butte County Courthouse | 04-F1-C1020-110-FRD02 | Elevator #3 2nd. Floor Inmate Holding Fire Door | Pemko | NA | NA | OM00039630 |  | 2nd Flr. Inmate Holding Elevator #3 | NA | NA | NA | NA | NA | NA | NA | NA | NA | NA | \Classifications\Building System Class\C10-General Building Interior\C1020 - Fire Doors\Fire Doors - FRD | 1019441
04-F1 | 04-F1 New North Butte County Courthouse | 04-F1-C1020-110-FRD03 | Elevator #3 Basement Inmate Holding Fire Door | Pemko | NA | NA | OM00039628 |  | Basement Inmate Holding Elevator #3 | NA | NA | NA | NA | NA | NA | NA | NA |  | NA | \Classifications\Building System Class\C10-General Building Interior\C1020 - Fire Doors\Fire Doors - FRD | 1019442
04-F1 | 04-F1 New North Butte County Courthouse | 04-F1-C1020-110-FRD04 | Elevator #6 Roof Penthouse Floor Fire Curtain | Pemko | NA | NA | OM00039624 |  | Roof Penthouse Flr. Elevator #6 | NA | NA | NA | NA | NA | NA | NA | NA |  | NA | \Classifications\Building System Class\C10-General Building Interior\C1020 - Fire Doors\Fire Doors - FRD | 1019443
04-F1 | 04-F1 New North Butte County Courthouse | 04-F1-C1020-110-FRD05 | Elevator #5 2nd. Floor Inmate Holding Fire Door | Pemko | NA | NA | OM00039627 |  | 2nd Flr. Inmate Holding Elevator #5 | NA | NA | NA | NA | NA | NA | NA | NA |  | NA | \Classifications\Building System Class\C10-General Building Interior\C1020 - Fire Doors\Fire Doors - FRD | 1019444
04-F1 | 04-F1 New North Butte County Courthouse | 04-F1-C1020-110-FRD06 | Elevator #6 2nd. Floor Fire Curtain | NA | NA | NA | OM00039623 |  | 2nd Flr. Elevator #6 | NA | NA | NA | NA | NA | NA | NA | NA | NA | NA | \Classifications\Building System Class\C10-General Building Interior\C1020 - Fire Doors\Fire Doors - FRD | 1019445
04-F1 | 04-F1 New North Butte County Courthouse | 04-F1-C1020-110-FRD07 | Elevator #5 Basement Inmate Holding Holding Fire Door | Pemko | NA | NA | OM00039626 |  | Basement Inmate Holding Elevator #5 | NA | NA | NA | NA | NA | NA | NA | NA | NA | NA | \Classifications\Building System Class\C10-General Building Interior\C1020 - Fire Doors\Fire Doors - FRD | 1019446
04-F1 | 04-F1 New North Butte County Courthouse | 04-F1-C1020-110-FRD08 | Elevator #6 Basement Fire Curtain | NA | NA | NA | OM00039621 |  | Basement Elevator #6 | NA | NA | NA | NA | NA | NA | NA | NA | NA | NA | \Classifications\Building System Class\C10-General Building Interior\C1020 - Fire Doors\Fire Doors - FRD | 1019447
04-F1 | 04-F1 New North Butte County Courthouse | 04-F1-C1020-110-FRD09 | Elevator #4 2nd. Floor Fire Curtain | NA | NA | NA | OM00039625 |  | 2nd. Flr. Elevator #4 | NA | NA | NA | NA | NA | NA | NA | NA | NA | NA | \Classifications\Building System Class\C10-General Building Interior\C1020 - Fire Doors\Fire Doors - FRD | 1019448
04-F1 | 04-F1 New North Butte County Courthouse | 04-F1-C1020-110-FRD10 | Elevator #4 Basement Fire Curtain | Pemko | NA | NA | OM00039622 |  | Basement Elevator #4 | NA | NA | NA | NA | NA | NA | NA | NA | NA | NA | \Classifications\Building System Class\C10-General Building Interior\C1020 - Fire Doors\Fire Doors - FRD | 1019449
04-F1 | 04-F1 New North Butte County Courthouse | 04-F1-G2050-200-LSC01 | Landscaping | NA | NA | NA | OM00039481 |  | Exterior Landscape | NA | NA | NA | NA | NA | NA | NA | NA | NA | NA | \Classifications\Building System Class\G20-Other Systems\G2050 - Landscaping\Landscaping - LSC | 1019450
04-F1 | 04-F1 New North Butte County Courthouse | 04-F1-B2034-400-DOH01 | Overhead Roll-Up Sallyport Doors - North | NA | NA | NA | OM00039566 |  | Exterior Sallyport North Door | NA | NA | NA | NA | NA | NA | NA | NA | NA | NA | \Classifications\Building System Class\B20-General Building Exterior\B2030 - Exterior Doors\Door,Overhead-Shutter,Manual,Elec,Roll-up - DOH | 1019451
04-F1 | 04-F1 New North Butte County Courthouse | 04-F1-B2034-400-DOH02 | Overhead Roll-Up Sallyport Doors - South | NA | NA | NA | OM00039567 |  | Exterior Sallyport South Door | NA | NA | NA | NA | NA | NA | NA | NA | NA | NA | \Classifications\Building System Class\B20-General Building Exterior\B2030 - Exterior Doors\Door,Overhead-Shutter,Manual,Elec,Roll-up - DOH | 1019452
04-F1 | 04-F1 New North Butte County Courthouse | 04-F1-B2034-400-DOH03 | Judges Secured Parking Sliding Gate | HYSecurity | 36B432-1444-401 | 222 X3 ST | OM00039632 |  | Exterior Judges Secured Parking Gate | NA | NA | NA | NA | NA | NA | NA | NA | NA | NA | \Classifications\Building System Class\B20-General Building Exterior\B2030 - Exterior Doors\Door,Overhead-Shutter,Manual,Elec,Roll-up - DOH | 1019453
04-F1 | 04-F1 New North Butte County Courthouse | 04-F1-G2023-160-PEB01 | North Arm Barrier | HYSecurity | 512041-1444-402 | HGT 320-3 ST | OM00039633 |  | Exterior North East of Public Parking Lot | NA | NA | NA | NA | NA | NA | NA | NA | NA | NA | \Classifications\Building System Class\G20-Other Systems\G2020 - Parking Lots\Security Parking Electric Barrier - PEB | 1019454
04-F1 | 04-F1 New North Butte County Courthouse | 04-F1-G2023-160-PEB02 | South Arm Barrier | HYSecurity | 512041-1444-403 | HGT 320-3 ST | OM00039634 |  | Exterior South East Corner from Sally Port | NA | NA | NA | NA | NA | NA | NA | NA | NA | NA | \Classifications\Building System Class\G20-Other Systems\G2020 - Parking Lots\Security Parking Electric Barrier - PEB | 1019455
04-F1 | 04-F1 New North Butte County Courthouse | 04-F1-G2049-300-HSC01 | Hardscape | NA | NA | NA | OM00039482 |  | Exterior Hardscape | NA | NA | NA | NA | NA | NA | NA | NA | NA | NA | \Classifications\Building System Class\G20-Other Systems\G2040 - Site Development\Hardscape - HSC | 1019456
04-F1 | 04-F1 New North Butte County Courthouse | 04-F1-D2023-310-WBS01 | Radiant Floor Pump RWP-101 - Tagged inside panel | Bell & Gossett | NA | 1.5X1.5X7B Series 80 | OM00039441 |  | 1st Flr. Custodian Closet 157 | NA | NA | NA | 3/4 | 120 | DNA | Electric | 1 | NA | NA | \Classifications\Building System Class\D20-Plumbing\D2020 - Domestic Water\Domestic Water Booster System - WBS | 1019457
04-F1 | 04-F1 New North Butte County Courthouse | 04-F1-D2023-310-WBS02 | Radiant Floor Pump RWP-102 - Tagged inside panel | Bell & Gossett | NA | 1.5X1.5X7B Series 80 | OM00039555 |  | 2nd Flr. Mens Toilet Room 206 | NA | NA | NA | NA | 120 | DNA | Electric | 1 | NA | NA | \Classifications\Building System Class\D20-Plumbing\D2020 - Domestic Water\Domestic Water Booster System - WBS | 1019458
04-F1 | 04-F1 New North Butte County Courthouse | 04-F1-D2023-310-WBS03 | Radiant Floor Pump RWP-103 - Tagged inside panel | Bell & Gossett | triSerialNumTX | 1.5X1.5X7B Series 80 | OM00039557 |  | 1st Flr. Mens Toilet Room 106 | NA | NA | NA | NA | 120 | DNA | NA | 1 | NA | NA | \Classifications\Building System Class\D20-Plumbing\D2020 - Domestic Water\Domestic Water Booster System - WBS | 1019459
04-F1 | 04-F1 New North Butte County Courthouse | 04-F1-D2023-310-WBS04 | Radiant Floor Pump RWP-201 - Tagged inside panel | Bell & Gossett | NA | 1.5X1.5X7B Series 80 | OM00039558 |  | 1st Flr. PDR Room 122 | NA | NA | NA | 3/4 | 120 | DNA | Electric | 1 | NA | NA | \Classifications\Building System Class\D20-Plumbing\D2020 - Domestic Water\Domestic Water Booster System - WBS | 1019460
04-F1 | 04-F1 New North Butte County Courthouse | 04-F1-D2023-100-BFP06 | 3/4" Fire Water Bypass Backflow Preventer BFP06 | Wilkins | 3892571 | 975 XLD | OM00039669 | Hazard ID: 1623671 Meter#: 45881249 SPID:7467229758 | Exterior East of Courthouse at Sallyport Entrance Exterior, by pass on FIRE BFP - USE CALIFORNIA WATER SERVICE FORM | NA | NA | NA | NA | NA | NA | NA | NA | NA | NA | \Classifications\Building System Class\D20-Plumbing\D2020 - Domestic Water\Backflow Preventer - BFP | 1019542
04-F1 | 04-F1 New North Butte County Courthouse | 04-F1-D3031-100-PCH05 | High Temp Chilled Water Pump HTCWP-1 | Bell & Gossett Pump | PH014751-B | 1.25BC 7.625SSF | OM00039589 |  | 1st Flr. Chiller Pump Room MY03 | NA | NA | NA | 0003 | 460 | NA | Electric | 3 | NA | NA | \Classifications\Building System Class\D30-HVAC Systems\D3030 - Cooling SYS\Chilled Water Pump - PCH | 1019989
04-F1 | 04-F1 New North Butte County Courthouse | 04-F1-D3031-100-PCH06 | High Temp Chilled Water Pump HTCWP-2 | Bell & Gossett Pump | PH014751-A | 1.25BC 8.625SSF | OM00039590 |  | 1st Flr. Chiller Pump Room MY03 | NA | NA | NA | 0003 | 460 | NA | Electric |  | AA |  | \Classifications\Building System Class\D30-HVAC Systems\D3030 - Cooling SYS\Chilled Water Pump - PCH | 1019990
04-F1 | 04-F1 New North Butte County Courthouse | 04-F1-B2033-120-DOR02 | Main Public Entrance - South Doors | Norton | NA | 5900 | OM00039670 |  | 1st Flr. South Doors Main Public Entrance | NA | NA | NA | NA | NA | NA | NA | NA | NA | NA | \Classifications\Building System Class\B20-General Building Exterior\B2030 - Exterior Doors\Door,Automatic-Sliding,Revolving - DOR | 1020285
04-F1 | 04-F1 New North Butte County Courthouse | 04-F1-B2033-120-DOR03 | Main Public Entrance - North Doors | Norton | NA | 5900 | OM00039671 |  | Floor 1 North Doors Main Public Entrance | NA | NA | NA | NA | NA | NA | NA | NA | NA | NA | \Classifications\Building System Class\B20-General Building Exterior\B2030 - Exterior Doors\Door,Automatic-Sliding,Revolving - DOR | 1020286
04-F1 | 04-F1 North Butte County Courthouse | 04-F1-D5010-234-ATS05 | Automatic Tranfer Switch ATS-UPS (Uniruptable Power Supply) | General Electric | 150817569-120-1 | ZBTS00B00026E | OM00039370 | replaced OM00039609 | Basement RM. 023 - Electrical Room | NA | NA | NA | NA | 480 | 260 | Electric | 3 | NA | NA | \Classifications\Building System Class\D50-Electrical SYS\D5010 - Elec Service & Dist\Automatic Transfer Switch - ATS | 1022084
04-F1 | 04-F1 North Butte County Courthouse | 04-F1-D3044-125-PHW08 | HOT WATER PUMP PHW08 | BALDOR | F1801102000 | EM3218T | OM000396938 |  | Basement, Boiler Room | DNA | DNA | NA | 5 | 230/460 | 13.2 / 6.6 | Electric | 3 | NA | NA | \Classifications\Building System Class\D30-HVAC Systems\D3040 - Distribution SYS\Hot Water Pump - PHW | 1022653
05-C1 | 05-C1 New San Andreas Courthouse | 05-C1-D3050-250-ACU01 | 1ST FLOOR ELECTRICAL ROOM SPLIT SYSTEM | MITSUBISHI ELECTRIC | 2XU02890A | PUY-A30NHA4 | OM00039841 | SCU#1 | EAST SIDE OF ROOF | NA | NA | R-410A | NA | 240 | 40 | Electric | 1 | NA | NA | \Classifications\Building System Class\D30-HVAC Systems\D3050 - Package SYS\Air Conditioning,Split System - ACU | 1016308
05-C1 | 05-C1 New San Andreas Courthouse | 05-C1-D3050-250-ACU02 | 1st flr SPLIT SYSTEM | MITSUBISHI ELECTRIC | 2YU00427A | PUY-A18NHA4 | OM00039828 | SCU#2 | WEST SIDE OF ROOF | NA | NA | R-410A | NA | 240 | 20 | Electric | 1 | NA | NA | \Classifications\Building System Class\D30-HVAC Systems\D3050 - Package SYS\Air Conditioning,Split System - ACU | 1016309
05-C1 | 05-C1 New San Andreas Courthouse | 05-C1-D3050-250-ACU03 | 1st flr comm ROOM SPLIT SYSTEM | MITSUBISHI ELECTRIC | 2XU03016A | PUY-A30NHA4 | OM00039826 | SCU#3 | WEST SIDE OF ROOF | NA | NA | R-410A | NA | 240 | 40 | Electric | 1 | NA | NA | \Classifications\Building System Class\D30-HVAC Systems\D3050 - Package SYS\Air Conditioning,Split System - ACU | 1016310
05-C1 | 05-C1 New San Andreas Courthouse | 05-C1-D3050-250-ACU04 | 1st flr comm west ROOM SPLIT SYSTEM | MITSUBISHI ELECTRIC | 2YU07446A | PUY-A36NHA4 | OM00039827 | SCU#4 | WEST SIDE OF ROOF | NA | NA | R-410A | NA | 240 | 40 | Electric | 1 | NA | NA | \Classifications\Building System Class\D30-HVAC Systems\D3050 - Package SYS\Air Conditioning,Split System - ACU | 1016311
05-C1 | 05-C1 New San Andreas Courthouse | 05-C1-D3050-250-ACU05 | Basement elevator equipment ROOM SPLIT SYSTEM | MITSUBISHI ELECTRIC | 2YU00429A | PUY-A18NHA4 | OM00039825 | SCU#5 | WEST SIDE OF ROOF | NA | NA | R-410A | Na | 240 | 20 | Electric | 1 | NA | NA | \Classifications\Building System Class\D30-HVAC Systems\D3050 - Package SYS\Air Conditioning,Split System - ACU | 1016312
05-C1 | 05-C1 New San Andreas Courthouse | 05-C1-D3050-250-ACU06 | 2ND FLOOR COMM ROOM SPLIT SYSTEM | MITSUBISHI ELECTRIC | 2XU07181A | PUY-A36NHA4 | OM00039843 | SCU#6 | EAST SIDE OF ROOF | NA | NA | R-410A | NA | 240 | 40 | Electric | 1 | NA | NA | \Classifications\Building System Class\D30-HVAC Systems\D3050 - Package SYS\Air Conditioning,Split System - ACU | 1016313
05-C1 | 05-C1 New San Andreas Courthouse | 05-C1-D3050-250-ACU07 | 1ST FLOOR COMM ROOM SPLIT SYSTEM | MITSUBISHI ELECTRIC | 24U00090C | PUY-A42NHA5 | OM00039842 | SCU#7 | EAST SIDE OF ROOF | NA | NA | R-410A | NA | 240 | 40 | Electric | 1 | NA | NA | \Classifications\Building System Class\D30-HVAC Systems\D3050 - Package SYS\Air Conditioning,Split System - ACU | 1016314
05-C1 | 05-C1 New San Andreas Courthouse | 05-C1-D3050-250-ACU08 | 2nd floor comm ROOM SPLIT SYSTEM | MITSUBISHI ELECTRIC | 2XU07179A | PUY-A36NHA4 | OM00039848 | SCU#8 | WEST SIDE OF ROOF | NA | NA | R-410A | NA | 240 | 40 | Electric | 1 | NA | NA | \Classifications\Building System Class\D30-HVAC Systems\D3050 - Package SYS\Air Conditioning,Split System - ACU | 1016315
05-C1 | 05-C1 New San Andreas Courthouse | 05-C1-D3050-250-ACU09 | Basement elevator ROOM SPLIT SYSTEM | MITSUBISHI ELECTRIC | 2YU00430A | PUY-A18NHA4 | OM00039844 | SCU#9 | EAST SIDE OF ROOF | NA | NA | R-410A | NA | 240 | 20 | Electric | 1 | NA | NA | \Classifications\Building System Class\D30-HVAC Systems\D3050 - Package SYS\Air Conditioning,Split System - ACU | 1016316
05-C1 | 05-C1 New San Andreas Courthouse | 05-C1-D3041-110-AHU01 | Air handler 01 | Temtrol | T010415-001-00 | ITF-DHRE24 | OM00039836 | NA | Basement Mech Room | DNA | DNA | NA | DNA | 480 | DNA | Electric | 3 | NA | NA | \Classifications\Building System Class\D30-HVAC Systems\D3040 - Distribution SYS\Air Handling Unit - AHU | 1016317
05-C1 | 05-C1 New San Andreas Courthouse | 05-C1-D3041-110-AHU02 | Air handler 02 | Temtrol | T010415-002-00 | ITF-RDHRE32 | OM00039840 | NA | EAST SIDE OF ROOF | DNA | DNA | NA | 334 | 480 | DNA | Electric | 3 | NA | NA | \Classifications\Building System Class\D30-HVAC Systems\D3040 - Distribution SYS\Air Handling Unit - AHU | 1016318
05-C1 | 05-C1 New San Andreas Courthouse | 05-C1-D3041-110-AHU03 | Air handler 03 | Temtrol | T010415-003-00 | Itf-rdhre24 | OM00039847 | NA | West SIDE OF ROOF | DNA | DNA | NA | NA | 480 | 60 | Electric | 3 | NA | NA | \Classifications\Building System Class\D30-HVAC Systems\D3040 - Distribution SYS\Air Handling Unit - AHU | 1016319
05-C1 | 05-C1 New San Andreas Courthouse | 05-C1-D2023-100-BFP01 | Boiler Backflow 01 | Wilkins Zurn | DNA | 975xL2 | OM00039821 |  | Basement Mech Room | NA | NA | NA | NA | NA | NA | NA | NA | NA | NA | \Classifications\Building System Class\D20-Plumbing\D2020 - Domestic Water\Backflow Preventer - BFP | 1016320
05-C1 | 05-C1 New San Andreas Courthouse | 05-C1-D2023-100-BFP02 | Boiler Backflow 02 | Wilkins Zurn | DNA | 975xL2 | OM00039822 |  | Basement Mech Room | NA | NA | NA | NA | NA | NA | NA | NA | NA | NA | \Classifications\Building System Class\D20-Plumbing\D2020 - Domestic Water\Backflow Preventer - BFP | 1016321
05-C1 | 05-C1 New San Andreas Courthouse | 05-C1-D3021-130-BLR01 | Boiler 1 | Patterson-Kelley | W637-12-8730 | Mach C-750 | OM00039834 | NA | Basement Mech Room | NA | NA | NA | NA | 110 | 8 | Gas | 1 | 750,000 | 712,500 | \Classifications\Building System Class\D30-HVAC Systems\D3020 - Heat SYS\Boiler,Hot Water,Oil/Gas/Comb. - BLR | 1016322
05-C1 | 05-C1 New San Andreas Courthouse | 05-C1-D3021-130-BLR02 | Boiler 2 | Patterson-Kelley | W638-12-8744 | Mach C-750 | OM00039835 | NA | Basement Mech Room | NA | NA | NA | NA | 110 | 8 | Gas | 1 | 750,000 | 712,500 | \Classifications\Building System Class\D30-HVAC Systems\D3020 - Heat SYS\Boiler,Hot Water,Oil/Gas/Comb. - BLR | 1016323
05-C1 | 05-C1 New San Andreas Courthouse | 05-C1-D3031-140-CLR01 | Chiller 01 | CARRIER | 1113Q78619 | 30RAP0906KAML36N | OM00039838 | NA | GENERATOR LOCKUP NORTH EAST SIDE | NA | NA | R-410A | NA | 480 | NA | Electric | 3 | NA | NA | \Classifications\Building System Class\D30-HVAC Systems\D3030 - Cooling SYS\Chiller, Air Cooled - CLR | 1016324
05-C1 | 05-C1 New San Andreas Courthouse | 05-C1-D3031-140-CLR02 | Chiller 02 | Carrier | 1113Q78617 | 30RAP0906KAML36N | OM00039839 | NA | GENERATOR LOCKUP NORTH EAST SIDE | NA | NA | R-410A | NA | 480 | NA | Electric | 3 | NA | NA | \Classifications\Building System Class\D30-HVAC Systems\D3030 - Cooling SYS\Chiller, Air Cooled - CLR | 1016325
05-C1 | 05-C1 New San Andreas Courthouse | 05-C1-D3031-100-PCH01 | Chilled Water Circulating Pump 1 | Bell & Gosset | C163442-01B31 | SIZE 1510 | OM00039813 | NA | Basement Mech Room | NA | NA | NA | 7.5 | 480 | 20 | Electric | 3 | NA | NA | \Classifications\Building System Class\D30-HVAC Systems\D3030 - Cooling SYS\Chilled Water Pump - PCH | 1016326
05-C1 | 05-C1 New San Andreas Courthouse | 05-C1-D3031-100-PCH02 | Chilled Water Circulating Pump 2 | Bell & Gosset | C163442-02B31 | SIZE 1510 | OM00039814 | NA | Basement Mech Room | NA | NA | NA | 7.5 | 480 | 20 | Electric | 3 | NA | NA | \Classifications\Building System Class\D30-HVAC Systems\D3030 - Cooling SYS\Chilled Water Pump - PCH | 1016327
05-C1 | 05-C1 New San Andreas Courthouse | 05-C1-D3042-220-EFN01 | Exhaust Fan 01 | Greenheck | 130643223 1212 | Cube-300xp-15-x | OM00039846 | Ef-1 | West SIDE OF ROOF | DNA | NA | NA | DNA | DNA | DNA | Electric |  | NA | NA | \Classifications\Building System Class\D30-HVAC Systems\D3040 - Distribution SYS\Supply/Exhaust/Return fans- FAN | 1016329
05-C1 | 05-C1 New San Andreas Courthouse | 05-C1-D3042-220-EFN02 | Exhaust Fan 02 | Greenheck | 13084523 1212 | Cube-300xp-15-x | OM00039845 | Ef-2 | EAST SIDE OF ROOF | DNA | NA | NA | DNA | DNA | DNA | Electric |  | NA | NA | \Classifications\Building System Class\D30-HVAC Systems\D3040 - Distribution SYS\Supply/Exhaust/Return fans- FAN | 1016330
05-C1 | 05-C1 New San Andreas Courthouse | 05-C1-D1010-100-ELE01 | Elevator #1 Judges Elevator - State ID 167084 | Otis | 201249204 | Aaa21310ad | OM00039823 | State ID# 167084 | Basement | NA | NA | NA | 15 | 480 | 19 | Electric | 3 | NA | NA | \Classifications\Building System Class\D10-Conveyance Systems\D1010 - Elevator\Elevator,Electric,Pass/Freight - ELE | 1016331
05-C1 | 05-C1 New San Andreas Courthouse | 05-C1-D1010-100-ELE02 | Elevator #2 Inmate Elevator - State ID 167085 | Otis | 201249204 | Aaa21310ad | OM00039824 | State ID# 167085 | Basement | NA | NA | NA | 15 | 480 | 19 | Electric | 3 | NA | NA | \Classifications\Building System Class\D10-Conveyance Systems\D1010 - Elevator\Elevator,Electric,Pass/Freight - ELE | 1016332
05-C1 | 05-C1 New San Andreas Courthouse | 05-C1-D1010-100-ELE03 | Elevator #3. Public Elevator - State ID 167086 | Otis | 201249205 | Aaa21310ad | OM00039803 | State ID# 167086 | Basement | NA | NA | NA | 15 | 480 | 19 | Electric | 3 | NA | NA | \Classifications\Building System Class\D10-Conveyance Systems\D1010 - Elevator\Elevator,Electric,Pass/Freight - ELE | 1016333
05-C1 | 05-C1 New San Andreas Courthouse | 05-C1-D1010-100-ELE04 | Elevator #4. Inmate Elevator - State ID 167087 | Otis | 20133226 | Aaa21310ad | OM00039804 | State ID# 167087 | Basement | NA | NA | NA | 15 | 480 | 19 | Electric | 3 | NA | NA | \Classifications\Building System Class\D10-Conveyance Systems\D1010 - Elevator\Elevator,Electric,Pass/Freight - ELE | 1016334
05-C1 | 05-C1 New San Andreas Courthouse | 05-C1-B2034-400-DOH01 | Rollup door in Judges Parking Area | Cornell | DNA | MGH5043E | OM00039805 | NA | Judges Parking Area | NA | NA | NA | NA | 480 | 9.5 | Electric | 1 | NA | NA | \Classifications\Building System Class\B20-General Building Exterior\B2030 - Exterior Doors\Door,Overhead-Shutter,Manual,Elec,Roll-up - DOH | 1016335
05-C1 | 05-C1 New San Andreas Courthouse | 05-C1-B2034-400-DOH02 | Description Sallyport Rollup door | Cornell | J-2013-139704 | MGH5043E | OM00039833 | NA | Sallyport | NA | NA | NA | NA | 480 | 9.5 | Electric | 1 | NA | NA | \Classifications\Building System Class\B20-General Building Exterior\B2030 - Exterior Doors\Door,Overhead-Shutter,Manual,Elec,Roll-up - DOH | 1016336
05-C1 | 05-C1 New San Andreas Courthouse | 05-C1-D3044-125-PHW01 | Hot Water Circulating Pump 1 | Bell & Gosset | C163444-01b31 | Size 1510 | OM00039817 | NA | Basement Mech Room | NA | NA | NA | 3 | 480 | 72 | Electric | 3 | NA | NA | \Classifications\Building System Class\D30-HVAC Systems\D3040 - Distribution SYS\Hot Water Pump - PHW | 1016337
05-C1 | 05-C1 New San Andreas Courthouse | 05-C1-D3044-125-PHW02 | Hot Water Circulating Pump 2 | Bell & Gosset | C163444-02b31 | Size 1510 | OM00039818 | NA | Basement Mech Room | NA | NA | NA | 3 | 480 | 72 | Electric | 3 | NA | NA | \Classifications\Building System Class\D30-HVAC Systems\D3040 - Distribution SYS\Hot Water Pump - PHW | 1016338
05-C1 | 05-C1 New San Andreas Courthouse | 05-C1-D3044-125-PHW03 | Hot Water Circulating Pump 3 | Bell & Gosset | C1634445-01-b31 | Size 1510 | OM00039820 | NA | Basement Mech Room | NA | NA | NA | 3 | 240 | DNA | Electric | 3 | NA | NA | \Classifications\Building System Class\D30-HVAC Systems\D3040 - Distribution SYS\Hot Water Pump - PHW | 1016339
05-C1 | 05-C1 New San Andreas Courthouse | 05-C1-D3044-125-PHW04 | Hot Water Circulating Pump 4 | Bell & Gosset | 2163443-02831 | Size 1510 | OM00039819 | NA | Basement Mech Room | NA | NA | NA | 3 | 240 | DNA | Electric | 3 | NA | NA | \Classifications\Building System Class\D30-HVAC Systems\D3040 - Distribution SYS\Hot Water Pump - PHW | 1016340
05-C1 | 05-C1 New San Andreas Courthouse | 05-C1-D2022-260-HWG01 | Hot Water heater 1 | AO Smith | 1249m000093 | BTH 120 100 | OM00039806 | NA | Riser Room | NA | NA | NA | NA | NA | NA | Gas |  | 120,000 | DNA | \Classifications\Building System Class\D20-Plumbing\D2020 - Domestic Water\Domestic Water Heater, Gas - HWG | 1016341
05-C1 | 05-C1 New San Andreas Courthouse | 05-C1-D2023-310-HWP01 | Domestic Hot Water Re-circurculation Pump | Bell & Gosset | 1bl003lf | PL-36B | OM00039807 | NA | Riser Room | NA | NA | NA | NA | 110 | 2.1 | Electric | 1 | NA | NA | \Classifications\Building System Class\D20-Plumbing\D2020 - Domestic Water\Domestic Hot Water Circulating Pump - HWP | 1016342
05-C1 | 05-C1 New San Andreas Courthouse | 05-C1-D2040-100-PSU01 | Sump Pump 1 | Weil | 513.379 | W8165-t-040-d | OM00039801 | NA | Basement Sally Port | NA | NA | NA | 15 | DNA | 9 | Electric | 3 | NA | NA | \Classifications\Building System Class\D20-Plumbing\D2040 - Rain Drain\Sump Pump - PSU | 1016346
05-C1 | 05-C1 New San Andreas Courthouse | 05-C1-D2040-100-PSU02 | Sump Pump 2 | Weil | 512.326 | W8165-t-040-d | OM00039802 | NA | Basement Elevator Rm | NA | NA | NA | 15 | DNA | 9 | Electric | 3 | NA | NA | \Classifications\Building System Class\D20-Plumbing\D2040 - Rain Drain\Sump Pump - PSU | 1016347
05-C1 | 05-C1 New San Andreas Courthouse | 05-C1-D5037-710-FAP01 | Fire Alarm Panel | Siemens | DNA | DNA | OM00039727 | NA | Floor 1 Court Security Room | NA | NA | NA | 15 | DNA | 9 | Electric | 3 | NA | NA | \Classifications\Building System Class\D50-Electrical SYS\D5030 - Comm & Security\Fire Alarm Panel - FAP | 1016348
05-C1 | 05-C1 New San Andreas Courthouse | 05-C1-D5092-250-EML43 | Emergency and Exit Lights | NA | NA | NA | OM00039698 | OM00039905 | Throughout | NA | NA | NA | 15 | DNA | 9 | Electric | 3 | NA | NA | \Classifications\Building System Class\D50-Electrical SYS\D5090 - Elec SYS\Emergency And Exit Lighting - EML | 1016349
05-C1 | 05-C1 New San Andreas Courthouse | 05-C1-D5092-250-ELT123 | Exterior Lights | NA | NA | NA | OM00039699 | OM00039906 | Throughout | NA | NA | NA | NA | NA | NA | NA |  | NA | NA | \Classifications\Building System Class\D50-Electrical SYS\D5090 - Elec SYS\Exterior Lighting - ELT | 1016350
05-C1 | 05-C1 New San Andreas Courthouse | 05-C1-B3010-100-RUF01 | Roof | DNA | NA | NA | OM00039702 | OM00039910 | Roof | NA | NA | NA | 15 | DNA | 9 | Electric | 3 | NA | NA | \Classifications\Building System Class\B30-Roofing\B3010 - Roof Types\Roof - RUF | 1016351
05-C1 | 05-C1 New San Andreas Courthouse | 05-C1-B2010-100-BLD01 | Building | NA | NA | NA | OM00039703 | NA | All | NA | NA | NA | 15 | DNA | 9 | Electric | 3 | NA | NA | \Classifications\Building System Class\B20-General Building Exterior\B2010 - Exterior Walls\Building - BLD | 1016352
05-C1 | 05-C1 New San Andreas Courthouse | 05-C1-G2049-300-HSC01 | Hardscape | NA | NA | NA | OM00039701 | NA | Walk ways, entrance, and Parking | NA | NA | NA | 15 | DNA | 9 | Electric | 3 | NA | NA | \Classifications\Building System Class\G20-Other Systems\G2040 - Site Development\Hardscape - HSC | 1016353
05-C1 | 05-C1 New San Andreas Courthouse | 05-C1-G2050-200-LSC01 | Landscaping | NA | NA | NA | OM00039700 | OM00039907 | Landscaping | NA | NA | NA | 15 | DNA | 9 | Electric | 3 | NA | NA | \Classifications\Building System Class\G20-Other Systems\G2050 - Landscaping\Landscaping - LSC | 1016354
05-C1 | 05-C1 New San Andreas Courthouse | 05-C1-D2023-100-BFP03 | Irrigation Backflow 3 | Febco | J004045 | LF825Y | OM00039911 | FA0024609-06326 | Grounds | NA | NA | NA | NA | NA | NA | NA |  | NA | NA | \Classifications\Building System Class\D20-Plumbing\D2020 - Domestic Water\Backflow Preventer - BFP | 1016648
05-C1 | 05-C1 New San Andreas Courthouse | 05-C1-D2023-100-BFP04 | Fire Backflow 4 | Ames | 176220 | 3000SS | OM00039913 | FA0024609-06326 | Grounds Driveway Entrance | NA | NA | NA | NA | NA | NA | NA |  | NA | NA | \Classifications\Building System Class\D20-Plumbing\D2020 - Domestic Water\Backflow Preventer - BFP | 1016649
05-C1 | 05-C1 New San Andreas Courthouse | 05-C1-D2023-100-BFP05 | Domestic Backflow 5 | Ames | 126009 | 4000ss | OM00039912 | FA0024609-06326 | Grounds Driveway Entrance | NA | NA | NA | NA | NA | NA | NA |  | NA | NA | \Classifications\Building System Class\D20-Plumbing\D2020 - Domestic Water\Backflow Preventer - BFP | 1016650
05-C1 | 05-C1 New San Andreas Courthouse | 05-C1-B2033-120-DOR01 | Main Entrance | LCN | NA | 4642 | OM00039725 | NA | Main Entrance | NA | NA | NA | NA | NA | NA | Electric |  | NA | NA | \Classifications\Building System Class\B20-General Building Exterior\B2030 - Exterior Doors\Door,Automatic-Sliding,Revolving - DOR | 1016651
05-C1 | 05-C1 New San Andreas Courthouse | 05-C1-B2033-120-DOR02 | Front Exit | NA | NA | NA | OM00039726 | NA | Floor 1 Main Entrance | NA | NA | NA | NA | NA | NA | Electric |  | NA | NA | \Classifications\Building System Class\B20-General Building Exterior\B2030 - Exterior Doors\Door,Automatic-Sliding,Revolving - DOR | 1016652
05-C1 | 05-C1 New San Andreas Courthouse | 05-C1-C1020-110-FRD03 | Elevator #4 Inmate Elevator Floor 2 Fire Curtain | Smoke Guard California | DNA | DNA | OM00039729 | NA | Floor 2 | NA | NA | NA | NA | NA | NA |  |  | NA | NA | \Classifications\Building System Class\C10-General Building Interior\C1020 - Fire Doors\Fire Doors - FRD | 1016653
05-C1 | 05-C1 New San Andreas Courthouse | 05-C1-D5010-234-ATS01 | Auto Transfer Switch 01 | Kohler | NA | 300KP | OM00039719 |  | Floor 1 Main Electrical Room | NA | NA | NA | NA | 480 | 600 | Electric | 3 | NA | NA | \Classifications\Building System Class\D50-Electrical SYS\D5010 - Elec Service & Dist\Automatic Transfer Switch - ATS | 1016654
05-C1 | 05-C1 New San Andreas Courthouse | 05-C1-D3068-100-BAS01 | Building Automation System | Honeywell | NA | NA | OM00039728 | NA | Floor 1 Room 155 Server Room | NA | NA | NA | NA | NA | NA | NA |  | NA | NA | \Classifications\Building System Class\D30-HVAC Systems\D3060 - Control & Inst Air\Building Automation System - BAS | 1016658
05-C1 | 05-C1 New San Andreas Courthouse | 05-C1-D5010-234-ATS02 | Auto Transfer Switch 02 | Kohler | NA | DNA | OM00039720 |  | Floor 1 Main Electrical Room | NA | NA | NA | NA | 480 | 150 | Electric | 3 | NA | NA | \Classifications\Building System Class\D50-Electrical SYS\D5010 - Elec Service & Dist\Automatic Transfer Switch - ATS | 1016655
05-C1 | 05-C1 New San Andreas Courthouse | 05-C1-D4010-150-FMS01 | Sprinkler System - Wet |  | NA | NA | OM00039723 | NA | Floor 1 Fire Riser Room Exterior Door, Next to Inmate Sally Port | NA | NA | NA | NA | NA | NA | NA |  | NA | NA | \Classifications\Building System Class\D40-Fire Protection SYS\D4010 - Sprinkler SYS\Fire Systems, stand pipes - FMS | 1016657
05-C1 | 05-C1 New San Andreas Courthouse | 05-C1-D5010-200-ESD01 | Main Electrical Switch 01 | Square D | 6.41143E+13 | G-659222 | OM00039722 | NA | Southeast Corner |  |  |  |  | 480 | 1600 | Electric | 3 | NA | NA | \Classifications\Building System Class\D50-Electrical SYS\D5010 - Elec Service & Dist\Electical Service and Distribution - ESD | 1016686
05-C1 | 05-C1 New San Andreas Courthouse | 05-C1-C1020-110-FRD01 | Elevator #4 Inmate Elevator Basement Fire Curtain | Smoke Guard California | HSG73X1X60 | 94431 | OM00039718 | NA | Basement | NA | NA | NA | NA | NA | NA | NA |  |  |  | \Classifications\Building System Class\C10-General Building Interior\C1020 - Fire Doors\Fire Doors - FRD | 1016690
05-C1 | 05-C1 New San Andreas Courthouse | 05-C1-C1020-110-FRD02 | Elevator #4 Inmate Elevator Floor 1 Fire Curtain | Smoke Guard California | DNA | DNA | OM00039730 | NA | Sally Port, Basemnet | NA | NA | NA | NA | NA | NA | NA |  | NA | NA | \Classifications\Building System Class\C10-General Building Interior\C1020 - Fire Doors\Fire Doors - FRD | 1016691
05-C1 | 05-C1 New San Andreas Courthouse | 05-C1-G2023-160-PEB01 | Secure Parking Entrance | Dorr King DKS | DNA | DNA | OM00039914 | NA | Right side of main Building entrance | NA | NA | NA | NA | DNA | DNA | Electric |  | NA | NA | \Classifications\Building System Class\G20-Other Systems\G2020 - Parking Lots\Security Parking Electric Barrier - PEB | 1016725
05-C1 | 05-C1 New San Andreas Courthouse | 05-C1-G2023-160-PEB02 | Secure Parking Exit | Dorr King DKS | DNA | DNA | OM00039915 | NA | Right side of main Building entrance | NA | NA | NA | NA | NA | DNA | Electric |  | NA | NA | \Classifications\Building System Class\G20-Other Systems\G2020 - Parking Lots\Security Parking Electric Barrier - PEB | 1016726
05-C1 | 05-C1 New San Andreas Courthouse | 05-C1-D5092-210-GEN01 | Emergency Generator | Kohler | SGM32454W | 300RE0ZJ | OM00039837 | NA | Chiller/Generator Compound | NA | NA | NA | NA | 277/480 | 451 | Diesel | 3 | NA | NA | \Classifications\Building System Class\D50-Electrical SYS\D5090 - Elec SYS\Emergency Generator - GEN | 1017124
05-C1 | 05-C1 New San Andreas Courthouse | 05-C1-D4031-100-FEX20 | Portable, Hand Held, Fire Extinguisher | NA | NA | NA | OM00039697 | OM00039904 | Throughout | NA | NA | NA | NA | NA | NA | NA |  | NA | NA | \Classifications\Building System Class\D40-Fire Protection SYS\D4030 - FIRE SPEC\Fire Extinguisher - FEX | 1017188
05-C1 | 05-C1 New San Andreas Courthouse | 05-C1-D2023-100-BFP06 | Fire Bypass Backflow 6 | Ames | 67150 | 2000B DC 3/4" | OM00039696 | FA0024609-06326 | Grounds left side of driveway | NA | NA | NA | NA | NA | NA | NA | NA | NA | NA | \Classifications\Building System Class\D20-Plumbing\D2020 - Domestic Water\Backflow Preventer - BFP | 1019971
05-C1 | 05-C1 Calaveras Superior Court | 05-C1-D4010-150-FMS02 | Sprinkler System - Dry | All Valley Fire | NA | NA | OM00037300 |  | Basement Mech Room | NA | NA | NA | NA | NA | NA | NA | NA | NA | NA | \Classifications\Building System Class\D40-Fire Protection SYS\D4010 - Sprinkler SYS\Fire Systems, stand pipes - FMS | 1021411
05-C1 | 05-C1 Calaveras Superior Court | 05-C1-D5010-200-ESD02 | Electrical Distribution Panel - EHD | Square D | NA | NA | OM00043187 |  | 1st Flr. Electrical Rm. | NA | NA | NA | NA | 277/480 | 100 | Electric | 3 | NA | NA | \Classifications\Building System Class\D50-Electrical SYS\D5010 - Elec Service & Dist\Electical Service and Distribution - ESD | 1021412
05-C1 | 05-C1 Calaveras Superior Court | 05-C1-D5010-200-ESD03 | Electrical Distribution Panel - SHD | Square D | NA | NA | OM00043186 |  | 1st Flr. Electrical Rm. | NA | NA | NA | NA | 277/480 | 100 | Electric | 3 | NA | NA | \Classifications\Building System Class\D50-Electrical SYS\D5010 - Elec Service & Dist\Electical Service and Distribution - ESD | 1021413
05-C1 | 05-C1 Calaveras Superior Court | 05-C1-B2033-120-DOR03 | Exterior Employee Entrance Door | NA | NA | NA | OM00043192 |  | 1st. Flr. Employee Entrance in the back of the building | NA | NA | NA | NA | NA | NA | NA | NA | NA | NA | \Classifications\Building System Class\B20-General Building Exterior\B2030 - Exterior Doors\Door,Automatic-Sliding,Revolving - DOR | 1021414
05-C1 | 05-C1 Calaveras Superior Court | 05-C1-B2033-120-DOR04 | Interior Employee Entrance Door | NA | NA | NA | OM00043193 |  | 1st. Flr. Employee Entrance in the back of the building | NA | NA | NA | NA | NA | NA | NA | NA | NA | NA | \Classifications\Building System Class\B20-General Building Exterior\B2030 - Exterior Doors\Door,Automatic-Sliding,Revolving - DOR | 1021415
05-C1 | 05-C1 Calaveras Superior Court | 05-C1-D5011-240-TRN01 | Transformer TX-A 112.5 KVA | Square D | 2092612077A | EE112T3HF | OM00037297 |  | Basement Judges Parkinglot | NA | NA | NA | NA | 480/208Y/120 | 135/312 | Electric | 3 | NA | NA | \Classifications\Building System Class\D50-Electrical SYS\D5010 - Elec Service & Dist\Transformer - TRN | 1022498
07-A10 | 07-A10 File Unit | 07-A10-D4031-100-FEX02 | Fire Extinguisher - FEX02 | Badger | NA | NA | OM00018401 |  | East Side 1ST Floor | NA | NA | NA | NA | Other | NA | other | NA | NA | NA | \Classifications\Building System Class\D40-Fire Protection SYS\D4030 - FIRE SPEC\Fire Extinguisher - FEX | EQ-1005629
07-A10 | 07-A10 File Unit | 07-A10-D5092-250-EML05 | Emergency Exit Lights - EML05 | LED Lamps | NA | NA | OM00005050 | NA | North Corridor Door | NA | NA | NA | NA | 120 | NA | electric | 1 | NA | NA | \Classifications\Building System Class\D50-Electrical SYS\D5090 - Elec SYS\Emergency And Exit Lighting - EML | EQ-1005630
07-A10 | 07-A10 File Unit | 07-A10-B2010-100-BLD01 | Building | NA | NA | NA | OM00018505 | [12 empty] | \Classifications\Building System Class\B20-General Building Exterior\B2010 - Exterior Walls\Building - BLD | 1011690
07-A10 | 07-A10 File Unit | 07-A10-D3041-110-AHU01 | Air Handler - AHU01 | Mitsubishi | 1010 | Lossnay - LGH-F600RX3 | OM00018518 |  | Main Lobby Storage Closet | Direct Drive | (4) Lossnay Cores | NA | 1 | 208/230 | 3.3 | NA | 1 | NA | NA | \Classifications\Building System Class\D30-HVAC Systems\D3040 - Distribution SYS\Air Handling Unit - AHU | 1017878
07-A10 | 07-A10 File Unit | 07-A10-D3050-310-HPU01 | Heat Pump, Air Cooled - HPU01 | Mitsubishi | 11902762 A | MultiZone Ductless Outdoor Heat Pump - MXZ-4B36NA - MrSlim | OM00018520 |  | SW Corner of Building | NA | NA | R-410A | NA | 208-230 | 25 | Electric | 1 | NA | 36,000 | \Classifications\Building System Class\D30-HVAC Systems\D3050 - Package SYS\Heat Pump,Air Cooled - HPU | 1018705
07-A10 | 07-A10 File Unit | 07-A10-D3050-310-HPU02 | Heat Pump, Air Cooled - HPU02 | Mitsubishi | 11902519 A | MultiZone Ductless Outdoor Heat Pump - MXZ-4B36NA - MrSlim | OM00018521 |  | W Side-Center of Building | NA | NA | R-410A | NA | 208-230 | 25 | Electric | 1 | NA | 36,000 | \Classifications\Building System Class\D30-HVAC Systems\D3050 - Package SYS\Heat Pump,Air Cooled - HPU | 1018706
07-A10 | 07-A10 File Unit | 07-A10-D3050-310-HPU03 | Heat Pump, Air Cooled - HPU03 | Mitsubishi | 01900326 B | MultiZone Ductless Outdoor Heat Pump - MXZ-4B36NA - MrSlim | OM00018519 |  | North Corner of Building | NA | NA | R-410A | NA | 208-230 | 25 | Electric | 1 | NA | 36,000 | \Classifications\Building System Class\D30-HVAC Systems\D3050 - Package SYS\Heat Pump,Air Cooled - HPU | 1018707
07-A10 | 07-A10 File Unit | 07-A10-D3050-310-HPU04 | Heat Pump, Air Cooled - HPU04 | Mitsubishi | 11902509 A | MultiZone Ductless Outdoor Heat Pump - MXZ-4B36NA - MrSlim | OM00018522 |  | NE Corner of Building | NA | NA | R-410A | NA | 208-230 | 25 | Electric | 1 | NA | 36,000 | \Classifications\Building System Class\D30-HVAC Systems\D3050 - Package SYS\Heat Pump,Air Cooled - HPU | 1018708
07-A14 | 07-A14 Family Law Center | 07-A14-D3021-130-BLR01 | Boiler,Hot Water,Oil/Gas/Comb. - BLR01 | Bryant Heating & Cooling Systems | 88845 | AB120-W-FDG | OM00018364 | NA | Boiler Room | NA | NA | NA | 2 | 208 | NA | Gas | 3 | 1,200,000 | 960,000 | \Classifications\Building System Class\D30-HVAC Systems\D3020 - Heat SYS\Boiler,Hot Water,Oil/Gas/Comb. - BLR | 1008214
07-A14 | 07-A14 Family Law Center | 07-A14-D3044-125-PHW01 | Hot Water Pump - PHW01 | Bell & Gossett | 020609BP | 1531/11/4AC | OM00018365 | NA | Boiler Room | NA | NA | NA | 1.5 | 208 | 4.6 7.4 | Electric | 3 | NA | NA | \Classifications\Building System Class\D30-HVAC Systems\D3040 - Distribution SYS\Hot Water Pump - PHW | 1008215
07-A14 | 07-A14 Family Law Center | 07-A14-D3044-125-PHW02 | Hot Water Pump - PHW02 | Bell & Gossett | 020608BP | 1531/11/4AC | OM00018366 | NA | Boiler Room | NA | NA | NA | 1.5 | 208 | 4.6 7.4 | Electric | 3 | NA | NA | \Classifications\Building System Class\D30-HVAC Systems\D3040 - Distribution SYS\Hot Water Pump - PHW | 1008216
07-A14 | 07-A14 Family Law Center | 07-A14-D3050-250-ACU01 | Air Conditioning,Split System - ACU01 | Williams & York | EMHM852975 | HIRC030S06D | OM00018377 |  | Main Electrical Room | NA | 20X20X2 | R-22 | NA | 208 | 14.1 | Electric | 1 | NA | NA | \Classifications\Building System Class\D30-HVAC Systems\D3050 - Package SYS\Air Conditioning,Split System - ACU | 1008217
07-A14 | 07-A14 Family Law Center | 07-A14-D3050-250-ACU02 | Air Conditioning,Split System - ACU02 | Williams & York | WMKM038355 | H2RC024S06A | OM00018378 |  | Data Room First Floor | NA | 20X20X2 | R-22 | NA | 208 | 14.1 | Electric | 1 | NA | NA | \Classifications\Building System Class\D30-HVAC Systems\D3050 - Package SYS\Air Conditioning,Split System - ACU | 1008218
07-A14 | 07-A14 Family Law Center | 07-A14-D3050-250-ACU03 | Air Conditioning,Split System - ACU03 | Williams & York | WCLM0003188 | H2RC024S06A | OM00018379 |  | Elevator Machine Room | NA | 20X20X2 | R-22 | NA | 208 | 14.1 | Electric | 1 | NA | NA | \Classifications\Building System Class\D30-HVAC Systems\D3050 - Package SYS\Air Conditioning,Split System - ACU | 1008219
07-A14 | 07-A14 Family Law Center | 07-A14-D3050-250-ACU04 | Air Conditioning,Split System - ACU04 | Williams & York | WBLM044980 | H2RC024S06A | OM00018380 |  | Electrical Data Room Second Floor | NA | 20X20X2 | R-22 | NA | 208 | 14.1 | Electric | 1 | NA | NA | \Classifications\Building System Class\D30-HVAC Systems\D3050 - Package SYS\Air Conditioning,Split System - ACU | 1008220
07-A14 | 07-A14 Family Law Center | 07-A14-D1010-100-ELE01 | Elevator,Hydraulic,Pass/Freight - ELE01 | National Elevator | 3065579 | HMC-1000-PHC | OM00018383 | State ID# 126430 | Elevator Machine Room | NA | NA | NA | 25 | 230 460 | 70 30 | Hydraulic | 3 | NA | NA | \Classifications\Building System Class\D10-Conveyance Systems\D1010 - Elevator\Elevator,Hydraulic,Pass/Freight - ELE | 1008221
07-A14 | 07-A14 Family Law Center | 07-A14-B2034-400-DOH01 | Door,Overhead,Manual - DOH | Cornell Ironworks | J2001016439 | NA | OM00000303 | NA | Loading Dock | NA | NA | NA | NA | NA | NA | NA | NA | NA | NA | \Classifications\Building System Class\B20-General Building Exterior\B2030 - Exterior Doors\Door,Overhead-Shutter,Manual,Elec,Roll-up - DOH | 1008222
07-A14 | 07-A14 Family Law Center | 07-A14-B3010-100-CTY01 | Roof - RUF | Firestone | NA | NA | OM00000307 | DNA | Roof | NA | NA | NA | NA | NA | NA | NA | NA | NA | NA | \Classifications\Building System Class\B30-Roofing\B3010 - Roof Types\Roof - RUF | 1008223
07-A14 | 07-A14 Family Law Center | 07-A14-D2022-260-HWG01 | Domestic Water Heater, Gas - HWG | State Sandblaster | E02425775 | SBF7512UNE | OM00018367 | NA | Boiler Room | NA | NA | NA | NA | 110 | DNA | Electric | 1 | NA | NA | \Classifications\Building System Class\D20-Plumbing\D2020 - Domestic Water\Domestic Water Heater, Gas - HWG | 1008224
07-A14 | 07-A14 Family Law Center | 07-A14-D2023-310-HWP01 | Domestic Hot Water Circulating Pump - HWP | Grundfos | NA | NA | OM00005236 | NA | Boiler Room | NA | NA | NA | .25 | 110 | DNA | Electric | 1 | NA | NA | \Classifications\Building System Class\D20-Plumbing\D2020 - Domestic Water\Domestic Hot Water Circulating Pump - HWP | 1008225
07-A14 | 07-A14 Family Law Center | 07-A14-D3041-110-AHU01 | Air Handling Unit - AHU | Energy Labs | 0110-2057-1 | C111136-FRH-L | OM00005238 | NA | Roof | NA | Pre-24x24x2 (20) 12x24x2 (4) Bag-24x24x12 (20) 12x24x12 (4) | R-22 | 60/30 | 480 | 450 | Electric | 3 | NA | NA | \Classifications\Building System Class\D30-HVAC Systems\D3040 - Distribution SYS\Air Handling Unit - AHU | 1008226
07-A14 | 07-A14 Family Law Center | 07-A14-D3068-100-BAS01 | Building Automation System - BAS | Alerton | NA | NA | OM00000302 | NA | Main Electrical Room | NA | NA | NA | NA | 110 | DNA | Electric | 1 | NA | NA | \Classifications\Building System Class\D30-HVAC Systems\D3060 - Control & Inst Air\Building Automation System - BAS | 1008227
07-A14 | 07-A14 Family Law Center | 07-A14-D4010-150-FMS01 | System Extinguishing,Wet Pipe - FMS | Potter | NA | NA | OM00005235 | NA | East Stairwell | NA | NA | NA | NA | NA | DNA | NA | NA | NA | NA | \Classifications\Building System Class\D40-Fire Protection SYS\D4010 - Sprinkler SYS\Fire Systems, stand pipes - FMS | 1008228
07-A14 | 07-A14 Family Law Center | 07-A14-D2023-100-CTY01 | Backflow Preventer - BFP01 Domestic Water & By pass | Febco 4 inch | 108310917/194212 By pass | 960RP- 4"/009M2to-2" | OM00000305 |  | Exterior | NA | NA | NA | NA | NA | NA | NA | NA | NA | NA | \Classifications\Building System Class\D20-Plumbing\D2020 - Domestic Water\Backflow Preventer - BFP | 1008229
07-A14 | 07-A14 Family Law Center | 07-A14-D2023-100-BFP02 | Backflow Preventer - BFP Irrigation | Watts | 172357 | 009 M20T 1 inch | OM00000306 |  | Exterior | NA | NA | NA | NA | NA | NA | NA | NA | NA | NA | \Classifications\Building System Class\D20-Plumbing\D2020 - Domestic Water\Backflow Preventer - BFP | 1008230
07-A14 | 07-A14 Family Law Center | 07-A14-D2023-100-BFP03 | Backflow Preventer - BFP03 Boiler Water Make-Up 3/4"" | Febco | B9498 | 825YRP 3/4 inch | OM00005237 |  | Boiler Room | NA | NA | NA | NA | NA | NA | NA | NA | NA | NA | \Classifications\Building System Class\D20-Plumbing\D2020 - Domestic Water\Backflow Preventer - BFP | 1008231
07-A14 | 07-A14 Family Law Center | 07-A14-D2023-100-CTY04 | Backflow Preventer - BFP Fire Main Bypass & Fire Main | Febco | A014378/11214113 | 805YB 3/4 inch/856DCDA 6" | OM00000308 |  | South Side of building | NA | NA | NA | NA | NA | NA | NA | NA | NA | NA | \Classifications\Building System Class\D20-Plumbing\D2020 - Domestic Water\Backflow Preventer - BFP | 1008232
07-A14 | 07-A14 Family Law Center | 07-A14-D4031-100-FEX12 | Fire Extinguisher - FEX 12 | AMREX | B500 | NA | OM00000310 | NA | NA | NA | NA | NA | NA | NA | NA | NA | NA | NA | NA | \Classifications\Building System Class\D40-Fire Protection SYS\D4030 - FIRE SPEC\Fire Extinguisher - FEX | 1008233
07-A14 | 07-A14 Family Law Center | 07-A14-D5010-200-ESD01 | Main Electrical Panel - SBR01 | GE | 17872196-1 | 510139AA/T | OM00005233 | NA | Main Electrical Room | NA | NA | NA | NA | 480 | D1000 | Electric | 3 | NA | NA | \Classifications\Building System Class\D50-Electrical SYS\D5010 - Elec Service & Dist\Electical Service and Distribution - ESD | 1008234
07-A14 | 07-A14 Family Law Center | 07-A14-D5037-710-FAP01 | Fire Alarm Panel - FAP | Harrington | NA | HS 3400 wih Morse Dialer | OM00005234 | NA | Data Room First Floor | NA | NA | NA | NA | 110 | DNA | Electric | 1 | NA | NA | \Classifications\Building System Class\D50-Electrical SYS\D5030 - Comm & Security\Fire Alarm Panel - FAP | 1008235
07-A14 | 07-A14 Family Law Center | 07-A14-D5092-250-EML31 | Emergency And Exit Lighting - EML | Evenlite Inc. | CCDSEMG02WWCN | 02301 | OM00000311 | NA | NA | NA | NA | NA | NA | 110/277 | .03 | Electric | 1 | NA | NA | \Classifications\Building System Class\D50-Electrical SYS\D5090 - Elec SYS\Emergency And Exit Lighting - EML | 1008236
07-A14 | 07-A14 Family Law Center | 07-A14-D5010-110-EMT01 | Electric Meter Readings - EMT01 | GE | NA | kV2c | OM00000301 | NA | Main Electrical Room | NA | NA | NA | NA | 480 | 1000 | Electric | 3 | NA | NA | \Classifications\Building System Class\D50-Electrical SYS\D5010 - Elec Service & Dist\Electric Meter Readings - EMT | 1008237
07-A14 | 07-A14 Family Law Center | 07-A14-D3012-120-GMR01 | Gas Meter Readings - GMR01 | Roots Meter | 9915309 | 15C175 | OM00000304 | NA | Exterior | NA | NA | NA | NA | NA | NA | Gas | NA | NA | NA | \Classifications\Building System Class\D30-HVAC Systems\D3010 - Energy Supply\Gas Meter Readings - GMR | 1008238
07-A14 | 07-A14 Family Law Center | 07-A14-D2020-130-WMR01 | Water Meter Readings - WMR01 | NA | NA | NA | OM00019987 | NA | Exterior | NA | NA | NA | NA | NA | NA | Other | NA | NA | NA | \Classifications\Building System Class\D20-Plumbing\D2020 - Domestic Water\Water Meter Readings - WMR | 1008239
07-A14 | 07-A14 Family Law Center | 07-A14-G2050-200-LSC01 | Landscaping - LSC | Allied Landscaping | NA | NA | OM00000312 | NA | Exterior | NA | NA | NA | NA | NA | NA | NA | NA | NA | NA | \Classifications\Building System Class\G20-Other Systems\G2050 - Landscaping\Landscaping - LSC | 1008240
07-A14 | 07-A14 Family Law Center | 07-A14-D5092-250-ELT01 | Exterior Lighting - ELT | NA | NA | NA | OM00019898 |  | Exterior | NA | NA | NA | NA | 277 | DNA | NA | 1 | NA | NA | \Classifications\Building System Class\D50-Electrical SYS\D5090 - Elec SYS\Exterior Lighting - ELT | 1008241
07-A14 | 07-A14 Family Law Center | 07-A14-D3041-160-FDP78 | Fire Dampers - FDP | NA | NA | NA | OM00000309 | NA | NA | NA | NA | NA | NA | NA | NA | NA | NA | NA | NA | \Classifications\Building System Class\D30-HVAC Systems\D3040 - Distribution SYS\Fire Dampers - FDP | 1010128
07-A14 | 07-A14 Family Law Center | 07-A14-B2010-100-BLD01 | Building | NA | NA | NA | OM00018737 | State ID# CUPA PT0029603 | [11 empty] | \Classifications\Building System Class\B20-General Building Exterior\B2010 - Exterior Walls\Building - BLD | 1011691
07-A14 | 07-A14 Family Law Center | 07-A14-C1020-110-FRD01 | SmokeShield Fire Door (Curtain) Window #1 | Cornell Iron Works | NA | Model ERC11 | OM00018469 | DNA | Above Customer Court Window #1 | NA | NA | NA | NA | 12 | NA | NA | NA | NA | NA | \Classifications\Building System Class\C10-General Building Interior\C1020 - Fire Doors\Fire Doors - FRD | 1016425
07-A14 | 07-A14 Family Law Center | 07-A14-C1020-110-FRD02 | SmokeShield Fire Door (Curtain) Windows #2&3 | Cornell Iron Works | NA | Model ERC11 | OM00018470 | NA | Above Customer Court Window #2&3 | NA | NA | NA | NA | 12 | NA | NA | NA | NA | NA | \Classifications\Building System Class\C10-General Building Interior\C1020 - Fire Doors\Fire Doors - FRD | 1016426
07-A14 | 07-A14 Family Law Center | 07-A14-C1020-110-FRD03 | SmokeShield Fire Door (Curtain) Windows #4&5 | Cornell Iron Works | NA | Model ERC11 | OM00018471 | NA | Above Customer Court Window #4&5 | NA | NA | NA | NA | 12 | NA | NA | NA | NA | NA | \Classifications\Building System Class\C10-General Building Interior\C1020 - Fire Doors\Fire Doors - FRD | 1016427
07-A14 | 07-A14 Family Law Center | 07-A14-C1020-110-FRD04 | SmokeShield Fire Door (Curtain) Window #6 | Cornell Iron Works | NA | Model ERC11 | OM00018472 | NA | Above Customer Court Window #6 | NA | NA | NA | NA | 12 | NA | NA | NA | NA | NA | \Classifications\Building System Class\C10-General Building Interior\C1020 - Fire Doors\Fire Doors - FRD | 1016428
07-A14 | 07-A14 Family Law Center | 07-A14-C1020-110-FRD05 | SmokeShield Fire Door (Curtain) Mediation Window (LS) | Cornell Iron Works | NA | Model ERC11 | OM00018473 | NA | Above Customer Court Mediation (LS) | NA | NA | NA | NA | 12 | NA | NA | NA | NA | NA | \Classifications\Building System Class\C10-General Building Interior\C1020 - Fire Doors\Fire Doors - FRD | 1016429
07-A14 | 07-A14 Family Law Center | 07-A14-C1020-110-FRD06 | SmokeShield Fire Door (Curtain) Mediation Window (RS) | Cornell Iron Works | NA | Model ERC11 | OM00018474 | NA | Above Customer Court ?Mediation (RS) | NA | NA | NA | NA | 12 | NA | NA | NA | NA | NA | \Classifications\Building System Class\C10-General Building Interior\C1020 - Fire Doors\Fire Doors - FRD | 1016430
07-A14 | 07-A14 Family Law Center | 07-A14-C1020-110-FRD07 | SmokeShield Fire Door (Curtain) Window #9 | Cornell Iron Works | NA | Model ERC11 | OM00018475 | NA | Above Customer Court Window #9 | NA | NA | NA | NA | 12 | NA | NA | NA | NA | NA | \Classifications\Building System Class\C10-General Building Interior\C1020 - Fire Doors\Fire Doors - FRD | 1016431
07-A14 | 07-A14 Family Law Center | 07-A14-C1020-110-FRD08 | SmokeShield Fire Door (Curtain) Window #10 | Cornell Iron Works | NA | Model ERC11 | OM00018476 | NA | Above Customer Court Window #10 | NA | NA | NA | NA | 12 | NA | NA | NA | NA | NA | \Classifications\Building System Class\C10-General Building Interior\C1020 - Fire Doors\Fire Doors - FRD | 1016432
07-A14 | 07-A14 Family Law Center | 07-A14-G2049-300-HSC01 | Hardscape - HSC01 | NA | NA | NA | OM00044185 |  | Exterior | NA | NA | NA | NA | NA | NA | NA | NA | NA | NA | \Classifications\Building System Class\G20-Other Systems\G2040 - Site Development\Hardscape - HSC | 1020355
07-A2 | 07-A2 Wakefield Taylor Courthouse | 07-A2-D2017-100-SHW01 | Eyewash station (1) | Fend All | 432192 | 23080 | OM00018406 | NA | Mechanical Room | NA | NA | NA | NA | NA | NA | NA | NA | NA | NA | \Classifications\Building System Class\D20-Plumbing\D2010 - Plumb Fix\Showers - SHW | EQ-1005633
07-A2 | 07-A2 Wakefield Taylor Courthouse | 07-A2-D2022-260-HWG01 | Domestic Water Heater, Gas - HWG01 | Rheem | RHLN1007V14242 | 42v60F | OM00018602 | NA | Mechanical Room | NA | NA | NA | NA | 110 | DNA | Natural Gas | 1 | 50,000 | 80,000 | \Classifications\Building System Class\D20-Plumbing\D2020 - Domestic Water\Domestic Water Heater, Gas - HWG | EQ-1005634
07-A2 | 07-A2 Wakefield Taylor Courthouse | 07-A2-D3031-100-PCH01 | Chilled Water Pump - PCH | Bell & Gosset | 2158225 | 6X6X9-1/2.9.5BF | OM00018606 | NA | Mechanical Room | NA | NA | NA | 20 | 460 | 23.8 | Electrical | 3 | NA | NA | \Classifications\Building System Class\D30-HVAC Systems\D3030 - Cooling SYS\Chilled Water Pump - PCH | EQ-1005637
07-A2 | 07-A2 Wakefield Taylor Courthouse | 07-A2-D3031-130-CLR01 | Chiller,Water Cooled - CLR | Trane | U02A07671 | RTHC1C1FCH0B3L3C2LFVQUOD | OM00018601 | NA | Mechanical Room | NA | NA | R-134a | NA | 460 | RLA-247/ LRA-469 | Electrical | 3 | NA | 268 tons | \Classifications\Building System Class\D30-HVAC Systems\D3030 - Cooling SYS\Chiller, Water Cooled - CLR | EQ-1005639
07-A2 | 07-A2 Wakefield Taylor Courthouse | 07-A2-D3042-210-FAN02 | Exhaust Fan | American Standard | H122DV3 | 122DQ | OM00018626 | NA | West Side Roof | Direct Drive | NA | NA | 1 | 208/230 | 17.4 | Electrical | 3 | NA | NA | \Classifications\Building System Class\D30-HVAC Systems\D3040 - Distribution SYS\Fan,Axial - FAN | EQ-1005643
07-A2 | 07-A2 Wakefield Taylor Courthouse | 07-A2-D3042-210-FAN03 | Exhaust Fan | Centri Master | PXA862701 | PNU185RF | OM00018624 | NA | Middle of Roof | B-28 | NA | NA | 2/0.5 | 460 | 3.0/1.3 | Electrical | 3 | NA | NA | \Classifications\Building System Class\D30-HVAC Systems\D3040 - Distribution SYS\Fan,Axial - FAN | EQ-1005644
07-A2 | 07-A2 Wakefield Taylor Courthouse | 07-A2-D3042-210-FAN04 | Exhaust Fan EF1 | American Standard | 300-223 | NA | OM00018623 | NA | Eastside Roof | AP85 (2 each) | NA | NA | 1.5 hp | 208/230 | 9.5 | Electrical | 3 | NA | NA | \Classifications\Building System Class\D30-HVAC Systems\D3040 - Distribution SYS\Fan,Axial - FAN | EQ-1005645
07-A2 | 07-A2 Wakefield Taylor Courthouse | 07-A2-D3042-210-FAN05 | Exhaust Fan | Dayton | NA | 3C424A | OM00018622 | NA | South-East | Direct Drive | NA | NA | 1/4 hp | 115 | 5.1 | Electrical | 1 | NA | NA | \Classifications\Building System Class\D30-HVAC Systems\D3040 - Distribution SYS\Fan,Axial - FAN | EQ-1005646
07-A2 | 07-A2 Wakefield Taylor Courthouse | 07-A2-D3041-230-RFN02 | Exhaust Fan Return Fan-RFN02 | Trane | U4F35461 | NA | OM00018607 | NA | Roof | NA | NA | NA | 2 | 208/230 | 5.8 / 2.9 | Electrical | 3 | NA | NA | \Classifications\Building System Class\D30-HVAC Systems\D3040 - Distribution SYS\Supply/Exhaust/Return fans- FAN | EQ-1005647
07-A2 | 07-A2 Wakefield Taylor Courthouse | 07-A2-D3041-110-AHU01 | Air Handling Unit - AHU01 | American Standard | 600-211 | 3-32010-05 | OM00018734 | NA | Roof | NA | NA | NA | 100 | 460 | 122 | Electric | 3 | NA | NA | \Classifications\Building System Class\D30-HVAC Systems\D3040 - Distribution SYS\Air Handling Unit - AHU | EQ-1005649
07-A2 | 07-A2 Wakefield Taylor Courthouse | 07-A2-D3031-100-PCH04 | Cooling Tower Water Pump | Bell & Gosset | 2158192 | 5/3.5 9.125BF | OM00018605 |  | Mechanical Room | DNA | DNA | DNA | 15 | 460 | 18.4 | Electrical | 3 | NA | NA | \Classifications\Building System Class\D30-HVAC Systems\D3030 - Cooling SYS\Chilled Water Pump - PCH | EQ-1005651
07-A2 | 07-A2 Wakefield Taylor Courthouse | 07-A2-D3050-250-ACU01 | Air Conditioning,Split System - ACU01 | Goodman | 8420399 | H0C18-1AB | OM00018625 |  | Middle of Roof | NA | Reusable Filters | R-22 | 1/5 hp | 208/230 | 10.9 | Electrical | 1 | NA | NA | \Classifications\Building System Class\D30-HVAC Systems\D3050 - Package SYS\Air Conditioning,Split System - ACU | EQ-1005652
07-A2 | 07-A2 Wakefield Taylor Courthouse | 07-A2-D3050-250-ACU02 | Air Conditioning,Split System - ACU02 | Carrier | 4595x22455 | 38HDC36510 | OM00018632 |  | North side/ exterior | NA | NA | R-22 | .04 hp | 208/230 | 11.4 | Electrical | 3 | NA | NA | \Classifications\Building System Class\D30-HVAC Systems\D3050 - Package SYS\Air Conditioning,Split System - ACU | EQ-1005653
07-A2 | 07-A2 Wakefield Taylor Courthouse | 07-A2-D3050-250-ACU03 | Air Conditioning,Split System - ACU03 | Carrier | 0409X90756 | 38HDR060-311 | OM00018385 |  | Roof North side / exterior | NA | NA | R-410A | NA | 208/230 | 34.5 | Electrical | 3 | NA | NA | \Classifications\Building System Class\D30-HVAC Systems\D3050 - Package SYS\Air Conditioning,Split System - ACU | EQ-1005654
07-A2 | 07-A2 Wakefield Taylor Courthouse | 07-A2-D3090-114-CMP01 | Control Air Compressor - CMP01 | INGERSOILRAND | 777264 | T30/2340L5 | OM00018604 | State ID# A022761-96¦ State Serial#108348 | Mechanical Room | A68 | NA | NA | 2 | 208/230 | 13.4 | Electrical | 3 | NA | NA | \Classifications\Building System Class\D30-HVAC Systems\D3090 - Other HVAC Systems and Equipment\Air Compressor - CMP | EQ-1005655
07-A2 | 07-A2 Wakefield Taylor Courthouse | 07-A2-D3090-114-CMP02 | Control Air Compressor - CMP02 | Roy E. Hanson, MFG | 59841 | DNA | OM00018620 | State ID# A026022-66 | Mechanical Room | B-52 | NA | NA | 2 | 208/230 | 6.2/5.2 | Electrical | 3 | NA | NA | \Classifications\Building System Class\D30-HVAC Systems\D3090 - Other HVAC Systems and Equipment\Air Compressor - CMP | EQ-1005656
07-A2 | 07-A2 Wakefield Taylor Courthouse | 07-A2-D3090-220-CMD01 | Air Dryer | Johnson Service Co | DNA | A-421 | OM00018621 |  | Mechanical Room | DNA | DNA | R-22 | NA | 115 | NA | Electrical | 1 | DNA | DNA | \Classifications\Building System Class\D30-HVAC Systems\D3090 - Other HVAC Systems and Equipment\Compressed Air Dryer - CMD | EQ-1005657
07-A2 | 07-A2 Wakefield Taylor Courthouse | 07-A2-D2023-100-CTY02 | Backflow preventor - BFP Main City Managed | FEBCO | 9805151355 | 860 | OM00000280 |  | Exterior | DNA | DNA | DNA | DNA | DNA | DNA | DNA | DNA | DNA | DNA | \Classifications\Building System Class\D20-Plumbing\D2020 - Domestic Water\Backflow Preventer - BFP | EQ-1005658
07-A2 | 07-A2 Wakefield Taylor Courthouse | 07-A2-D5010-234-ATS01 | Automatic Transfer Switch ATS01 | Sierra Switch Board Co | NA | NA | OM00018630 |  | Mechanical Room | NA | NA | NA | NA | 480 | DNA | Electrical | 3 | NA | NA | \Classifications\Building System Class\D50-Electrical SYS\D5010 - Elec Service & Dist\Automatic Transfer Switch - ATS | EQ-1005661
07-A2 | 07-A2 Wakefield Taylor Courthouse | 07-A2-D5092-210-GEN01 | Emergency Standby Generator - GEN01 | Fairbanks Morse | C-3683 | B70/806-4H4 | OM00018634 | NA | South-East/ exterior | (1) 4-L370, (2) 5L460 | NA | NA | 110 | 120/208 | 242/277 | Natural gas | 3 | NA | NA | \Classifications\Building System Class\D50-Electrical SYS\D5090 - Elec SYS\Emergency Generator - GEN | EQ-1005662
07-A2 | 07-A2 Wakefield Taylor Courthouse | 07-A2-D5092-250-EML29 | Emergency Exits (29) | NA | NA | NA | OM00032011 | NA | Whole bldg | NA | NA | NA | NA | 110 | DNA | Electric | 1 | NA | NA | \Classifications\Building System Class\D50-Electrical SYS\D5090 - Elec SYS\Emergency And Exit Lighting - EML | EQ-1005663
07-A2 | 07-A2 Wakefield Taylor Courthouse | 07-A2-D1010-100-ELE01 | Elevator-1 | Otis | 315681 | 370452 | OM00018384 | State ID# 043883¦ Passenger Elevator | Roof | NA | NA | NA | 20 | 208 | 108 | electric | 3 | NA | NA | \Classifications\Building System Class\D10-Conveyance Systems\D1010 - Elevator\Elevator,Electric,Pass/Freight - ELE | EQ-1006963
07-A2 | 07-A2 Wakefield Taylor Courthouse | 07-A2-D1010-100-ELE02 | Elevator-2 | Otis | DNA | 370451 | OM00018402 | State ID# 044604¦ Passenger Elevator | Roof | NA | NA | NA | 12 | 208 | DNA | electric | 3 | NA | NA | \Classifications\Building System Class\D10-Conveyance Systems\D1010 - Elevator\Elevator,Electric,Pass/Freight - ELE | EQ-1006964
07-A2 | 07-A2 Wakefield Taylor Courthouse | 07-A2-D3041-230-RFN01 | Return Fan-RFN RF1 | American Standard | 730-147 | NA | OM00018627 | NA | Penthouse Roof | NA | NA | NA | 20 | 460 | 17.8 | Electric | 3 | NA | NA | \Classifications\Building System Class\D30-HVAC Systems\D3040 - Distribution SYS\Supply/Exhaust/Return fans- FAN | EQ-1006971
07-A2 | 07-A2 Wakefield Taylor Courthouse | 07-A2-D3042-210-FAN07 | Exhaust Fan FAN07 | Trane | U4F35462 | T6 | OM00018608 | NA | Roof | NA | NA | NA | 3/4 hp | 208/230 | 2.8 | electric | 3 | NA | NA | \Classifications\Building System Class\D30-HVAC Systems\D3040 - Distribution SYS\Fan,Axial - FAN | EQ-1006974
07-A2 | 07-A2 Wakefield Taylor Courthouse | 07-A2-D4031-100-FEX32 | Fire Extinguishers (28) | Badger | NA | ABC | OM00019911 |  | Whole bldg | NA | NA | NA | NA | NA | NA | NA | NA | NA | NA | \Classifications\Building System Class\D40-Fire Protection SYS\D4030 - FIRE SPEC\Fire Extinguisher - FEX | EQ-1006980
07-A2 | 07-A2 Wakefield Taylor Courthouse | 07-A2-D2018-100-DKF02 | Water Fountain | Sunroc Corp | 14302412 | NWCA5-005N | OM00018612 |  | Hallway | NA | NA | R-134A | 1/4 hp | 115 | DNA | electric | 1 | NA | NA | \Classifications\Building System Class\D20-Plumbing\D2010 - Plumb Fix\Drink Fountain (Refr Indvl Wtrcooler) - DKF | EQ-1006983
07-A2 | 07-A2 Wakefield Taylor Courthouse | 07-A2-D2018-100-DKF03 | Water Fountain | Sunroc Corp | 218802 | HWFA6 216-3 | OM00018613 |  | Hallway | NA | NA | R-134A | DNA | 115 | 4 | electric | 1 | NA | NA | \Classifications\Building System Class\D20-Plumbing\D2010 - Plumb Fix\Drink Fountain (Refr Indvl Wtrcooler) - DKF | EQ-1006984
07-A2 | 07-A2 Wakefield Taylor Courthouse | 07-A2-D2018-100-DKF04 | Water Fountain | ELKAY | DNA | DNA | OM00018614 |  | Hallway | NA | NA | R-134A | DNA | 115 | DNA | electric | 1 | NA | NA | \Classifications\Building System Class\D20-Plumbing\D2010 - Plumb Fix\Drink Fountain (Refr Indvl Wtrcooler) - DKF | EQ-1006985
07-A2 | 07-A2 Wakefield Taylor Courthouse | 07-A2-D2018-100-DKF05 | Water Fountain | Sunroc Corp | 14302411 | NWCA5-005N | OM00018615 |  | North-East | NA | NA | R-134A | DNA | 115 | 4 | electric | 1 | NA | NA | \Classifications\Building System Class\D20-Plumbing\D2010 - Plumb Fix\Drink Fountain (Refr Indvl Wtrcooler) - DKF | EQ-1006986
07-A2 | 07-A2 Wakefield Taylor Courthouse | 07-A2-D2018-100-DKF06 | Water Fountain | HAWS | DNA | MF8 | OM00018616 |  | South-East | NA | NA | R-12 | 1/6 hp | 115 | 3.5 | electric | 1 | NA | NA | \Classifications\Building System Class\D20-Plumbing\D2010 - Plumb Fix\Drink Fountain (Refr Indvl Wtrcooler) - DKF | EQ-1006987
07-A2 | 07-A2 Wakefield Taylor Courthouse | 07-A2-D2018-100-DKF07 | Water Fountain | Halsey Taylor | 950436002 | 5300-2D-1Q | OM00018617 |  | Hallway North-East | NA | NA | R-134A | DNA | 115 | DNA | electric | 1 | NA | NA | \Classifications\Building System Class\D20-Plumbing\D2010 - Plumb Fix\Drink Fountain (Refr Indvl Wtrcooler) - DKF | EQ-1006988
07-A2 | 07-A2 Wakefield Taylor Courthouse | 07-A2-D2018-100-DKF01 | Water Fountain | ELKAY | 50632171 | EFA81E | OM00018618 |  | North-East | NA | NA | R-134A | NA | 115 | 5.5 | electric | 1 | NA | NA | \Classifications\Building System Class\D20-Plumbing\D2010 - Plumb Fix\Drink Fountain (Refr Indvl Wtrcooler) - DKF | EQ-1006998
07-A2 | 07-A2 Wakefield Taylor Courthouse | 07-A2-D2023-100-BFP01 | Backflow Preventer - BFP Domestic Hot Water 4" | Watts | 570 | LF009M3QT | OM00019902 |  | Mechanical Room Floor 1 | NA | NA | NA | NA | NA | NA | NA | NA | NA | NA | \Classifications\Building System Class\D20-Plumbing\D2020 - Domestic Water\Backflow Preventer - BFP | EQ-1007137
07-A2 | 07-A2 Wakefield Taylor Courthouse | 07-A2-D3041-110-AHU02 | Air Handling Unit - AHU02 | Trane | NA | NA | OM00018735 | NA | Roof | NA | (6) 24x24x2/ (6) 24x24x1 | NA | NA | 208/230 | 5.8/2.9 | Electric | 3 | NA | NA | \Classifications\Building System Class\D30-HVAC Systems\D3040 - Distribution SYS\Air Handling Unit - AHU | EQ-1007185
07-A2 | 07-A2 Wakefield Taylor Courthouse | 07-A2-B2010-100-BLD01 | Building Structure | NA | NA | NA | OM00000278 | CUPA PTOPT0030005 | Whole bldg | NA | NA | NA | NA | NA | DNA | NA | NA | NA | NA | \Classifications\Building System Class\B20-General Building Exterior\B2010 - Exterior Walls\Building - BLD | EQ-1007245
07-A2 | 07-A2 Wakefield Taylor Courthouse | 07-A2-B3010-100-RUF01 | Roof | NA | NA | NA | OM00019904 | NA | Roof | NA | NA | NA | NA | NA | NA | NA | NA | NA | NA | \Classifications\Building System Class\B30-Roofing\B3010 - Roof Types\Roof - RUF | EQ-1007422
07-A2 | 07-A2 Wakefield Taylor Courthouse | 07-A2-D2023-310-HWP01 | Domestic Hot Water Circulating Pump - HWP | B&G | M09181 | MRP58JV-758 | OM00019900 | NA | Mechanical Room | NA | NA | NA | 1/12 hp | 115 | 1.75 | Electric | 1 | NA | NA | \Classifications\Building System Class\D20-Plumbing\D2020 - Domestic Water\Domestic Hot Water Circulating Pump - HWP | 1008395
07-A2 | 07-A2 Wakefield Taylor Courthouse | 07-A2-D2023-100-CTY03 | Backflow Preventer - BFP03 Main By-pass City Managed | Watts | A46519 | 27007M1 | OM00000281 |  | Exterior | NA | NA | NA | NA | NA | NA | NA | NA | NA | NA | \Classifications\Building System Class\D20-Plumbing\D2020 - Domestic Water\Backflow Preventer - BFP | 1008399
07-A2 | 07-A2 Wakefield Taylor Courthouse | 07-A2-D2090-230-WIP01 | Water Treatment Biocide Pump - WIP01 | Advantage Controls | NC-1150P | B130X1-PFCU-4 | OM00019903 | NA | Mechanical Room | NA | NA | NA | NA | 115 | 0.35 | NA | 1 | NA | NA | \Classifications\Building System Class\D20-Plumbing\D2090 - Other Plumbing SYS\Water Treatment Inhibitor Pump - WIP | 1008400
07-A2 | 07-A2 Wakefield Taylor Courthouse | 07-A2-D3012-120-GMR01 | Gas Meter Readings - GMR | NA | NA | NA | OM00019909 | NA | Court Street | NA | NA | NA | NA | NA | NA | NA | NA | NA | NA | \Classifications\Building System Class\D30-HVAC Systems\D3010 - Energy Supply\Gas Meter Readings - GMR | 1008402
07-A2 | 07-A2 Wakefield Taylor Courthouse | 07-A2-D2020-130-WMR01 | Water Meter Readings - WMR01 | NA | NA | NA | OM00019910 | NA | Main Street | NA | NA | NA | NA | NA | NA | NA | NA | NA | NA | \Classifications\Building System Class\D20-Plumbing\D2020 - Domestic Water\Water Meter Readings - WMR | 1008403
07-A2 | 07-A2 Wakefield Taylor Courthouse | 07-A2-D3060-100-RDS01 | Refrigerant Leak Detection System - RDS | Vulcain | C7901140 | VA-201C | OM00019899 | NA | Mechanical Room | NA | NA | NA | NA | 115 | DNA | Electric | 1 | NA | NA | \Classifications\Building System Class\D30-HVAC Systems\D3060 - Control & Inst Air\Refrigerant Leak Detection System - RDS | 1008404
07-A2 | 07-A2 Wakefield Taylor Courthouse | 07-A2-D5037-710-FAP01 | Fire Alarm Panel - FAP01 | Notifier | NA | AFP 1010 | OM00019907 | NA | PG&E Room | NA | NA | NA | NA | 110 | DNA | Electric | 1 | NA | NA | \Classifications\Building System Class\D50-Electrical SYS\D5030 - Comm & Security\Fire Alarm Panel - FAP | 1008406
07-A2 | 07-A2 Wakefield Taylor Courthouse | 07-A2-D5038-810-ITA01 | Intrusion Alarm - ITA | Ademco Vista 250 | NA | NA | OM00019908 | NA | PG&E Room | NA | NA | NA | NA | 110 | DNA | Electric | 1 | NA | NA | \Classifications\Building System Class\D50-Electrical SYS\D5030 - Comm & Security\Intrusion Alarm - ITA | 1008407
07-A2 | 07-A2 Wakefield Taylor Courthouse | 07-A2-D4010-150-FMS01 | System Extinguishing,Wet Pipe - FMS01 Standpipe | COSCO | NA | NA | OM00000279 | NA | Main Street | NA | NA | NA | NA | NA | DNA | NA | NA | NA | NA | \Classifications\Building System Class\D40-Fire Protection SYS\D4010 - Sprinkler SYS\Fire Systems, stand pipes - FMS | 1008408
07-A2 | 07-A2 Wakefield Taylor Courthouse | 07-A2-B2033-120-DOR01 | Door,Swinging Electric-DOR | Special Lite | NA | NA | OM00018457 | NA | Main Street | NA | NA | NA | NA | 110 | DNA | Electric | 1 | NA | NA | \Classifications\Building System Class\B20-General Building Exterior\B2030 - Exterior Doors\Door,Automatic-Sliding,Revolving - DOR | 1008409
07-A2 | 07-A2 Wakefield Taylor Courthouse | 07-A2-G2049-300-HSC06 | Hardscape - HSC (06) | NA | NA | NA | OM00032010 | NA | Exterior | NA | NA | NA | NA | NA | NA | NA | NA | NA | NA | \Classifications\Building System Class\G20-Other Systems\G2040 - Site Development\Hardscape - HSC | 1008410
07-A2 | 07-A2 Wakefield Taylor Courthouse | 07-A2-D5092-250-ELT32 | Exterior Lighting - ELT (32) | NA | NA | NA | OM00032009 |  | Exterior | NA | NA | NA | NA | 277 | DNA | Electric | 1 | NA | NA | \Classifications\Building System Class\D50-Electrical SYS\D5090 - Elec SYS\Exterior Lighting - ELT | 1008411
07-A2 | 07-A2 Wakefield Taylor Courthouse | 07-A2-G2050-200-LSC01 | Landscaping - LSC | NA | NA | NA | OM00032008 | NA | Exterior | NA | NA | NA | NA | NA | NA | NA | NA | NA | NA | \Classifications\Building System Class\G20-Other Systems\G2050 - Landscaping\Landscaping - LSC | 1008412
07-A2 | 07-A2 Wakefield Taylor Courthouse | 07-A2-D5010-200-ESD01 | Main Electrical Panel - SBR01 | NA | NA | NA | OM00000282 |  | PG&E Room | NA | NA | NA | NA | 480 | 800 | Electric | 3 | NA | NA | \Classifications\Building System Class\D50-Electrical SYS\D5010 - Elec Service & Dist\Electical Service and Distribution - ESD | 1010289
07-A2 | 07-A2 Wakefield Taylor Courthouse | 07-A2-D3021-140-BLR03 | Boiler,Steam,Oil/Gas/Comb. - BLR03 | Peerless | 648610-201009 | G-LCE-13-W/S | OM00018403 |  | Mechanical Room Floor 1 | NA | NA | NA | NA | DNA | DNA | Natural Gas | 3 | 2464000 | 1966000 | \Classifications\Building System Class\D30-HVAC Systems\D3020 - Heat SYS\Boiler,Hot Water,Oil/Gas/Comb. - BLR | 1013558
07-A2 | 07-A2 Wakefield Taylor Courthouse | 07-A2-D3021-140-BLR04 | Boiler,Steam,Oil/Gas/Comb. - BLR04 | Peerless | 648609-201009 | G-LCE-13-W/S | OM00018404 |  | Mechanical Room Floor 1 | NA | NA | NA | NA | DNA | DNA | Natural Gas | 3 | 2464000 | 1966000 | \Classifications\Building System Class\D30-HVAC Systems\D3020 - Heat SYS\Boiler,Hot Water,Oil/Gas/Comb. - BLR | 1013559
07-A2 | 07-A2 Wakefield Taylor Courthouse | 07-A2-D2023-100-BFP04 | Backflow Preventer - BFP04 Boiler Makeup Water Backflow | Watts | 000121 | LF909 /QTRPZ | OM00018459 |  | Mechanical Room | NA | NA | NA | NA | NA | NA | NA | NA | NA | NA | \Classifications\Building System Class\D20-Plumbing\D2020 - Domestic Water\Backflow Preventer - BFP | 1015248
07-A2 | 07-A2 Wakefield Taylor Courthouse | 07-A2-D3068-100-BAS01 | Building Automation System - BAS01 | Alerton | DNA | Envision for BACtalk 2.01 | OM00018462 |  | Engineers Office | NA | NA | NA | NA | 110 | DNA | Electric | 1 | NA | NA | \Classifications\Building System Class\D30-HVAC Systems\D3060 - Control & Inst Air\Building Automation System - BAS | 1015321
07-A2 | 07-A2 Wakefield Taylor Courthouse | 07-A2-D3030-310-CTF02 | Cooling Tower Sand Filter - CTF02 | Sta-Rite | 4102321120009N | System 3 / S7S50 | OM00018733 | NA | Cooling Tower Pad | NA | NA | NA | .75 | 480 | 3.8-3.6/1.8 | Electric | 3 | NA | NA | \Classifications\Building System Class\D30-HVAC Systems\D3030 - Cooling SYS\Cooling Tower Filter - CTF | 1015792
07-A2 | 07-A2 Wakefield Taylor Courthouse | 07-A2-D2023-100-BFP05 | Backflow Preventer BFP05 2nd Floor Hot Water Loop | Watts | 00663 | ﾾ LF009M3QT-RP | OM00018736 |  | SW Corner of Mechanical Room | NA | NA | NA | NA | NA | NA | NA | NA | NA | NA | \Classifications\Building System Class\D20-Plumbing\D2020 - Domestic Water\Backflow Preventer - BFP | 1016084
07-A2 | 07-A2 Wakefield Taylor Courthouse | 07-A2-D3044-125-PHW03 | Steam Condensate Vaccum Pump - PHW03 | Skidmore | 179078 | JVBF-110-102 | OM00018509 | NA | 1st Floor Mechanical Room | NA | NA | NA | NA | 208 | 16 | Electric | 3 | NA | NA | \Classifications\Building System Class\D30-HVAC Systems\D3040 - Distribution SYS\Hot Water Pump - PHW | 1016866
07-A2 | 07-A2 Wakefield Taylor Courthouse | 07-A2-D2090-650-WSR01 | Water Softener for Boiler | Pentair Water | 1252291-304030380 | Fleck 5600SXT | OM00018511 | NA | Mechanical Room | NA | NA | NA | NA | 120 | 1.2 | NA |  | NA | NA | \Classifications\Building System Class\D20-Plumbing\D2090 - Other Plumbing SYS\Water Softener - WSR | 1017280
07-A2 | 07-A2 Wakefield Taylor Courthouse | 07-A2-D2090-230-WIP02 | Chemical Injector Pump WIP01 | Roytronic | 13083638756-2 | A141-512SI | OM00018510 | NA | Mechanical Room | NA | NA | NA | 1/8 | 120 | 2 | NA | 1 | NA | NA | \Classifications\Building System Class\D20-Plumbing\D2090 - Other Plumbing SYS\Water Treatment Inhibitor Pump - WIP | 1017281
07-A2 | 07-A2 Wakefield Taylor Courthouse | 07-A2-D3040-600-HES02 | Heat Exchanger Steam HES02 |  |  |  | OM00018523 |  | Room 111 | [10 empty] | \Classifications\Building System Class\D30-HVAC Systems\D3040 - Distribution SYS\Heat Exchanger,Steam - HES | 1018710
07-A2 | 07-A2 Wakefield Taylor Courthouse | 07-A2-D2040-100-PSU02 | Pump, Sump or Duplex - PSU02 | Little Giant | 14G6635001 | 6EN-CIA-SFS | OM00018741 |  | Ward St. Generator Pit | NA | NA | NA | 1/3 | 120 | 6 | NA | 1 | NA | NA | \Classifications\Building System Class\D20-Plumbing\D2040 - Rain Drain\Sump Pump - PSU | 1020340
07-A2 | 07-A2 Wakefield Taylor Courthouse | 07-A2-D2040-100-PSU03 | Pump, Sump or Duplex - PSU03 | Little Giant | 14G6634965 | 6EN-CIA-SFS | OM00018742 |  | Exterior Ward St. Generator Pit | NA | NA | NA | 1/3 | 120 | 6 | NA | 1 | NA | NA | \Classifications\Building System Class\D20-Plumbing\D2040 - Rain Drain\Sump Pump - PSU | 1020341
07-A2 | 07-A2 Wakefield Taylor Courthouse | 07-A2-D3030-110-CTW02 | Cooling Tower CTW02 | Baltimore Aircoil Company | U162941201-01-01 | S15E-1285-09LN | OM00044444 |  | NE Corner of Roof | 2R-B115 | NA | NA | 15 | 480 | 30 | Electric | 3 | NA | NA | \Classifications\Building System Class\D30-HVAC Systems\D3030 - Cooling SYS\Cooling Tower - CTW | 1021645
07-A2 | 07-A2 Wakefield Taylor Courthouse | 07-A2-D2023-100-BFP07 | Backflow - Cooling Tower BFP07 | Wilkins | B113595 | 375XL | OM00044337 |  | Cooling Tower | NA | NA | NA | NA | NA | NA | NA | NA | NA | NA | \Classifications\Building System Class\D20-Plumbing\D2020 - Domestic Water\Backflow Preventer - BFP | 1022638
07-A3 | 07-A3 Bray Courts | 07-A3-D1010-100-ELE01 | Elevator Hydraulic Control - Public - ELE01 | National Elevator | F7 | C30FDB5D | OM00018381 | State ID# 083687 | 1 | NA | NA | NA | 30 | 230/460 | 68/34 | Hydraulic | 3 | NA | NA | \Classifications\Building System Class\D10-Conveyance Systems\D1010 - Elevator\Elevator,Hydraulic,Pass/Freight - ELE | EQ-1005664
07-A3 | 07-A3 Bray Courts | 07-A3-D1010-100-ELE02 | Elevator Hydraulic Control - Inmate - Elevator 2 | National Elevator | F7 | C30FDB5D | OM00019920 | State ID# 083688 | 1st Floor, 1 | NA | NA | NA | 30 | 230/460 | 50/25 | Hydraulic | 3 | NA | NA | \Classifications\Building System Class\D10-Conveyance Systems\D1010 - Elevator\Elevator,Hydraulic,Pass/Freight - ELE | EQ-1005665
07-A3 | 07-A3 Bray Courts | 07-A3-D2022-260-HWG01 | Tankless Gas Water Heater - HWG01 | Takagi Industrial Co. | 13001353 | T-M1 | OM00018339 | NA | Roof | NA | NA | NA | NA | 120 | 2 | Natural Gas | 1 | 25,000-235,000 Max | NA | \Classifications\Building System Class\D20-Plumbing\D2020 - Domestic Water\Domestic Water Heater, Gas - HWG | EQ-1005666
07-A3 | 07-A3 Bray Courts | 07-A3-D3050-250-ACU03 | Air Conditioning,Split System - ACU03 - 2nd Flr BoxCar | Trane | J86M73193 | SLMCC401LC64C75D3D01AEMNRT3B | OM00018340 |  | Roof - North - Feeds 2nd Flr | DNA | 20x25x2 | R-22 | 25 | 460 | 172 | Electrical | 3 | NA | NA | \Classifications\Building System Class\D30-HVAC Systems\D3050 - Package SYS\Air Conditioning,Split System - ACU | EQ-1005668
07-A3 | 07-A3 Bray Courts | 07-A3-D3050-250-ACU04 | Air Conditioning,Split System - ACU04 - 3rd Flr BoxCar | Trane | J86M73192 | SLMCC401LC64C75D3D01AEMNRT3B | OM00018341 |  | Roof - Center - Feeds 3rd Flr | NA | 20x25x2 | R-22 | 25 | 460 | 172 | Electrical | 3 | NA | NA | \Classifications\Building System Class\D30-HVAC Systems\D3050 - Package SYS\Air Conditioning,Split System - ACU | EQ-1005669
07-A3 | 07-A3 Bray Courts | 07-A3-D3050-250-ACU05 | Air Conditioning,Split System - ACU05 - 1st Flr BoxCar | Trane | J86M73191 | SLMCC401LC64C75D3D01AEMNRT3B | OM00018342 |  | Roof - South - Feeds 1st Flor | NA | 20x25x2 | R-22 | 25 | 460 | 172 | Electrical | 3 | NA | NA | \Classifications\Building System Class\D30-HVAC Systems\D3050 - Package SYS\Air Conditioning,Split System - ACU | EQ-1005670
07-A3 | 07-A3 Bray Courts | 07-A3-D3042-210-FAN01 | Exhaust Fan -1 - FAN01 | Penn Ventilator | NA | NA | OM00018350 | NA | Roof | NA | NA | NA | NA | 115 | DNA | Electrical | 1 | NA | NA | \Classifications\Building System Class\D30-HVAC Systems\D3040 - Distribution SYS\Fan,Axial - FAN | EQ-1005671
07-A3 | 07-A3 Bray Courts | 07-A3-D3042-210-FAN02 | Exhaust Fan -2 - FAN02 | Penn Ventilator | NA | NA | OM00018351 | NA | Roof | NA | NA | NA | NA | 115 | DNA | Electrical | 1 | NA | NA | \Classifications\Building System Class\D30-HVAC Systems\D3040 - Distribution SYS\Fan,Axial - FAN | EQ-1005672
07-A3 | 07-A3 Bray Courts | 07-A3-D3042-210-FAN03 | Exhaust Fan - 3 - FAN03 | Dayton | 11320125 | 4YU92 | OM00018356 | NA | Roof | NA | NA | NA | 1/6 hp | 115 | DNA | Electrical | 1 | NA | NA | \Classifications\Building System Class\D30-HVAC Systems\D3040 - Distribution SYS\Fan,Axial - FAN | EQ-1005673
07-A3 | 07-A3 Bray Courts | 07-A3-D3042-210-FAN04 | Exhaust Fan -4 - FAN04 | Penn Ventilator | NA | NA | OM00018352 | NA | Roof | NA | NA | NA | NA | 115 | DNA | Electrical | 1 | NA | NA | \Classifications\Building System Class\D30-HVAC Systems\D3040 - Distribution SYS\Fan,Axial - FAN | EQ-1005674
07-A3 | 07-A3 Bray Courts | 07-A3-D3042-210-FAN05 | Exhaust Fan -5 - FAN05 | Penn Ventilator | NA | NA | OM00018353 | NA | Roof | NA | NA | NA | NA | 115 | DNA | Electrical | 1 | NA | NA | \Classifications\Building System Class\D30-HVAC Systems\D3040 - Distribution SYS\Fan,Axial - FAN | EQ-1005675
07-A3 | 07-A3 Bray Courts | 07-A3-D3042-210-FAN06 | Exhasut Fan -6 - FAN06 | Penn Ventilator | NA | NA | OM00018354 | NA | Roof | NA | NA | NA | NA | 115 | DNA | Electrical | 1 | NA | NA | \Classifications\Building System Class\D30-HVAC Systems\D3040 - Distribution SYS\Fan,Axial - FAN | EQ-1005676
07-A3 | 07-A3 Bray Courts | 07-A3-D3042-210-FAN07 | Exhaust Fan -7 - FAN07 | Penn Ventilator | NA | NA | OM00018357 | NA | Roof | NA | NA | NA | NA | 115 | DNA | Electrical | 1 | NA | NA | \Classifications\Building System Class\D30-HVAC Systems\D3040 - Distribution SYS\Fan,Axial - FAN | EQ-1005677
07-A3 | 07-A3 Bray Courts | 07-A3-D3042-210-FAN08 | Exhaust Fan -8 - FAN08 | Penn Ventilator | NA | NA | OM00018358 | NA | Roof | NA | NA | NA | NA | 115 | DNA | Electrical | 1 | NA | NA | \Classifications\Building System Class\D30-HVAC Systems\D3040 - Distribution SYS\Fan,Axial - FAN | EQ-1005678
07-A3 | 07-A3 Bray Courts | 07-A3-D3042-210-FAN09 | Exhaust Fan -9 - FAN09 | Penn Ventilator | NA | NA | OM00018359 | NA | Roof | NA | NA | NA | NA | 115 | DNA | Electrical | 1 | NA | NA | \Classifications\Building System Class\D30-HVAC Systems\D3040 - Distribution SYS\Fan,Axial - FAN | EQ-1005679
07-A3 | 07-A3 Bray Courts | 07-A3-D3042-210-FAN10 | Exhaust Fan -10 - FAN10 | Penn Ventilator | NA | NA | OM00018360 | NA | Roof | NA | NA | NA | NA | 115 | DNA | Electrical | 1 | NA | NA | \Classifications\Building System Class\D30-HVAC Systems\D3040 - Distribution SYS\Fan,Axial - FAN | EQ-1005680
07-A3 | 07-A3 Bray Courts | 07-A3-D3042-210-FAN11 | Exhaust Fan -11 - FAN11 | Penn Ventilator | NA | NA | OM00018361 | NA | Roof | NA | NA | NA | NA | 115 | DNA | Electrical | 1 | NA | NA | \Classifications\Building System Class\D30-HVAC Systems\D3040 - Distribution SYS\Fan,Axial - FAN | EQ-1005681
07-A3 | 07-A3 Bray Courts | 07-A3-D3042-210-FAN12 | Exhaust Fan -12 - FAN12 | Penn Ventilator | NA | NA | OM00018362 | NA | Roof | NA | NA | NA | NA | 115 | DNA | Electrical | 1 | NA | NA | \Classifications\Building System Class\D30-HVAC Systems\D3040 - Distribution SYS\Fan,Axial - FAN | EQ-1005682
07-A3 | 07-A3 Bray Courts | 07-A3-D3090-114-CMP01 | Control Air Compressor - CMP0, services Fire Pre-Action System | Air Compressor Products INC. | 487-1-9084/9085 | APC-C3S-28D3 | OM00018343 | State ID# A033237-88 ¦ SN#143787 | 1st Floor, Jury Assembly Room | DNA | NA | DNA | 2 X2 | 208-230 | 6.6 | Electrical | 3 | NA | NA | \Classifications\Building System Class\D30-HVAC Systems\D3090 - Other HVAC Systems and Equipment\Air Compressor - CMP | EQ-1005683
07-A3 | 07-A3 Bray Courts | 07-A3-D2023-100-CTY01 | Backflow Preventer - BFP Main 1 1/2" - BFP01 | Watts | A26470 | 007M2 | OM00019634 |  | Exterior Front of Building | NA | NA | NA | NA | NA | NA | DNA | DNA | DNA | DNA | \Classifications\Building System Class\D20-Plumbing\D2020 - Domestic Water\Backflow Preventer - BFP | EQ-1005684
07-A3 | 07-A3 Bray Courts | 07-A3-D5092-210-GEN01 | Engine Generator Set - GEN01 | Empire Generator Corp. | 371-298 | 600DKW-8E | OM00018338 | Plant # 14132 Permit SN 36811443 | Roof | 13AV 1320 | NA | NA | 110 | 277/480 | 90 | Diesel | 3 | NA | NA | \Classifications\Building System Class\D50-Electrical SYS\D5090 - Elec SYS\Emergency Generator - GEN | EQ-1005686
07-A3 | 07-A3 Bray Courts | 07-A3-D5092-250-EML15 | Emergency And Exit Lighting - EML (15) - EML15 | Lithonia | NA | NA | OM00001249 | NA | Throughout Building | NA | NA | NA | NA | 115 | NA | Electrical | NA | NA | NA | \Classifications\Building System Class\D50-Electrical SYS\D5090 - Elec SYS\Emergency And Exit Lighting - EML | EQ-1005687
07-A3 | 07-A3 Bray Courts | 07-A3-B3010-100-RUF01 | Roof - RUF01 | NA | NA | NA | OM00000283 | NA | NA | NA | NA | NA | NA | NA | NA | NA | NA | NA | NA | \Classifications\Building System Class\B30-Roofing\B3010 - Roof Types\Roof - RUF | EQ-1007423
07-A3 | 07-A3 Bray Courts | 07-A3-D5010-234-ATS01 | Automatic Transfer Switch - ATS01 | Asco | NA | NA | OM00019644 |  | Main Electrical Room | NA | NA | NA | NA | 277/480 | DNA | Electric | 3 | NA | NA | \Classifications\Building System Class\D50-Electrical SYS\D5010 - Elec Service & Dist\Automatic Transfer Switch - ATS | 1008413
07-A3 | 07-A3 Bray Courts | 07-A3-D2023-310-HWP01 | Domestic Hot Water Circulating Pump - HWP01 | Grundfos | UP 25-64 SU | 52722324 | OM00001253 | NA | Roof | NA | NA | NA | NA | 120 | NA | Electric | 1 | NA | NA | \Classifications\Building System Class\D20-Plumbing\D2020 - Domestic Water\Domestic Hot Water Circulating Pump - HWP | 1008414
07-A3 | 07-A3 Bray Courts | 07-A3-D1010-100-ELE03 | Elevator Hydraulic Control - Public - Elevator 3 | National Elevator | F7 | C20FDB5D | OM00018382 | State ID# 083686 | 1st Floor, 1 | DNA | NA | NA | 20 | 230/460 | 68/34 | Hydraulic | 3 | NA | NA | \Classifications\Building System Class\D10-Conveyance Systems\D1010 - Elevator\Elevator,Hydraulic,Pass/Freight - ELE | 1008417
07-A3 | 07-A3 Bray Courts | 07-A3-D4031-100-FEX09 | Fire Extinguishers (9) - FEX09 | Badger | NA | NA | OM00001250 |  | Throughout Building | NA | NA | NA | NA | NA | NA | NA | NA | NA | NA | \Classifications\Building System Class\D40-Fire Protection SYS\D4030 - FIRE SPEC\Fire Extinguisher - FEX | 1008418
07-A3 | 07-A3 Bray Courts | 07-A3-B2010-100-BLD01 | Building Structure - BLD01 | NA | NA | NA | OM00000284 | State ID# 07-000-774470 ¦ CUPA PT0021872 | NA | NA | NA | NA | NA | NA | NA | NA | NA | NA | NA | \Classifications\Building System Class\B20-General Building Exterior\B2010 - Exterior Walls\Building - BLD | 1008421
07-A3 | 07-A3 Bray Courts | 07-A3-D5010-110-EMT01 | Electric Meter Readings - EMT01 | NA | NA | NA | OM00000285 | NA | Main Electrical Room | NA | NA | NA | NA | NA | NA | Electric | 3 | NA | NA | \Classifications\Building System Class\D50-Electrical SYS\D5010 - Elec Service & Dist\Electric Meter Readings - EMT | 1008422
07-A3 | 07-A3 Bray Courts | 07-A3-D3012-120-GMR01 | Gas Meter Readings - GMR01 | Rotary Meter | NA | R.M. 3000 | OM00000286 | NA | Exterior West Side | NA | NA | NA | NA | NA | NA | Gas | NA | NA | NA | \Classifications\Building System Class\D30-HVAC Systems\D3010 - Energy Supply\Gas Meter Readings - GMR | 1008423
07-A3 | 07-A3 Bray Courts | 07-A3-D2020-130-WMR01 | Water Meter Readings - WMR01 | NA | NA | NA | OM00000287 | NA | Exterior West Side | NA | NA | NA | NA | NA | NA | NA | NA | NA | NA | \Classifications\Building System Class\D20-Plumbing\D2020 - Domestic Water\Water Meter Readings - WMR | 1008424
07-A3 | 07-A3 Bray Courts | 07-A3-D4010-150-FMS01 | System Extinguishing,Wet Pipe - FMS01 | NA | NA | NA | OM00019637 | NA | Stairwell - Fire Riser Room | NA | NA | NA | NA | NA | NA | NA | NA | NA | NA | \Classifications\Building System Class\D40-Fire Protection SYS\D4010 - Sprinkler SYS\Fire Systems, stand pipes - FMS | 1008425
07-A3 | 07-A3 Bray Courts | 07-A3-D4024-100-FHS01 | Other Stand Pipe and Hose Systems - FHS01 | NA | NA | NA | OM00019633 | NA | Exterior Front of Building | NA | NA | NA | NA | NA | NA | NA | NA | NA | NA | \Classifications\Building System Class\D40-Fire Protection SYS\D4020 - Stand Pipe\Other Stand Pipe Hose Systems - FHS | 1008426
07-A3 | 07-A3 Bray Courts | 07-A3-D2023-100-CTY02 | Backflow Preventer - BFP Irrigation 1 1/2" - BFP02 | Watts | A28667 | 007M2 | OM00019635 |  | Exterior Front of Building | NA | NA | NA | NA | NA | NA | NA | NA | NA | NA | \Classifications\Building System Class\D20-Plumbing\D2020 - Domestic Water\Backflow Preventer - BFP | 1008427
07-A3 | 07-A3 Bray Courts | 07-A3-D2023-100-BFP04 | Backflow Preventer - BFP Boiler Make-Up - BFP04 | Watts | 620471 | 909 QT | OM00019638 |  | Roof | NA | NA | NA | NA | NA | NA | NA | NA | NA | NA | \Classifications\Building System Class\D20-Plumbing\D2020 - Domestic Water\Backflow Preventer - BFP | 1008429
07-A3 | 07-A3 Bray Courts | 07-A3-D3044-125-PHW01 | Hot Water Pump - PHW01 | Bell & Gosett | NA | 2AC 67/88P | OM00019639 | NA | Roof | NA | NA | NA | DNA | 208/230 | DNA | Electric | 3 | NA | NA | \Classifications\Building System Class\D30-HVAC Systems\D3040 - Distribution SYS\Hot Water Pump - PHW | 1008430
07-A3 | 07-A3 Bray Courts | 07-A3-C1020-110-FRD01 | Fire Doors, Won - FRD01 | NA | NA | NA | OM00019641 | NA | Floor | NA | NA | NA | NA | 208/230 | DNA | Electric | 3 | NA | NA | \Classifications\Building System Class\C10-General Building Interior\C1020 - Fire Doors\Fire Doors - FRD | 1008431
07-A3 | 07-A3 Bray Courts | 07-A3-C1020-110-FRD02 | Fire Doors, Won - FRD02 | NA | NA | NA | OM00019642 | NA | Elevator Lobby | NA | NA | NA | NA | 208/230 | DNA | Electric | 3 | NA | NA | \Classifications\Building System Class\C10-General Building Interior\C1020 - Fire Doors\Fire Doors - FRD | 1008432
07-A3 | 07-A3 Bray Courts | 07-A3-D5010-200-ESD01 | Main Electrical Switchgear - SBR01 | General Electric | NA | NA | OM00019643 | NA | Main Electrical Room | NA | NA | NA | NA | 277/480 | 800 | Electric | 3 | NA | NA | \Classifications\Building System Class\D50-Electrical SYS\D5010 - Elec Service & Dist\Electical Service and Distribution - ESD | 1008433
07-A3 | 07-A3 Bray Courts | 07-A3-D3068-100-BAS01 | Building Automation System - BAS01 Shared between 07-A3 and 07-A4. | Alerton | NA | NA | OM00019918 | NA | Main Electrical Room | NA | NA | NA | NA | 110 | DNA | Electric | 1 | NA | NA | \Classifications\Building System Class\D30-HVAC Systems\D3060 - Control & Inst Air\Building Automation System - BAS | 1008434
07-A3 | 07-A3 Bray Courts | 07-A3-D5037-710-FAP01 | Fire Alarm Panel - FAP01 | Simplex | J05717WJT | Simplex 4100 | OM00019916 | NA | Near Main Entrance | NA | NA | NA | NA | 110 | DNA | Electric | 1 | NA | NA | \Classifications\Building System Class\D50-Electrical SYS\D5030 - Comm & Security\Fire Alarm Panel - FAP | 1008435
07-A3 | 07-A3 Bray Courts | 07-A3-G2049-300-HSC01 | Hardscape - HSC01 | NA | NA | NA | OM00000288 | NA | south side front parking area | NA | NA | NA | NA | NA | NA | NA | NA | NA | NA | \Classifications\Building System Class\G20-Other Systems\G2040 - Site Development\Hardscape - HSC | 1008436
07-A3 | 07-A3 Bray Courts | 07-A3-D5038-810-ITA01 | Intrusion Alarm - ITA01 | Morse | NA | MDC-16C | OM00019915 | NA | Near Main Entrance | NA | NA | NA | NA | 110 | DNA | Electric | 1 | NA | NA | \Classifications\Building System Class\D50-Electrical SYS\D5030 - Comm & Security\Intrusion Alarm - ITA | 1008437
07-A3 | 07-A3 Bray Courts | 07-A3-D5092-250-ELT25 | Exterior Lighting - ELT (25) - ELT25 | NA | NA | NA | OM00001251 |  | On 3 sides of the building and roof | NA | NA | NA | NA | 277 | NA | Electric | DNA | NA | NA | \Classifications\Building System Class\D50-Electrical SYS\D5090 - Elec SYS\Exterior Lighting - ELT | 1008438
07-A3 | 07-A3 Bray Courts | 07-A3-B2034-400-DOH01 | Door,Overhead,Roll-up,Electric - DOH01 | Ironworks | NA | NA | OM00001252 | NA | Main Lobby | NA | NA | NA | NA | DNA | DNA | Electric | DNA | NA | NA | \Classifications\Building System Class\B20-General Building Exterior\B2030 - Exterior Doors\Door,Overhead-Shutter,Manual,Elec,Roll-up - DOH | 1008439
07-A3 | 07-A3 Bray Courts | 07-A3-G2050-200-LSC01 | Landscaping - LSC01 | NA | NA | NA | OM00001257 | NA | Exterior | NA | NA | NA | NA | NA | NA | NA | NA | NA | Na | \Classifications\Building System Class\G20-Other Systems\G2050 - Landscaping\Landscaping - LSC | 1008440
07-A3 | 07-A3 Bray Courts | 07-A3-D2023-100-BFP05 | Backflow Preventer - BFP Main 2" Bypass - BFP05 | WILKINS ZURN | 3228259 | 975XL2 2" | OM00000261 |  | Exterior West Side | NA | NA | NA | NA | NA | NA | NA | NA | NA | NA | \Classifications\Building System Class\D20-Plumbing\D2020 - Domestic Water\Backflow Preventer - BFP | 1009827
07-A3 | 07-A3 Bray Courts | 07-A3-D2023-100-BFP06 | Backflow Preventer - BFP Main 3" - BFP06 | WILKINS ZURN | L61379 | 375 | OM00000262 |  | Exterior West Side | NA | NA | NA | NA | NA | NA | NA | NA | NA | NA | \Classifications\Building System Class\D20-Plumbing\D2020 - Domestic Water\Backflow Preventer - BFP | 1009828
07-A3 | 07-A3 Bray Courts | 07-A3-G3010-210-PWT02 | Potable Water Storage Tank- PWT02 | STATE INDUSTRIES, INC. | 1022M000793 | PVG01200OVT | OM00000260 | NA | Roof | NA | NA | NA | NA | NA | NA | NA | NA | NA | NA | \Classifications\Building System Class\G30-Site Mechanical Utilities\G3010 - Water Supply\Potable Water Storage Tank - PWT | 1009829
07-A3 | 07-A3 Bray Courts | 07-A3-D3050-250-ACU01 | Air Conditioning,Split System - ACU01 - 3rd Flr Com Rm | Carrier | 2810X91837 | 38HDF030-301 | OM00018721 | NA | Center of Roof (Left Unit) - Feed 3rd Flr Com Rm | NA | NA | R-410A | 1 | 240 | 30 | Electric | 1 | NA | NA | \Classifications\Building System Class\D30-HVAC Systems\D3050 - Package SYS\Air Conditioning,Split System - ACU | 1015790
07-A3 | 07-A3 Bray Courts | 07-A3-D3050-250-ACU02 | Air Conditioning,Split System - ACU02- 2nd Flr Com Rm | Carrier | 3210X92483 | 38HDF030-301 | OM00018722 |  | Center of Roof (Right Unit)- Feeds 2nd Flr Com Rm | NA | NA | R-410A | 0001 | 240 | 30 | Electric | 1 | NA | NA | \Classifications\Building System Class\D30-HVAC Systems\D3050 - Package SYS\Air Conditioning,Split System - ACU | 1015818
07-A3 | 07-A3 Bray Courts | 07-A3-D4013-200-PRE01 | System Extinguishing - Pre--Action | Viking | NA | Deluge Mod E-1 | OM00018723 |  | Jury Gathering Room | NA | NA | NA | NA | NA | NA | NA | NA | NA | NA | \Classifications\Building System Class\D40-Fire Protection SYS\D4010 - Sprinkler SYS\Fire Systems, Preaction System - PRE | 1016087
07-A3 | 07-A3 Bray Courts | 07-A3-D3050-250-ACU06 | Air Conditioning,Split System - ACU06 - Jury Assembly Rm | Carrier | 1100E25427 | 38CKC060520 | OM00018480 | NA | Jury Assembly Room | NA | 20 X 25 X 1 (2) | R-22 | 1/4 | 208/230 | 30 | NA | 3 | NA | NA | \Classifications\Building System Class\D30-HVAC Systems\D3050 - Package SYS\Air Conditioning,Split System - ACU | 1016424
07-A3 | 07-A3 Bray Courts | 07-A3-D3021-130-BLR02 | Boiler,Hot Water,Oil,Gas,Comb.- BLR02 | Laars Heating Systems Company | C-14-259660 | Penmant /PNCH1750NACL2CXB | OM00018524 |  | Roof- Boiler Pad | NA | NA | NA | DNA | 120V | 12AMP | Gas | 1 | 1,750,000 | 1,489,000 | \Classifications\Building System Class\D30-HVAC Systems\D3020 - Heat SYS\Boiler,Hot Water,Oil/Gas/Comb. - BLR | 1018948
07-A3 | 07-A3 Bray Courts | 07-A3-D3044-125-PHW02 | Boiler Hot Water Pump - PHW02 | Bell and Gosset | PH013355 | 2AC 6.875BF 1510 | OM00018543 |  | Roof Boiler Pad | NA | NA | NA | 2 | 240 | 5.8 | Electric | 3 |  |  | \Classifications\Building System Class\D30-HVAC Systems\D3040 - Distribution SYS\Hot Water Pump - PHW | 1020339
07-A3 | 07-A3 Bray Courts | 07-A3-D3044-125-PHW03 | Boiler Hot Water Pump - PHW03 | Bell and Gosset | PH014642 | 2AC 6.875BF 1510 | OM00018544 |  | Roof Boiler Pad | NA | NA | NA | 2 | 240 | 5.8 | Electric | 3 | NA | NA | \Classifications\Building System Class\D30-HVAC Systems\D3040 - Distribution SYS\Hot Water Pump - PHW | 1020342
07-A4 | 07-A4 Jail Annex | 07-A4-D4031-100-FEX03 | Fire Extinguisher (3) | BADGER | NA | NA | OM00001258 |  | Indoor | NA | NA | NA | NA | NA | NA | NA | NA | NA | NA | \Classifications\Building System Class\D40-Fire Protection SYS\D4030 - FIRE SPEC\Fire Extinguisher - FEX | EQ-1005688
07-A4 | 07-A4 Jail Annex | 07-A4-D5092-250-EML05 | Exit Signs & Emergency Lights Qty. 5 | NA | NA | NA | OM00001262 | NA | Northside Entrance | NA | NA | NA | NA | 115 | DNA | Electrical | DNA | NA | NA | \Classifications\Building System Class\D50-Electrical SYS\D5090 - Elec SYS\Emergency And Exit Lighting - EML | EQ-1005689
07-A4 | 07-A4 Jail Annex | 07-A4-D3068-100-BAS02 | Building Automation System - BAS02 | Alerton | DNA | Envision for BACtalk 2.01 | OM00018463 |  | Engineers Office | NA | NA | NA | NA | 110 | DNA | Electric | 1 | NA | NA | \Classifications\Building System Class\D30-HVAC Systems\D3060 - Control & Inst Air\Building Automation System - BAS | 1015322
07-A4 | 07-A4 Jail Annex | 07-A4-B2010-100-CTY01 | Building Asset County Owned | NA | NA | NA | DNA | NA | [11 empty] | \Classifications\Building System Class\B20-General Building Exterior\B2010 - Exterior Walls\Building - BLD | 1016525
07-B1 | 07-B1 Juvenile Hall | 07-B1-B2010-100-BLD01 | Building | NA | NA | NA | OM00018506 | NA | [11 empty] | \Classifications\Building System Class\B20-General Building Exterior\B2010 - Exterior Walls\Building - BLD | 1011692
07-B1 | 07-B1 Juvenile Hall | 07-B1-D3068-100-BAS01 | Building Automation System - BAS01 | Alerton | PPBDW-22X8C-MTH6X-YRFWW-MK7K9 | Envision for BACtalk 2.01 | OM00018464 |  | Engineers Office | NA | NA | NA | NA | 110 | DNA | Electric | 1 | NA | NA | \Classifications\Building System Class\D30-HVAC Systems\D3060 - Control & Inst Air\Building Automation System - BAS | 1015323
07-C1 | 07-C1 Danville District Courthouse | 07-C1-D2017-100-SHW01 | Eye Washes & Emergency Showers - SHW01 | North Safety | NA | 114-052 | OM00001330 | NA | Floor 2, Janitorial Storage, Behind Door | NA | NA | NA | NA | NA | NA | NA | NA | NA | NA | \Classifications\Building System Class\D20-Plumbing\D2010 - Plumb Fix\Showers - SHW | EQ-1004979
07-C1 | 07-C1 Danville District Courthouse | 07-C1-D2022-100-HWE01 | Domestic Water Heater, Electric - HWE01 | A.O. Smith | 0910J005096 | ECS-40-200 | OM00004953 | NA | Floor 1, Janitorial Storage Closet/Side Employee Entrance | NA | NA | NA | NA | 240 | DNA | electric | 1 | NA | NA | \Classifications\Building System Class\D20-Plumbing\D2020 - Domestic Water\Domestic Water Heater, Electric - HWE | EQ-1005690
07-C1 | 07-C1 Danville District Courthouse | 07-C1-D2022-100-HWE02 | Domestic Water Heater, Electric - HWE02 | American | 673468 | 20AMGS | OM00004948 | NA | 2nd floor, Janitorial Closet | NA | NA | NA | NA | 110 | DNA | electric | 1 | NA | NA | \Classifications\Building System Class\D20-Plumbing\D2020 - Domestic Water\Domestic Water Heater, Electric - HWE | EQ-1005691
07-C1 | 07-C1 Danville District Courthouse | 07-C1-D2022-100-HWE03 | DOMESTIC HOT WATER HEATER 1.5 GALLON HWE03 | A.O Smith | L07J030695 | EJC-10200 | OM00004954 | NA | 1st Floor Janitorial/ Phone Room | NA | NA | NA | NA | 110 | DNA | electric | 1 | NA | NA | \Classifications\Building System Class\D20-Plumbing\D2020 - Domestic Water\Domestic Water Heater, Electric - HWE | EQ-1005692
07-C1 | 07-C1 Danville District Courthouse | 07-C1-D2022-100-HWE04 | Domestic Water Heater, Electric - HWE04 | American | 673559 | 20AMBS | OM00004950 | NA | 2nd Floor Staff Men's Restroom | NA | NA | NA | NA | 240 | DNA | electric | 1 | NA | NA | \Classifications\Building System Class\D20-Plumbing\D2020 - Domestic Water\Domestic Water Heater, Electric - HWE | EQ-1005693
07-C1 | 07-C1 Danville District Courthouse | 07-C1-D3042-210-FAN01 | Exhaust Fan #1 | Greenheck | 95J07136? | G-95-DGEX-CD | OM00004938 | NA | Roof | NA | NA | NA | NA | 110 | NA | electric | 1 | NA | NA | \Classifications\Building System Class\D30-HVAC Systems\D3040 - Distribution SYS\Fan,Axial - FAN | EQ-1005695
07-C1 | 07-C1 Danville District Courthouse | 07-C1-D3042-210-FAN02 | Exhaust Fan #2 | Greenheck | 287841 | CE-12-B | OM00005279 |  | Roof (Between Lennox #7 and 8) | DNA | NA | NA | NA | 110 | NA | electric | 1 | NA | NA | \Classifications\Building System Class\D30-HVAC Systems\D3040 - Distribution SYS\Fan,Axial - FAN | EQ-1005696
07-C1 | 07-C1 Danville District Courthouse | 07-C1-D3042-210-FAN03 | Exhaust Fan #3 | Greenheck | 271649 | CE-9-DGE | OM00004935 |  | Roof | DNA | NA | NA | NA | 110 | NA | electric | 1 | NA | NA | \Classifications\Building System Class\D30-HVAC Systems\D3040 - Distribution SYS\Fan,Axial - FAN | EQ-1005697
07-C1 | 07-C1 Danville District Courthouse | 07-C1-D3042-210-FAN04 | Exhaust Fan #4 | Flo Air | DNA | DR-16 | OM00004936 |  | Roof | DNA | NA | NA | NA | 110 | NA | electric | 1 | NA | NA | \Classifications\Building System Class\D30-HVAC Systems\D3040 - Distribution SYS\Fan,Axial - FAN | EQ-1005698
07-C1 | 07-C1 Danville District Courthouse | 07-C1-D3042-210-FAN05 | Exhaust Fan #5 | Greenheck | 267942 | CE-8-DGE | OM00004937 |  | Roof | DNA | NA | NA | NA | 110 | NA | electric | 1 | NA | NA | \Classifications\Building System Class\D30-HVAC Systems\D3040 - Distribution SYS\Fan,Axial - FAN | EQ-1005699
07-C1 | 07-C1 Danville District Courthouse | 07-C1-D3042-210-FAN06 | Exhaust Fan #6 | Greenheck | 95J07136 | G-95-DGEX | OM00004933 |  | Roof | DNA | NA | NA | NA | 110 | NA | electric | 1 | NA | NA | \Classifications\Building System Class\D30-HVAC Systems\D3040 - Distribution SYS\Fan,Axial - FAN | EQ-1005700
07-C1 | 07-C1 Danville District Courthouse | 07-C1-D3050-210-PKU10 | Lobby Package Unit - PKU10 | Marvair | CL-39314 | VA136HPC7.5H11 2000-96 | OM00004959 | NA | Floor 1 Front Entrance Screening | DNA | DNA | R-22 | NA | 208/230 | 18.04 | electric | 3 | NA | 35600 | \Classifications\Building System Class\D30-HVAC Systems\D3050 - Package SYS\Package Unit - PKU | EQ-1005710
07-C1 | 07-C1 Danville District Courthouse | 07-C1-D5010-234-ATS01 | Automatic Transfer Switch - ATS01 | Onan | I860841348 | LTLEA60-39U/26404G | OM00004949 |  | Janitorial Storage | NA | NA | NA | DNA | 480 | 60 | electric | 3 | NA | NA | \Classifications\Building System Class\D50-Electrical SYS\D5010 - Elec Service & Dist\Automatic Transfer Switch - ATS | EQ-1005711
07-C1 | 07-C1 Danville District Courthouse | 07-C1-D5092-210-GEN01 | Emergency Generator - GEN01 | Onan | DNA | 6.0 Genset | OM00004961 | NA | East / Behind Sally Port | DNA | NA | NA | 16.5 | 480 | DNA | Diesel | 3 | NA | NA | \Classifications\Building System Class\D50-Electrical SYS\D5090 - Elec SYS\Emergency Generator - GEN | EQ-1005712
07-C1 | 07-C1 Danville District Courthouse | 07-C1-D4031-100-FEX14 | Fire Extinguisher (14) - FEX14 | AMEREX | 970767 | B500 | OM00032339 |  | all building | NA | NA | NA | NA | NA | NA | NA | NA | NA | NA | \Classifications\Building System Class\D40-Fire Protection SYS\D4030 - FIRE SPEC\Fire Extinguisher - FEX | EQ-1006955
07-C1 | 07-C1 Danville District Courthouse | 07-C1-B2010-100-BLD01 | Building Structure - BLD01 | NA | NA | NA | OM00032333 | NA | Exterior | NA | NA | NA | NA | NA | NA | NA | NA | NA | NA | \Classifications\Building System Class\B20-General Building Exterior\B2010 - Exterior Walls\Building - BLD | EQ-1007248
07-C1 | 07-C1 Danville District Courthouse | 07-C1-B3010-100-RUF01 | Roof - RUF - RUF01 | NA | NA | NA | OM00032334 | NA | Roof | NA | NA | NA | NA | NA | NA | NA | NA | NA | NA | \Classifications\Building System Class\B30-Roofing\B3010 - Roof Types\Roof - RUF | EQ-1007425
07-C1 | 07-C1 Danville District Courthouse | 07-C1-D1010-100-ELE01 | Elevator,Hydraulic,Pass/Freight - ELE01 | Otis | 1170 | 0584-09 | OM00005024 | State ID# 058409¦ Passenger Elevator | Public Elevator | NA | NA | NA | 25 | 480 | DNA | Hydraulic | 3 | NA | NA | \Classifications\Building System Class\D10-Conveyance Systems\D1010 - Elevator\Elevator,Hydraulic,Pass/Freight - ELE | EQ-1007586
07-C1 | 07-C1 Danville District Courthouse | 07-C1-B2034-400-DOH02 | Shutter,Roll-up,Electric -DOH02 | NA | NA | NA | OM00005023 | NA | Sally Port | NA | NA | NA | NA | DNA | DNA | Electric | DNA | NA | NA | \Classifications\Building System Class\B20-General Building Exterior\B2030 - Exterior Doors\Door,Overhead-Shutter,Manual,Elec,Roll-up - DOH | 1008596
07-C1 | 07-C1 Danville District Courthouse | 07-C1-D1092-120-PTS01 | Pneumatic Tube System -PTS01 | Lamson Blower | 740360 | 10-SG-50 | OM00004960 | NA | Traffic Department | NA | NA | NA | 5 | 208 | 13.6 | Electric | 3 | NA | NA | \Classifications\Building System Class\D10-Conveyance Systems\D1090 - Other Conveyance Systems\Pneumatic Tube System -PTS | 1008597
07-C1 | 07-C1 Danville District Courthouse | 07-C1-D4010-150-FMS01 | System Extinguishing,Wet Pipe - FMS01 | NA | NA | NA | OM00001345 | NA | Holding Cells 1 | NA | NA | NA | NA | NA | NA | NA | NA | NA | NA | \Classifications\Building System Class\D40-Fire Protection SYS\D4010 - Sprinkler SYS\Fire Systems, stand pipes - FMS | 1008599
07-C1 | 07-C1 Danville District Courthouse | 07-C1-D4010-150-FMS02 | System Extinguishing,Wet Pipe - FMS02 | NA | NA | NA | OM00001332 | NA | Holding Cells 2 & 3 | NA | NA | NA | NA | NA | NA | NA | NA | NA | NA | \Classifications\Building System Class\D40-Fire Protection SYS\D4010 - Sprinkler SYS\Fire Systems, stand pipes - FMS | 1008600
07-C1 | 07-C1 Danville District Courthouse | 07-C1-D5010-200-ESD01 | Main Electrical Panel - SBR01 | Zinsco | 507800 | NA | OM00001346 |  | Main Electrical Room, Exterior | NA | NA | NA | NA | 480 | 1000 | Electric | 3 | NA | NA | \Classifications\Building System Class\D50-Electrical SYS\D5010 - Elec Service & Dist\Electical Service and Distribution - ESD | 1008601
07-C1 | 07-C1 Danville District Courthouse | 07-C1-D5037-710-FAP01 | Fire Alarm Panel - FAP01 | Fire-Lite Alrams Inc. | DR-B3F | Sensiscan 2000 | OM00001331 | NA | Security Room | NA | NA | NA | NA | 110 | DNA | Electric | 1 | NA | NA | \Classifications\Building System Class\D50-Electrical SYS\D5030 - Comm & Security\Fire Alarm Panel - FAP | 1008602
07-C1 | 07-C1 Danville District Courthouse | 07-C1-D5092-250-EML35 | Emergency And Exit Lighting - EML035 | NA | NA | NA | OM00032338 | NA | Throughout Building | NA | NA | NA | NA | 110 | DNA | Electric | 1 | NA | NA | \Classifications\Building System Class\D50-Electrical SYS\D5090 - Elec SYS\Emergency And Exit Lighting - EML | 1008603
07-C1 | 07-C1 Danville District Courthouse | 07-C1-D5010-110-EMT01 | Electric Meter Readings - EMT01 | NA | NA | NA | OM00001306 | NA | Exterior | NA | NA | NA | NA | 480 | DNA | Electric | 3 | NA | NA | \Classifications\Building System Class\D50-Electrical SYS\D5010 - Elec Service & Dist\Electric Meter Readings - EMT | 1008604
07-C1 | 07-C1 Danville District Courthouse | 07-C1-D3012-120-GMR01 | Gas Meter Readings - GMR01 | NA | NA | NA | OM00001307 | NA | Exterior | NA | NA | NA | NA | NA | NA | Gas | NA | NA | NA | \Classifications\Building System Class\D30-HVAC Systems\D3010 - Energy Supply\Gas Meter Readings - GMR | 1008605
07-C1 | 07-C1 Danville District Courthouse | 07-C1-D2020-130-WMR01 | Water Meter Readings - WMR01 | NA | NA | NA | OM00001308 | NA | Exterior | NA | NA | NA | NA | NA | NA | NA | NA | NA | NA | \Classifications\Building System Class\D20-Plumbing\D2020 - Domestic Water\Water Meter Readings - WMR | 1008606
07-C1 | 07-C1 Danville District Courthouse | 07-C1-G2050-200-LSC01 | Landscaping - LSC01 | NA | NA | NA | OM00032336 | NA | Grounds | NA | NA | NA | NA | NA | NA | NA | NA | NA | NA | \Classifications\Building System Class\G20-Other Systems\G2050 - Landscaping\Landscaping - LSC | 1008607
07-C1 | 07-C1 Danville District Courthouse | 07-C1-D5092-250-ELT15 | Exterior Lighting - ELT15 | NA | NA | NA | OM00032337 |  | Grounds | NA | NA | NA | NA | 110 | DNA | Electric | 1 | NA | NA | \Classifications\Building System Class\D50-Electrical SYS\D5090 - Elec SYS\Exterior Lighting - ELT | 1008608
07-C1 | 07-C1 Danville District Courthouse | 07-C1-G2049-300-HSC01 | Hardscape - HSC01 | NA | NA | NA | OM00032335 | NA | Grounds | NA | NA | NA | NA | NA | NA | NA | NA | NA | NA | \Classifications\Building System Class\G20-Other Systems\G2040 - Site Development\Hardscape - HSC | 1008609
07-C1 | 07-C1 Danville District Courthouse | 07-C1-D5038-810-ITA01 | Intrusion Alarm - ITA01 | All Guard | DNA | DNA | OM00005276 |  | Lobby | NA | NA | NA | NA | DNA | DNA | DNA | DNA | NA | NA | \Classifications\Building System Class\D50-Electrical SYS\D5030 - Comm & Security\Intrusion Alarm - ITA | 1013560
07-C1 | 07-C1 Danville District Courthouse | 07-C1-D2022-100-HWE06 | DOMESTIC HOT WATER HEATER 10 GALLON HWE06 | Rheem | RH0110607488 | 81VP1OS | OM00020376 | NA | 2nd Floor Public Men's Room | NA | NA | NA | NA | 110 | DNA | electric | 1 | NA | NA | \Classifications\Building System Class\D20-Plumbing\D2020 - Domestic Water\Domestic Water Heater, Electric - HWE | 1015896
07-C1 | 07-C1 Danville District Courthouse | 07-C1-D3050-210-PKU13 | Package Unit #13 | CARRIER | 0713C30041 | 48TCED12A2A5A0A | OM00018493 | NA | Center of Building Roof | NA | 20X20X2 | R-410A |  | 240 | 50 | Gas | 3 | 224000 | 183000 | \Classifications\Building System Class\D30-HVAC Systems\D3050 - Package SYS\Package Unit - PKU | 1016477
07-C1 | 07-C1 Danville District Courthouse | 07-C1-D3050-210-PKU14 | Package Unit #14 | TRANE | 132911603L | YHC06053RLA | OM00018495 | NA | Roof | NA | 16X25X2 | R-410A | 1 | 240 | 45 | Gas | 3 | 60000 | 49000 | \Classifications\Building System Class\D30-HVAC Systems\D3050 - Package SYS\Package Unit - PKU | 1016478
07-C1 | 07-C1 Danville District Courthouse | 07-C1-D3050-210-PKU15 | Package Unit #15 | TRANE | 133412347L | YHC072F3RLA06 | OM00018494 | NA | Roof | AX35 | 20X25X2 | R-410A | 1 | 240 | 50 | Gas | 3 | 80000 | 64000 | \Classifications\Building System Class\D30-HVAC Systems\D3050 - Package SYS\Package Unit - PKU | 1016479
07-C1 | 07-C1 Danville District Courthouse | 07-C1-D3050-210-PKU16 | Package Unit #16 | Carrier | 3613C86305 | 487ECEA04A2A5A0A0A0 | OM00018496 | NA | Roof | NA | 16X25X2 | R-410A | NA | 240 | 20 | Gas | 3 | 115000 | 93000 | \Classifications\Building System Class\D30-HVAC Systems\D3050 - Package SYS\Package Unit - PKU | 1016480
07-C1 | 07-C1 Danville District Courthouse | 07-C1-D3050-210-PKU17 | Package Unit #17 | Carrier | 3613C80643 | 48TCEA06A2A0A0A0 | OM00018497 | NA | Roof | AX38 | 16X20X2 | R-410A | NA | 240 | 28 | Gas | 3 | 115000 | 93000 | \Classifications\Building System Class\D30-HVAC Systems\D3050 - Package SYS\Package Unit - PKU | 1016481
07-C1 | 07-C1 Danville District Courthouse | 07-C1-D3050-210-PKU18 | Package Unit #18 - PKU18 | Carrier | 1713G50022 | 48TCDD08A2A5A0A0A0 | OM00018512 | NA | Roof | NA | (4) 20x16x2 | R-410A | 1hp | 208/230 | 9.9A | Gas | 3 | 125000 | 103000 | \Classifications\Building System Class\D30-HVAC Systems\D3050 - Package SYS\Package Unit - PKU | 1017212
07-C1 | 07-C1 Danville District Courthouse | 07-C1-B2033-120-DOR01 | Door, Automatic (Electric - North Door) - DOR01 | LCN | 12054760 | SR Swing 3462 | OM00005017 | NA | Floor 2 Secure Hallway - North Door | NA | NA | NA | NA | 120 | 2.5 | Electric | 1 |  |  | \Classifications\Building System Class\B20-General Building Exterior\B2030 - Exterior Doors\Door,Automatic-Sliding,Revolving - DOR | 1019810
07-C1 | 07-C1 Danville District Courthouse | 07-C1-B2033-120-DOR02 | Door, Automatic (Electric - South Door) - DOR01 | LCN | 12087188 | SR Swing 3462 | OM00005018 | NA | Floor 2 Secure Hallway - South Door | [10 empty] | \Classifications\Building System Class\B20-General Building Exterior\B2030 - Exterior Doors\Door,Automatic-Sliding,Revolving - DOR | 1019811
07-C1 | 07-C1 Danville District Courthouse | 07-C1-B2033-120-DOR03 | Door, Automatic (Electric - West Door) - DOR01 | POPC | ENTLP236 | TM8-2500 | OM00005019 | NA | Floor 2 Secure Hallway - West Door | NA | NA | NA | NA | 120 | 2.5 | Electric | 1 |  |  | \Classifications\Building System Class\B20-General Building Exterior\B2030 - Exterior Doors\Door,Automatic-Sliding,Revolving - DOR | 1019812
07-C1 | 07-C1 Danville District Courthouse | 07-C1-B2033-120-DOR04 | Door, Automatic (Electric - East Door) - DOR01 | POPC | DNA | TM8-2500 | OM00005020 | NA | Floor 2 Secure Hallway - East Door | NA | NA | NA | NA | 120 | 2.5 | Electric | 1 |  |  | \Classifications\Building System Class\B20-General Building Exterior\B2030 - Exterior Doors\Door,Automatic-Sliding,Revolving - DOR | 1019813
07-C1 | 07-C1 Danville District Courthouse | 07-C1-B2033-120-DOR05 | Door, Automatic (Electric - East Door) - DOR01 | Keane Monroe | KOTRH0988 | TM8-2002 | OM00005021 | NA | Secure Hallway - East Door | NA | NA | NA | NA | 120 | 2.5 | Electric | 1 |  |  | \Classifications\Building System Class\B20-General Building Exterior\B2030 - Exterior Doors\Door,Automatic-Sliding,Revolving - DOR | 1019814
07-C1 | 07-C1 Danville District Courthouse | 07-C1-B2033-120-DOR06 | Door, Automatic (Electric - Law Library) - DOR01 | Keane Monroe | INTRHOO | TM8-2102 | OM00005022 | NA | Floor 2 Secure Hallway - Law Library | NA | NA | NA | NA | 120 | 2.5 | Electric | 1 |  |  | \Classifications\Building System Class\B20-General Building Exterior\B2030 - Exterior Doors\Door,Automatic-Sliding,Revolving - DOR | 1019815
07-C1 | 07-C1 Walnut Creek Courthouse | 07-C1-D3050-210-PKU19 | Package Unit #19 - PKU19 | Carrier | 2616P98093 | 48TCDD12A2A5A0A0G0 | OM00044446 |  | Roof | Qty 4- 20 X 20 X 2 | A49 | R-410A | 3 | 208/230 | 115 | Electric | 3 | 180000 | 148000 | \Classifications\Building System Class\D30-HVAC Systems\D3050 - Package SYS\Package Unit - PKU | 1021632
07-C1 | 07-C1 Walnut Creek Courthouse | 07-C1-D3050-210-PKU20 | Package Unit #4 - PKU04 | Carrier | 3516P81498 | 48TCDD12A2A5A0A0G0 | OM00044447 |  | Roof | Qty 4- 20 X 20 X 2 | A49 | R-410A | 3 | 208/230 | 115 | Electric | 3 | 180000 | 148000 | \Classifications\Building System Class\D30-HVAC Systems\D3050 - Package SYS\Package Unit - PKU | 1021633
07-C1 | 07-C1 Walnut Creek Courthouse | 07-C1-D3050-210-PKU21 | Package Unit #6 - PKU06 | Carrier | 3516P81497 | 48TCDD12A2A5A0A0G0 | OM00044448 |  | DNA | Qty 4- 20 X 20 X 2 | A49 | R-410A | 3 | 208/230 | 115 | Electric | 3 | 180000 | 148000 | \Classifications\Building System Class\D30-HVAC Systems\D3050 - Package SYS\Package Unit - PKU | 1021634
07-C1 | 07-C1 Walnut Creek Courthouse | 07-C1-D3050-210-PKU22 | Package Unit #8 - PKU08 | Carrier | 3416C50990 | 48TCLA06A2A5A0A0A0 | OM00044449 |  | DNA | Qty 2 - 16 X 25 X 2 | A38 | R-410A | 3 | 208/230 | 40 | Electric | 3 | 180000 | 148000 | \Classifications\Building System Class\D30-HVAC Systems\D3050 - Package SYS\Package Unit - PKU | 1021635
07-C3 | 07-C3 2020 North Broadway | 07-C3-B2010-100-BLD01 | Building | NA | NA | NA | [13 empty] | \Classifications\Building System Class\B20-General Building Exterior\B2010 - Exterior Walls\Building - BLD | 1011693
07-D1 | 07-D1 Concord-Mt. Diablo District | 07-D1-D3050-210-PKU01 | Package Unit 1 | Bryant | 3807G21537 | 574APW036060NB | OM00004631 | NA | Roof | DNA | (6) 20x25x1 | R-22 | DNA | 208/230V | 25 | Natural gas and electric | 1 | DNA | 36K | \Classifications\Building System Class\D30-HVAC Systems\D3050 - Package SYS\Package Unit - PKU | EQ-1003143
07-D1 | 07-D1 Concord-Mt. Diablo District | 07-D1-D3050-210-PKU02 | Package Unit 2 | Bryant | 3807G21539 | 574APW036060NB | OM00004632 | NA | Roof | DNA | (6) 20x25x1 | R-22 | DNA | 208/230V | 25 | Natural gas and electric | 1 | DNA | 36K | \Classifications\Building System Class\D30-HVAC Systems\D3050 - Package SYS\Package Unit - PKU | EQ-1003144
07-D1 | 07-D1 Concord-Mt. Diablo District | 07-D1-D3050-210-PKU03 | Package Unit 3 | Bryant | 3507G41389 | 574APW048090NB | OM00004633 | NA | Roof | DNA | (6) 20x25x1 | R-22 | DNA | 208/230V | 30 | Natural gas and electric | 1 | DNA | 48K | \Classifications\Building System Class\D30-HVAC Systems\D3050 - Package SYS\Package Unit - PKU | EQ-1003145
07-D1 | 07-D1 Concord-Mt. Diablo District | 07-D1-D3050-210-PKU04 | Package Unit 4 | Bryant | 3507G41388 | 574APW048090NB | OM00004634 | NA | Roof | DNA | (6) 20x25x1 | R-22 | DNA | 208/230V | 30 | Natural gas and electric | 1 | DNA | 48K | \Classifications\Building System Class\D30-HVAC Systems\D3050 - Package SYS\Package Unit - PKU | EQ-1003146
07-D1 | 07-D1 Concord-Mt. Diablo District | 07-D1-D3050-210-PKU05 | Package Unit 5 | Bryant | 3507G41387 | 574APW048090NB | OM00004635 | NA | Roof | DNA | (6) 20x25x1 | R-22 | DNA | 208/230V | 30 | Natural gas and electric | 1 | DNA | 48K | \Classifications\Building System Class\D30-HVAC Systems\D3050 - Package SYS\Package Unit - PKU | EQ-1003147
07-D1 | 07-D1 Concord-Mt. Diablo District | 07-D1-D3050-210-PKU06 | Package Unit 6 | Bryant | 1707G41236 | 574APW042090NB | OM00004636 | NA | Roof | DNA | (6) 20x25x1 | R-22 | DNA | 208/230V | 30 | Natural gas and electric | 1 | DNA | 42K | \Classifications\Building System Class\D30-HVAC Systems\D3050 - Package SYS\Package Unit - PKU | EQ-1003148
07-D1 | 07-D1 Concord-Mt. Diablo District | 07-D1-D3050-210-PKU07 | Package Unit 7 | Bryant | 1907G51508 | 574APW042090NB | OM00004637 | NA | Roof | DNA | (6) 20x25x1 | R-22 | DNA | 208/230V | 30 | Natural gas and electric | 1 | DNA | 42K | \Classifications\Building System Class\D30-HVAC Systems\D3050 - Package SYS\Package Unit - PKU | EQ-1003149
07-D1 | 07-D1 Concord-Mt. Diablo District | 07-D1-D3050-210-PKU08 | Package Unit 8 | Bryant | 3507G41386 | 574APW048090NB | OM00004638 | NA | Roof | DNA | (6) 20x25x1 | R-22 | DNA | 208/230V | 30 | Natural gas and electric | 1 | DNA | 48K | \Classifications\Building System Class\D30-HVAC Systems\D3050 - Package SYS\Package Unit - PKU | EQ-1003150
07-D1 | 07-D1 Concord-Mt. Diablo District | 07-D1-D4031-100-FEX06 | Fire Extinguishers (6) | Badger | NA | 5MB-6H 1999 | OM00005242 |  | bldg | NA | NA | NA | NA | NA | NA | NA | NA | NA | NA | \Classifications\Building System Class\D40-Fire Protection SYS\D4030 - FIRE SPEC\Fire Extinguisher - FEX | EQ-1004980
07-D1 | 07-D1 Concord-Mt. Diablo District | 07-D1-B2010-100-BLD01 | Building Structure | NA | NA | NA | OM00001268 | NA | Exterior | NA | NA | NA | NA | NA | NA | NA | NA | NA | NA | \Classifications\Building System Class\B20-General Building Exterior\B2010 - Exterior Walls\Building - BLD | EQ-1007249
07-D1 | 07-D1 Concord-Mt. Diablo District | 07-D1-B3010-100-RUF01 | Roof - RUF01 | NA | NA | NA | OM00001269 | NA | Roof | NA | NA | NA | NA | NA | NA | NA | NA | NA | NA | \Classifications\Building System Class\B30-Roofing\B3010 - Roof Types\Roof - RUF | EQ-1007426
07-D1 | 07-D1 Concord-Mt. Diablo District | 07-D1-D5010-200-ESD01 | Main Electrical Panel - MCE01 | Gould | 948058 | PF-424 | OM00001326 |  | Main Electrical Room | NA | NA | NA | NA | 120/208 | 400 | Electric | 3 | NA | NA | \Classifications\Building System Class\D50-Electrical SYS\D5010 - Elec Service & Dist\Electical Service and Distribution - ESD | 1008369
07-D1 | 07-D1 Concord-Mt. Diablo District | 07-D1-D5038-810-ITA01 | Intrusion Alarm - ITA | Optex Morse | NA | NA | OM00001327 | NA | Floor 1, Next to room 121 | NA | NA | NA | NA | 110 | DNA | Electric | 1 | NA | NA | \Classifications\Building System Class\D50-Electrical SYS\D5030 - Comm & Security\Intrusion Alarm - ITA | 1008370
07-D1 | 07-D1 Concord-Mt. Diablo District | 07-D1-D5092-250-EML16 | Emergency And Exit Lighting - EML (16) | Lithonia | NA | NA | OM00001264 | NA | Throughout Building | NA | NA | NA | NA | 110 | DNA | Electric | 1 | NA | NA | \Classifications\Building System Class\D50-Electrical SYS\D5090 - Elec SYS\Emergency And Exit Lighting - EML | 1008371
07-D1 | 07-D1 Concord-Mt. Diablo District | 07-D1-G2050-200-LSC01 | Landscaping - LSC | NA | NA | NA | OM00001265 | NA | Grounds | NA | NA | NA | NA | NA | NA | NA | NA | NA | NA | \Classifications\Building System Class\G20-Other Systems\G2050 - Landscaping\Landscaping - LSC | 1008372
07-D1 | 07-D1 Concord-Mt. Diablo District | 07-D1-D5092-250-ELT23 | Exterior Lighting - ELT (23) | NA | NA | NA | OM00001266 |  | Exterior | NA | NA | NA | NA | 110 | DNA | Electric | 1 | NA | NA | \Classifications\Building System Class\D50-Electrical SYS\D5090 - Elec SYS\Exterior Lighting - ELT | 1008373
07-D1 | 07-D1 Concord-Mt. Diablo District | 07-D1-G2049-300-HSC04 | Hardscape - HSC | NA | NA | NA | OM00001267 | NA | Parking Lot | NA | NA | NA | NA | NA | NA | NA | NA | NA | NA | \Classifications\Building System Class\G20-Other Systems\G2040 - Site Development\Hardscape - HSC | 1008374
07-D1 | 07-D1 Concord-Mt. Diablo District | 07-D1-D2023-100-BFP01 | Backflow Preventer - BFP01 | Febco | A001453 | 825YAS | OM00001328 |  | Willow Pass Rd. | NA | NA | NA | NA | NA | NA | NA | NA | NA | NA | \Classifications\Building System Class\D20-Plumbing\D2020 - Domestic Water\Backflow Preventer - BFP | 1008375
07-D1 | 07-D1 Concord-Mt. Diablo District | 07-D1-D5010-110-EMT01 | Electric Meter Readings - EMT01 | NA | NA | NA | OM00001270 | NA | Main Electrical Room | NA | NA | NA | NA | 480 | DNA | Electric | 3 | NA | NA | \Classifications\Building System Class\D50-Electrical SYS\D5010 - Elec Service & Dist\Electric Meter Readings - EMT | 1008376
07-D1 | 07-D1 Concord-Mt. Diablo District | 07-D1-D3012-120-GMR01 | Gas Meter Readings - GMR01 | Singer | 82 | AL-800 | OM00001271 | NA | Exterior | NA | NA | NA | NA | NA | NA | Gas | NA | NA | NA | \Classifications\Building System Class\D30-HVAC Systems\D3010 - Energy Supply\Gas Meter Readings - GMR | 1008377
07-D1 | 07-D1 Concord-Mt. Diablo District | 07-D1-D2020-130-WMR01 | Water Meter Readings - WMR | NA | NA | NA | OM00001272 | NA | Exterior | NA | NA | NA | NA | NA | NA | NA | NA | NA | NA | \Classifications\Building System Class\D20-Plumbing\D2020 - Domestic Water\Water Meter Readings - WMR | 1008378
07-E3 | 07-E3 Arnason Justice Center | 07-E3-D3050-250-ACU01 | Air Conditioning,Split System - ACU-001 | MITSUBISHI ELECTRIC | 97U00817D | PUY-A12NHA3 | OM00025170 |  | ROOF | DNA | DNA | R-410A | DNA | 208/230 | 12 | Electric | 1 | NA | NA | \Classifications\Building System Class\D30-HVAC Systems\D3050 - Package SYS\Air Conditioning,Split System - ACU | 1010723
07-E3 | 07-E3 Arnason Justice Center | 07-E3-D3050-250-ACU02 | Air Conditioning,Split System - ACU-002 | MITSUBISHI ELECTRIC | 8YU01832A | PUY-A12NHA2 | OM00025199 |  | ROOF | DNA | DNA | R-410A | DNA | 240 | 12 | Electric | 1 | NA | NA | \Classifications\Building System Class\D30-HVAC Systems\D3050 - Package SYS\Air Conditioning,Split System - ACU | 1010724
07-E3 | 07-E3 Arnason Justice Center | 07-E3-D3050-250-ACU03 | Air Conditioning,Split System - ACU-003 | MITSUBISHI ELECTRIC | 8YU00786A | PUY-A12NHA2 | OM00025200 |  | ROOF | DNA | DNA | R-410A | DNA | 240 | 12 | Electric | 1 | NA | NA | \Classifications\Building System Class\D30-HVAC Systems\D3050 - Package SYS\Air Conditioning,Split System - ACU | 1010725
07-E3 | 07-E3 Arnason Justice Center | 07-E3-D3050-250-ACU04 | Air Conditioning,Split System - ACU-004 | MITSUBISHI ELECTRIC | 86U00453C | PUY-A30NHA2 | OM00025171 |  | ROOF | DNA | DNA | R-410A | DNA | 208/230 | 12 | Electric | 1 | NA | NA | \Classifications\Building System Class\D30-HVAC Systems\D3050 - Package SYS\Air Conditioning,Split System - ACU | 1010726
07-E3 | 07-E3 Arnason Justice Center | 07-E3-D3050-250-ACU05 | Air Conditioning,Split System - ACU-005 | MITSUBISHI ELECTRIC | 82U02711B | PUY-A36NHA2 | OM00025163 |  | ROOF | DNA | DNA | R-410A | DNA | 208/230 | 12 | Electric | 1 | NA | NA | \Classifications\Building System Class\D30-HVAC Systems\D3050 - Package SYS\Air Conditioning,Split System - ACU | 1010727
07-E3 | 07-E3 Arnason Justice Center | 07-E3-D3050-250-ACU06 | Air Conditioning,Split System - ACU-006 | MITSUBISHI ELECTRIC | 72U00331B | PUY-A30NHA2 | OM00025164 |  | ROOF | DNA | DNA | R-410A | DNA | 208/230 | 12 | Electric | 1 | NA | NA | \Classifications\Building System Class\D30-HVAC Systems\D3050 - Package SYS\Air Conditioning,Split System - ACU | 1010728
07-E3 | 07-E3 Arnason Justice Center | 07-E3-D3050-250-ACU07 | Air Conditioning,Split System - ACU-007 | MITSUBISHI ELECTRIC | 71U00434B | PUY-A18NHA2 | OM00025167 |  | ROOF | DNA | DNA | R-410A | DNA | 208/230 | 12 | Electric | 1 | NA | NA | \Classifications\Building System Class\D30-HVAC Systems\D3050 - Package SYS\Air Conditioning,Split System - ACU | 1010729
07-E3 | 07-E3 Arnason Justice Center | 07-E3-D3050-250-ACU08 | Air Conditioning,Split System - ACU-008 | MITSUBISHI ELECTRIC | 8YU00774A | PUY-A30NHA2 | OM00025172 |  | ROOF | DNA | DNA | R-410A | DNA | 208/230 | 12 | Electric | 1 | NA | NA | \Classifications\Building System Class\D30-HVAC Systems\D3050 - Package SYS\Air Conditioning,Split System - ACU | 1010730
07-E3 | 07-E3 Arnason Justice Center | 07-E3-D3050-250-ACU101 | Air Conditioning,Split System - ACU-101 | MITSUBISHI ELECTRIC | 8YU01565A | PUY-A12NHA2 | OM00025169 |  | ROOF | DNA | DNA | R-410A | DNA | 208/230 | 12 | Electric | 1 | NA | NA | \Classifications\Building System Class\D30-HVAC Systems\D3050 - Package SYS\Air Conditioning,Split System - ACU | 1010731
07-E3 | 07-E3 Arnason Justice Center | 07-E3-D3050-250-ACU102 | Air Conditioning,Split System - ACU-102 | MITSUBISHI ELECTRIC | 81U02371B | PUY-A12NHA2 | OM00025165 |  | ROOF | DNA | DNA | R-410A | DNA | 208/230 | 12 | Electric | 1 | NA | NA | \Classifications\Building System Class\D30-HVAC Systems\D3050 - Package SYS\Air Conditioning,Split System - ACU | 1010732
07-E3 | 07-E3 Arnason Justice Center | 07-E3-D3050-250-ACU201 | Air Conditioning,Split System - ACU-201 | MITSUBISHI ELECTRIC | 94U00011C | PUY-A12NHA3 | OM00025168 |  | ROOF | DNA | DNA | R-410A | DNA | 208/230 | 12 | Electric | 1 | NA | NA | \Classifications\Building System Class\D30-HVAC Systems\D3050 - Package SYS\Air Conditioning,Split System - ACU | 1010733
07-E3 | 07-E3 Arnason Justice Center | 07-E3-D3050-250-ACU202 | Air Conditioning,Split System - ACU-202 | MITSUBISHI ELECTRIC | 73U01779B | PUY-A12NHA2 | OM00025166 |  | ROOF | DNA | DNA | R-410A | DNA | 208/230 | 12 | Electric | 1 | NA | NA | \Classifications\Building System Class\D30-HVAC Systems\D3050 - Package SYS\Air Conditioning,Split System - ACU | 1010734
07-E3 | 07-E3 Arnason Justice Center | 07-E3-D3041-110-AHU01 | Air Handling Unit - AHU01 | DNA | DNA | DNA | OM00032262 | NA | MECHANICAL ROOM | CARLISLE BP130. SUPER BLUE RIBBON. | 24X24X2 (40) MERV 8 PLEATED PRE-FILTER / 24X24X12 (40) MERV 13 PLEATED FILTER | NA | 40 (2), 15 (2) | 460 | DNA | Electric | 3 | NA | NA | \Classifications\Building System Class\D30-HVAC Systems\D3040 - Distribution SYS\Air Handling Unit - AHU | 1010735
07-E3 | 07-E3 Arnason Justice Center | 07-E3-D5010-234-ATS01 | Automatic Transfer Switch - ATS01 | CUMMINS | C100109731 | OTPCB-4460031 | OM00025137 |  | LOWER LEVEL-ELECTRICAL ROOM A | NA | NA | NA | NA | 480 | 600 | Electric | 3 | NA | NA | \Classifications\Building System Class\D50-Electrical SYS\D5010 - Elec Service & Dist\Automatic Transfer Switch - ATS | 1010736
07-E3 | 07-E3 Arnason Justice Center | 07-E3-D2023-100-BFP01 | Backflow Preventer - Fire BFP01 | FEBCO | N0910290703 | 826YD | OM00025151 | METER #35639393 | EXTERIOR | NA | NA | NA | NA | NA | NA | NA | NA | NA | NA | \Classifications\Building System Class\D20-Plumbing\D2020 - Domestic Water\Backflow Preventer - BFP | 1010737
07-E3 | 07-E3 Arnason Justice Center | 07-E3-D2023-100-BFP02 | Backflow Preventer - BFP02 | FEBCO | J031004 | 825Y | OM00025148 |  | EXTERIOR | NA | NA | NA | NA | NA | NA | NA | NA | NA | NA | \Classifications\Building System Class\D20-Plumbing\D2020 - Domestic Water\Backflow Preventer - BFP | 1010738
07-E3 | 07-E3 Arnason Justice Center | 07-E3-D2023-100-CTY03 | Backflow Preventer - CTY03 | ZURN WILKINS | X10409 | DNA | OM00025146 | Acct#:120185001 Meter#: A70200520 | EXTERIOR | NA | NA | NA | NA | NA | NA | NA | NA | NA | NA | \Classifications\Building System Class\D20-Plumbing\D2020 - Domestic Water\Backflow Preventer - BFP | 1010739
07-E3 | 07-E3 Arnason Justice Center | 07-E3-D2023-100-BFP04 | Backflow Preventer - BFP04 | FEBCO | J018056 | 825Y | OM00025145 |  | EXTERIOR | NA | NA | NA | NA | NA | NA | NA | NA | NA | NA | \Classifications\Building System Class\D20-Plumbing\D2020 - Domestic Water\Backflow Preventer - BFP | 1010740
07-E3 | 07-E3 Arnason Justice Center | 07-E3-D2023-100-BFP05 | Backflow Preventer - BFP05 | FEBCO | H17299 | 860 | OM00025147 | Acct #: 120551001 Meter#: N70161896 | EXTERIOR | NA | NA | NA | NA | NA | NA | NA | NA | NA | NA | \Classifications\Building System Class\D20-Plumbing\D2020 - Domestic Water\Backflow Preventer - BFP | 1010741
07-E3 | 07-E3 Arnason Justice Center | 07-E3-D2023-100-BFP06 | Backflow Preventer - BFP06 | WATTS | 510 | RP LF009M2QT | OM00025158 | METER# 73174103 | MECHANICAL ROOM | NA | NA | NA | NA | NA | NA | NA | NA | NA | NA | \Classifications\Building System Class\D20-Plumbing\D2020 - Domestic Water\Backflow Preventer - BFP | 1010742
07-E3 | 07-E3 Arnason Justice Center | 07-E3-D2023-100-BFP07 | Backflow Preventer - BFP07 | WATTS | 000270 | RP LF009M2QT | OM00025173 |  | BOILER ROOM | NA | NA | NA | NA | NA | NA | NA | NA | NA | NA | \Classifications\Building System Class\D20-Plumbing\D2020 - Domestic Water\Backflow Preventer - BFP | 1010743
07-E3 | 07-E3 Arnason Justice Center | 07-E3-D3021-130-BLR01 | Boiler,Hot Water,Oil/Gas/Comb. - BLR01 | CLEAVER BROOKS | 01845-1-2 | CFC-700-750-60HW | OM00025174 | NA | BOILER ROOM | NA | NA | NA | NA | 120 | NA | Gas | 1 | 750000 | 675000 | \Classifications\Building System Class\D30-HVAC Systems\D3020 - Heat SYS\Boiler,Hot Water,Oil/Gas/Comb. - BLR | 1010744
07-E3 | 07-E3 Arnason Justice Center | 07-E3-D3021-130-BLR02 | Boiler,Hot Water,Oil/Gas/Comb. - BLR02 | CLEAVER BROOKS | 01845-1-1 | CFC-700-750-60HW | OM00025175 | NA | BOILER ROOM | NA | NA | NA | NA | 120 | NA | Gas | 1 | 750000 | 675000 | \Classifications\Building System Class\D30-HVAC Systems\D3020 - Heat SYS\Boiler,Hot Water,Oil/Gas/Comb. - BLR | 1010745
07-E3 | 07-E3 Arnason Justice Center | 07-E3-D3068-100-BAS01 | Building Automation System - BAS01 | ALERTON | DNA | ENVISION FOR BACTALK V2.5 | OM00025121 | NA | LOWER LEVEL-FACILITIES OFFICE | NA | NA | NA | NA | 110 | DNA | Electric | 1 | NA | NA | \Classifications\Building System Class\D30-HVAC Systems\D3060 - Control & Inst Air\Building Automation System - BAS | 1010746
07-E3 | 07-E3 Arnason Justice Center | 07-E3-D3031-100-PCH01 | Chilled Water Pump - PCH01 | Bell Gossett | C095740-02 | 1510 | OM00025427 | NA | CHILLER ROOM | NA | NA | NA | 7 1/2 | 460 | DNA | Electric | 3 | NA | NA | \Classifications\Building System Class\D30-HVAC Systems\D3030 - Cooling SYS\Chilled Water Pump - PCH | 1010747
07-E3 | 07-E3 Arnason Justice Center | 07-E3-D3031-100-PCH02 | Chilled Water Pump - PCH02 | Bell Gossett | C095740-01 k90 | 1510 | OM00025426 | NA | CHILLER ROOM | NA | NA | NA | 7 1/2 | 460 | DNA | Electric | 3 | NA | NA | \Classifications\Building System Class\D30-HVAC Systems\D3030 - Cooling SYS\Chilled Water Pump - PCH | 1010748
07-E3 | 07-E3 Arnason Justice Center | 07-E3-D5010-110-MCC01 | Chiller Motor Control Center - MCC01 | DNA | DNA | DNA | OM00025429 | NA | CHILLER ROOM | NA | NA | NA | NA | 460 | DNA | Electric | 3 | NA | NA | \Classifications\Building System Class\D50-Electrical SYS\D5010 - Elec Service & Dist\Chiller Room Electrical Panel - MCC | 1010749
07-E3 | 07-E3 Arnason Justice Center | 07-E3-D3031-130-CLR01 | Chiller,Water Cooled - CLR01 | McQuay | STNU091200022 | WMC145SSC-ER10 | OM00025421 | NA | CHILLER ROOM | NA | NA | R-134a | NA | 460 | 110 | Electric | 3 | NA | NA | \Classifications\Building System Class\D30-HVAC Systems\D3030 - Cooling SYS\Chiller, Water Cooled - CLR | 1010750
07-E3 | 07-E3 Arnason Justice Center | 07-E3-D3031-130-CLR02 | Chiller,Water Cooled - CLR02 | McQuay | STNU091200023 | WMC145SSC-ER10 | OM00025422 | NA | CHILLER ROOM | NA | NA | R-134a | NA | 460 | 110 | Electric | 3 | NA | NA | \Classifications\Building System Class\D30-HVAC Systems\D3030 - Cooling SYS\Chiller, Water Cooled - CLR | 1010751
07-E3 | 07-E3 Arnason Justice Center | 07-E3-D3031-100-PCH03 | Condenser Water/tower water Pump - PCH03 | BELL & GOSSETT | C095739-01K90 | 1510BF8.375 | OM00025159 | NA | MECHANICAL ROOM | NA | NA | NA | 10 | 208-230/460 | 27-24.4/12.2 | Electric | 3 | NA | NA | \Classifications\Building System Class\D30-HVAC Systems\D3030 - Cooling SYS\Chilled Water Pump - PCH | 1010752
07-E3 | 07-E3 Arnason Justice Center | 07-E3-D3031-100-PCH04 | Condenser Water/tower water Pump - PCH04 | BELL & GOSSETT | C095739-02K90 | 1510BF8.375 | OM00025160 | NA | MECHANICAL ROOM | NA | NA | NA | 10 | 208-230/460 | 27-24.4/12.2 | Electric | 3 | NA | NA | \Classifications\Building System Class\D30-HVAC Systems\D3030 - Cooling SYS\Chilled Water Pump - PCH | 1010753
07-E3 | 07-E3 Arnason Justice Center | 07-E3-D3030-110-CTW01 | Cooling Tower - CTW01 | BALTIMORE AIRCOIL | U095992601 | PT2-0709A-2H2 | OM00025162 | NA | ROOF | 2B136 (2) | NA | NA | 5 (2) | 230/460 | 13/6.5 | Electric | 3 | NA | NA | \Classifications\Building System Class\D30-HVAC Systems\D3030 - Cooling SYS\Cooling Tower - CTW | 1010754
07-E3 | 07-E3 Arnason Justice Center | 07-E3-D2023-310-WBS01 | Domestic Water Booster System - WBS01 | GRUNDFOS | HYDRO MUTLI-E 2CRE15-2 | 91137769 P1 3710 | OM00025126 | NA | LOWER LEVEL -CENTRAL CUSOTODIAL STORAGE | NA | NA | NA | 5 | 480 | 7 | Electric | 3 | NA | NA | \Classifications\Building System Class\D20-Plumbing\D2020 - Domestic Water\Domestic Water Booster System - WBS | 1010755
07-E3 | 07-E3 Arnason Justice Center | 07-E3-B2033-120-DOR06 | Door,Sliding,Electric - DOR06 Sally Port | Normant | DNA | DNA | OM00025132 | NA | EXTERIOR - SALLY PORT ENTRY TO BUILDING | NA | NA | NA | DNA | DNA | DNA | Electric | DNA | NA | NA | \Classifications\Building System Class\B20-General Building Exterior\B2030 - Exterior Doors\Door,Automatic-Sliding,Revolving - DOR | 1010756
07-E3 | 07-E3 Arnason Justice Center | 07-E3-B2033-120-DOR02 | Door,Sliding,Electric - DOR02 | Normant | DNA | DNA | OM00025442 | NA | INTERIOR DETENTION | NA | NA | NA | DNA | DNA | DNA | Electric | DNA | NA | NA | \Classifications\Building System Class\B20-General Building Exterior\B2030 - Exterior Doors\Door,Automatic-Sliding,Revolving - DOR | 1010757
07-E3 | 07-E3 Arnason Justice Center | 07-E3-B2033-120-DOR03 | Door,Sliding,Electric - DOR03 | Normant | DNA | DNA | OM00025443 | NA | INTERIOR DETENTION | NA | NA | NA | DNA | DNA | DNA | Electric | DNA | NA | NA | \Classifications\Building System Class\B20-General Building Exterior\B2030 - Exterior Doors\Door,Automatic-Sliding,Revolving - DOR | 1010758
07-E3 | 07-E3 Arnason Justice Center | 07-E3-B2033-120-DOR04 | Door,Sliding,Electric - DOR04 | Normant | DNA | DNA | OM00025440 | NA | INTERIOR DETENTION | NA | NA | NA | DNA | DNA | DNA | Electric | DNA | NA | NA | \Classifications\Building System Class\B20-General Building Exterior\B2030 - Exterior Doors\Door,Automatic-Sliding,Revolving - DOR | 1010759
07-E3 | 07-E3 Arnason Justice Center | 07-E3-B2033-120-DOR05 | Door,Sliding,Electric - DOR05 | Normant | DNA | DNA | OM00025441 | NA | INTERIOR DETENTION | NA | NA | NA | DNA | DNA | DNA | Electric | DNA | NA | NA | \Classifications\Building System Class\B20-General Building Exterior\B2030 - Exterior Doors\Door,Automatic-Sliding,Revolving - DOR | 1010760
07-E3 | 07-E3 Arnason Justice Center | 07-E3-B2033-120-DOR01 | Door,Swinging Electric-DOR01 Judges Parking Entrance | LCN | DNA | SERIES 4640 | OM00025122 | NA | LOWER LEVEL -SECURED HALLWAY | NA | NA | NA | NA | 110 | DNA | Electric | 1 | NA | NA | \Classifications\Building System Class\B20-General Building Exterior\B2030 - Exterior Doors\Door,Automatic-Sliding,Revolving - DOR | 1010761
07-E3 | 07-E3 Arnason Justice Center | 07-E3-D5010-110-EMT01 | Electric Meter Readings - EMT-01 | PG&E | 1780-4368E1 | SMART METER | OM00025141 | NA | LOWER LEVEL -ELECTRICAL ROOM B | NA | NA | NA | NA | 277/480 | 2500 | Electric | 3 | NA | NA | \Classifications\Building System Class\D50-Electrical SYS\D5010 - Elec Service & Dist\Electric Meter Readings - EMT | 1010762
07-E3 | 07-E3 Arnason Justice Center | 07-E3-D1010-100-ELE01 | Elevator,Hydraulic,Pass/Freight - ELE01 | OTIS | 248095 | TH120 | OM00025195 | State ID# 154889 | LOWER LEVEL #1 & #2 EMR | NA | NA | NA | 50 | 230/460 | 130/65 | Hydraulic | 3 | NA | NA | \Classifications\Building System Class\D10-Conveyance Systems\D1010 - Elevator\Elevator,Hydraulic,Pass/Freight - ELE | 1010763
07-E3 | 07-E3 Arnason Justice Center | 07-E3-D1010-100-ELE02 | Elevator,Hydraulic,Pass/Freight - ELE02 | OTIS | 248096 | TH120 | OM00025196 | State ID# 154890 | LOWER LEVEL- #1 & #2 EMR | NA | NA | NA | 50 | 230/460 | 130/65 | Hydraulic | 3 | NA | NA | \Classifications\Building System Class\D10-Conveyance Systems\D1010 - Elevator\Elevator,Hydraulic,Pass/Freight - ELE | 1010764
07-E3 | 07-E3 Arnason Justice Center | 07-E3-D1010-100-ELE03 | Elevator,Hydraulic,Pass/Freight - ELE03 | OTIS | 132215-09 | TH120 | OM00025438 | State ID# 154891 | LOWER LEVEL - #3 & #5 EMR | NA | NA | NA | 50 | 230/460 | 130/65 | Hydraulic | 3 | NA | NA | \Classifications\Building System Class\D10-Conveyance Systems\D1010 - Elevator\Elevator,Hydraulic,Pass/Freight - ELE | 1010765
07-E3 | 07-E3 Arnason Justice Center | 07-E3-D1010-100-ELE04 | Elevator,Hydraulic,Pass/Freight - ELE04 | OTIS | 132215-08 | TH120 | OM00025444 | State ID# 154892 | LOWER LEVEL - #4 EMR | NA | NA | NA | 50 | 230/460 | 130/65 | Hydraulic | 3 | NA | NA | \Classifications\Building System Class\D10-Conveyance Systems\D1010 - Elevator\Elevator,Hydraulic,Pass/Freight - ELE | 1010766
07-E3 | 07-E3 Arnason Justice Center | 07-E3-D1010-100-ELE05 | Elevator,Hydraulic,Pass/Freight - ELE05 | OTIS | QS409-9 | TH120 | OM00025439 | State ID# 154893 | LOWER LEVEL - #3 & #5 EMR | NA | NA | NA | 50 | 230/460 | 130/65 | Hydraulic | 3 | NA | NA | \Classifications\Building System Class\D10-Conveyance Systems\D1010 - Elevator\Elevator,Hydraulic,Pass/Freight - ELE | 1010767
07-E3 | 07-E3 Arnason Justice Center | 07-E3-D5092-250-EML63 | Emergency And Exit Lighting - EML63 | LITHONIA & Controlled Power Company | ELN-01124 | eLITE Series ELN-JJX-1.5KW-N | OM00032268 | NA | VARIOUS & Lower Level Sally Port Electrical Rm | NA | NA | NA | NA | 110 | DNA | Electric | 1 | NA | NA | \Classifications\Building System Class\D50-Electrical SYS\D5090 - Elec SYS\Emergency And Exit Lighting - EML | 1010768
07-E3 | 07-E3 Arnason Justice Center | 07-E3-D5092-210-GEN01 | Emergency Standby Generator - GEN01 | CUMMINS | E100117640 | DFEH-44600033 | OM00025137 | NA | EXTERIOR | 3103836 (1) | DNA | NA | 755 | 460 | DNA | Diesel | 3 | NA | NA | \Classifications\Building System Class\D50-Electrical SYS\D5090 - Elec SYS\Emergency Generator - GEN | 1010769
07-E3 | 07-E3 Arnason Justice Center | 07-E3-D3042-220-EFN01 | Exhaust Fan (over 5hp)- EF302 | GREENHECK | 1207 | SWB 216 | OM00032265 | NA | ROOF | B36 | NA | NA | 3 | 460 | 460 | Electric | 3 | NA | NA | \Classifications\Building System Class\D30-HVAC Systems\D3040 - Distribution SYS\Supply/Exhaust/Return fans- FAN | 1010770
07-E3 | 07-E3 Arnason Justice Center | 07-E3-D5092-250-ELT16 | Exterior Lighting - ELT | NA | NA | NA | OM00032267 |  | EXTERIOR | NA | NA | NA | NA | 277 | DNA | Electric | DNA | NA | NA | \Classifications\Building System Class\D50-Electrical SYS\D5090 - Elec SYS\Exterior Lighting - ELT | 1010771
07-E3 | 07-E3 Arnason Justice Center | 07-E3-D3040-120-FCU01 | Fan Coil Unit - FCU01 | McQuay | TLNU -09 11 00081 | D007W4yy020P432Y3yhi | OM00032264 | NA | CHILLER ROOM | NA | NA | NA | 2 | 460 | 6.1 | Electric | 3 | NA | NA | \Classifications\Building System Class\D30-HVAC Systems\D3040 - Distribution SYS\Fan Coil Unit - FCU | 1010772
07-E3 | 07-E3 Arnason Justice Center | 07-E3-D5037-710-FAP01 | Fire Alarm Panel - FAP01 | FARADAY | DNA | MPC-7000 | OM00025123 | NA | LOWER LEVEL - MDF ROOM | NA | NA | NA | NA | 110 | DNA | Electric | 1 | NA | NA | \Classifications\Building System Class\D50-Electrical SYS\D5030 - Comm & Security\Fire Alarm Panel - FAP | 1010773
07-E3 | 07-E3 Arnason Justice Center | 07-E3-D3041-160-FDP92 | Fire Dampers - FDP92 | DNA | DNA | DNA | OM00032824 | NA | VARIOUS | NA | NA | NA | NA | 110 | DNA | Electric | 1 | NA | NA | \Classifications\Building System Class\D30-HVAC Systems\D3040 - Distribution SYS\Fire Dampers - FDP | 1010774
07-E3 | 07-E3 Arnason Justice Center | 07-E3-B2034-400-DOH01 | Fire Doors Overhead - FRO | LOREN COOK | DNA | DNA | OM00032827 | NA | Floor 1 | NA | NA | NA | NA | NA | DNA | NA | NA | NA | NA | \Classifications\Building System Class\B20-General Building Exterior\B2030 - Exterior Doors\Door,Overhead-Shutter,Manual,Elec,Roll-up - DOH | 1010775
07-E3 | 07-E3 Arnason Justice Center | 07-E3-B2034-400-DOH02 | Personnel Control rolldown doors, fire or manually activated. Not fire rated doors. DOH | LOREN COOK | DNA | DNA | OM00032828 | NA | Floor 1 | NA | NA | NA | NA | NA | DNA | NA | NA | NA | NA | \Classifications\Building System Class\B20-General Building Exterior\B2030 - Exterior Doors\Door,Overhead-Shutter,Manual,Elec,Roll-up - DOH | 1010776
07-E3 | 07-E3 Arnason Justice Center | 07-E3-B2034-400-DOH03 | Personnel Control rolldown doors, fire or manually activated. Not fire rated doors. DOH | LOREN COOK | DNA | DNA | OM00032829 | NA | Floor 1 | NA | NA | NA | NA | NA | DNA | NA | NA | NA | NA | \Classifications\Building System Class\B20-General Building Exterior\B2030 - Exterior Doors\Door,Overhead-Shutter,Manual,Elec,Roll-up - DOH | 1010777
07-E3 | 07-E3 Arnason Justice Center | 07-E3-C1020-110-FRD05 | Fire Doors Sliding (Fire Curtain)- FRD | WON | DNA | DNA | OM00032277 | NA | 2nd Floor - Center North | NA | NA | NA | NA | NA | DNA | NA | NA | NA | NA | \Classifications\Building System Class\C10-General Building Interior\C1020 - Fire Doors\Fire Doors - FRD | 1010778
07-E3 | 07-E3 Arnason Justice Center | 07-E3-D4031-100-FEX18 | Fire Extinguisher - FEX18 | AMEREX | J-35350 | B456 | OM00032276 |  | VARIOUS | NA | NA | NA | NA | NA | NA | NA | NA | NA | NA | \Classifications\Building System Class\D40-Fire Protection SYS\D4030 - FIRE SPEC\Fire Extinguisher - FEX | 1010779
07-E3 | 07-E3 Arnason Justice Center | 07-E3-D3012-120-GMR01 | Gas Meter Readings - GMR01 | ROOTS | 954781 | 156175 | OM00032825 | NA | LOWER LEVEL -GAS METER ROOM | NA | NA | NA | NA | NA | NA | NA | NA | NA | NA | \Classifications\Building System Class\D30-HVAC Systems\D3010 - Energy Supply\Gas Meter Readings - GMR | 1010780
07-E3 | 07-E3 Arnason Justice Center | 07-E3-G2049-300-HSC10 | Hardscape - HSC10 | DNA | DNA | DNA | OM00032266 | NA | EXTERIOR | NA | NA | NA | NA | NA | NA | NA | NA | NA | NA | \Classifications\Building System Class\G20-Other Systems\G2040 - Site Development\Hardscape - HSC | 1010781
07-E3 | 07-E3 Arnason Justice Center | 07-E3-D3044-125-PHW01 | Hot Water Pump - PHW01 | BELL & GOSSETT | C095741-02K90 | 1510BF8.5 | OM00025178 | NA | BOILER ROOM | NA | NA | NA | 5 | 208-230/460 | 14.2-12.8/6.41 | Electric | 1 | NA | NA | \Classifications\Building System Class\D30-HVAC Systems\D3040 - Distribution SYS\Hot Water Pump - PHW | 1010782
07-E3 | 07-E3 Arnason Justice Center | 07-E3-D3044-125-PHW02 | Hot Water Pump - PHW02 | BELL & GOSSETT | C095741-01K90 | 1510BF8.5 | OM00025179 | NA | BOILER ROOM | NA | NA | NA | 5 | 208-230/460 | 14.2-12.8/6.41 | Electric | 1 | NA | NA | \Classifications\Building System Class\D30-HVAC Systems\D3040 - Distribution SYS\Hot Water Pump - PHW | 1010783
07-E3 | 07-E3 Arnason Justice Center | 07-E3-D5038-810-ITA01 | Intrusion Alarm - ITA01 | FIRE ALERT | DNA | FA1670C/FA1700C | OM00025124 | NA | LOWER LEVEL - MDF ROOM | NA | NA | NA | NA | 110 | DNA | Electric | 1 | NA | NA | \Classifications\Building System Class\D50-Electrical SYS\D5030 - Comm & Security\Intrusion Alarm - ITA | 1010784
07-E3 | 07-E3 Arnason Justice Center | 07-E3-D5010-200-ESD01 | Main Electrical Panel - SBR01 | GE | 17804368E-1 | MSB | OM00025140 |  | LOWER LEVEL - ELECTRICAL ROOM B | NA | NA | NA | NA | 277/480 | 2500 | Electric | 3 | NA | NA | \Classifications\Building System Class\D50-Electrical SYS\D5010 - Elec Service & Dist\Electical Service and Distribution - ESD | 1010785
07-E3 | 07-E3 Arnason Justice Center | 07-E3-D3060-100-RDS01 | Refrigerant Leak Detection System - RDS01 | HONEYWELL | DNA | 301C | OM00025430 | NA | CHILLER ROOM | NA | NA | NA | NA | 110 | DNA | Electric | 1 | NA | NA | \Classifications\Building System Class\D30-HVAC Systems\D3060 - Control & Inst Air\Refrigerant Leak Detection System - RDS | 1010786
07-E3 | 07-E3 Arnason Justice Center | 07-E3-B3010-100-RUF01 | Roof - RUF01 | DNA | DNA | DNA | OM00032274 | NA | EXTERIOR | NA | NA | NA | NA | NA | NA | NA | NA | NA | NA | \Classifications\Building System Class\B30-Roofing\B3010 - Roof Types\Roof - RUF | 1010787
07-E3 | 07-E3 Arnason Justice Center | 07-E3-G2023-150-PEG01 | Secured Parking Gate - PEG01 - Bi-fold Entry | ELECTRIC POWER DOOR | HS27020001A | DNA | OM00025130 | NA | EXTERIOR - JUDGES PARKING | NA | NA | NA | NA | NA | NA | HYDRAULIC | NA | NA | NA | \Classifications\Building System Class\G20-Other Systems\G2020 - Parking Lots\Secured Parking Gate - PEG | 1010788
07-E3 | 07-E3 Arnason Justice Center | 07-E3-G2023-150-PEG02 | Secured Parking Gate - PEG02 - Bi-fold Entry | ELECTRIC POWER DOOR | HS27020002A | DNA | OM00032279 | NA | EXTERIOR - JUDGES PARKING | NA | NA | NA | NA | NA | NA | HYDRAULIC | NA | NA | NA | \Classifications\Building System Class\G20-Other Systems\G2020 - Parking Lots\Secured Parking Gate - PEG | 1010789
07-E3 | 07-E3 Arnason Justice Center | 07-E3-G2023-150-PEG03 | Secured Parking Gate - PEG03 - Bi-fold Entry | ELECTRIC POWER DOOR | HS27020003A | DNA | OM00032280 | NA | EXTERIOR - SALLY PORT EXIT | NA | NA | NA | NA | 460 | 5 | HYDRAULIC | 3 | NA | NA | \Classifications\Building System Class\G20-Other Systems\G2020 - Parking Lots\Secured Parking Gate - PEG | 1010790
07-E3 | 07-E3 Arnason Justice Center | 07-E3-G2023-160-PEB01 | Security Parking Electric Barrier- PEB01 Employee South Exit | DOOR KING | 23 | 1601088 | OM00025150 | NA | EXTERIOR | NA | NA | NA | 0.5 | 230 | 2.7 | Electric | 1 | NA | NA | \Classifications\Building System Class\G20-Other Systems\G2020 - Parking Lots\Security Parking Electric Barrier - PEB | 1010791
07-E3 | 07-E3 Arnason Justice Center | 07-E3-G2023-160-PEB02 | Security Parking Electric Barrier- PEB02 South Entrance | DOOR KING | 25 | 1601088 | OM00025152 | NA | EXTERIOR | NA | NA | NA | 0.5 | 230 | 2.7 | Electric | 1 | NA | NA | \Classifications\Building System Class\G20-Other Systems\G2020 - Parking Lots\Security Parking Electric Barrier - PEB | 1010792
07-E3 | 07-E3 Arnason Justice Center | 07-E3-G2023-160-PEB03 | Security Parking Electric Barrier- PEB03 North Entrance | DOOR KING | 24 | 1601088 | OM00025153 | NA | EXTERIOR | NA | NA | NA | 0.5 | 230 | 2.7 | Electric | 1 | NA | NA | \Classifications\Building System Class\G20-Other Systems\G2020 - Parking Lots\Security Parking Electric Barrier - PEB | 1010793
07-E3 | 07-E3 Arnason Justice Center | 07-E3-G2023-160-PEB04 | Security Parking Electric Barrier- PEB04 North Exit | DOOR KING | 22 | 1601088 | OM00025154 | NA | EXTERIOR | NA | NA | NA | 0.5 | 230 | 2.7 | Electric | 1 | NA | NA | \Classifications\Building System Class\G20-Other Systems\G2020 - Parking Lots\Security Parking Electric Barrier - PEB | 1010794
07-E3 | 07-E3 Arnason Justice Center | 07-E3-G2023-160-PEB05 | Security Parking Electric Barrier- PEB05 Crash Arm West | DELTA SCIENTIFIC | DNA | DNA | OM00025193 | NA | EXTERIOR | NA | NA | NA | DNA | DNA | DNA | Electric | DNA | NA | NA | \Classifications\Building System Class\G20-Other Systems\G2020 - Parking Lots\Security Parking Electric Barrier - PEB | 1010795
07-E3 | 07-E3 Arnason Justice Center | 07-E3-G2023-160-PEB06 | Security Parking Electric Barrier- PEB06 Crash Arm East | DELTA SCIENTIFIC | DNA | DNA | OM00025194 | NA | EXTERIOR | NA | NA | NA | DNA | DNA | DNA | Electric | DNA | NA | NA | \Classifications\Building System Class\G20-Other Systems\G2020 - Parking Lots\Security Parking Electric Barrier - PEB | 1010796
07-E3 | 07-E3 Arnason Justice Center | 07-E3-D3042-240-SEF01 | Specialty Exhaust Fan - SEF01 | GREENHECK | 119170230911 | CWB-161-5-X | OM00032263 | NA | CHILLER ROOM | 4L240 (1) | NA | NA | 1/20 | 460 | 1 | Electric | 3 | NA | NA | \Classifications\Building System Class\D30-HVAC Systems\D3040 - Distribution SYS\Supply/Exhaust/Return fans- FAN | 1010797
07-E3 | 07-E3 Arnason Justice Center | 07-E3-D2040-100-PSU01 | Sump Pump - PSU01 | DNA | DNA | DNA | OM00025128 | NA | EXTERIOR - JUDGES PARKING | NA | NA | NA | 3.2 | 208 | 11 | Electric | 3 | NA | NA | \Classifications\Building System Class\D20-Plumbing\D2040 - Rain Drain\Sump Pump - PSU | 1010798
07-E3 | 07-E3 Arnason Justice Center | 07-E3-D4010-150-FMS01 | System Extinguishing,Wet Pipe - FMS01 | VIKING | 05891D | E219 | OM00025197 | NA | LOWER LEVEL - MECHANICAL ROOM | NA | NA | NA | NA | NA | NA | NA | NA | NA | NA | \Classifications\Building System Class\D40-Fire Protection SYS\D4010 - Sprinkler SYS\Fire Systems, stand pipes - FMS | 1010799
07-E3 | 07-E3 Arnason Justice Center | 07-E3-D4013-200-PRE01 | System,Extinguishing,Deluge/Preaction - FMS02 | VIKING TRIM PAC | DNA | 13792B-3 | OM00025198 | NA | LOWER LEVEL - MECHANICAL ROOM | NA | NA | NA | NA | NA | NA | NA | NA | NA | NA | \Classifications\Building System Class\D40-Fire Protection SYS\D4010 - Sprinkler SYS\Fire Systems, Preaction System - PRE | 1010800
07-E3 | 07-E3 Arnason Justice Center | 07-E3-D4094-450-SFM01 | System,Extinguishing,FM200 - SFM01 | FIKE | DNA | 10-071 SERIES CHEETAH XL | OM00025125 | NA | LOWER LEVEL - MDF ROOM | NA | NA | NA | NA | 110 | DNA | Electric | 1 | NA | NA | \Classifications\Building System Class\D40-Fire Protection SYS\D4090 - Other Fire Protection Systems\Fire Suppression, Gaseous - SFM | 1010801
07-E3 | 07-E3 Arnason Justice Center | 07-E3-D5092-100-CTY01 | Uninterruptible Power System - UPS01 AOC not Responsible for asset doesn't support building equipment | EATON | ED161CAB04 | 80 | OM00025138 | NA | LOWER LEVEL - ELECTRICAL ROOM A | NA | NA | NA | NA | 120/208 | 200 | Electric | 3 | NA | NA | \Classifications\Building System Class\D50-Electrical SYS\D5090 - Elec SYS\Uninterruptible Power System - UPS | 1010802
07-E3 | 07-E3 Arnason Justice Center | 07-E3-D2020-130-WMR01 | Water Meter Readings - WMR01 | NEPTUNE | 70200520 | HPT | OM00025432 | NA | EXTERIOR | NA | NA | NA | NA | NA | NA | NA | NA | NA | NA | \Classifications\Building System Class\D20-Plumbing\D2020 - Domestic Water\Water Meter Readings - WMR | 1010803
07-E3 | 07-E3 Arnason Justice Center | 07-E3-D2020-130-WMR02 | Water Meter Readings - WMR02 | BADGER | 35639393 | 25 | OM00025149 | NA | EXTERIOR | NA | NA | NA | NA | NA | NA | NA | NA | NA | NA | \Classifications\Building System Class\D20-Plumbing\D2020 - Domestic Water\Water Meter Readings - WMR | 1010804
07-E3 | 07-E3 Arnason Justice Center | 07-E3-B3010-100-RFG01 | Green Roof | NA | NA | NA | OM00032822 |  | Green Roof | NA | NA | NA | NA | NA | NA | NA | NA | NA | NA | \Classifications\Building System Class\B30-Roofing\B3010 - Roof Types\Green Roof - RFG | 1011521
07-E3 | 07-E3 Arnason Justice Center | 07-E3-B2010-100-BLD01 | Building | NA | NA | NA | OM00032821 | State ID# 07-000-774480 | [11 empty] | \Classifications\Building System Class\B20-General Building Exterior\B2010 - Exterior Walls\Building - BLD | 1011694
07-E3 | 07-E3 Richard E. Arnason Justice Center | 07-E3-D2023-100-BFP08 | Backflow Preventer - BFP08 | Watts | 516 | LF009M2 RP | OM00025423 |  | Roof CHW Loop | NA | NA | NA | NA | NA | NA | NA | NA | NA | NA | \Classifications\Building System Class\D20-Plumbing\D2020 - Domestic Water\Backflow Preventer - BFP | 1015676
07-E3 | 07-E3 Richard E. Arnason Justice Center | 07-E3-D2023-100-BFP09 | Backflow Preventer - BFP09 Fire Main | Zurn | Y04889 | 375ADA 8" | OM00025505 | Meter #: 35339271 | NW Quadrant, Exterior Fire Main | NA | NA | NA | NA | NA | NA | NA | NA | NA |  | \Classifications\Building System Class\D20-Plumbing\D2020 - Domestic Water\Backflow Preventer - BFP | 1015797
07-E3 | 07-E3 Richard E. Arnason Justice Center | 07-E3-D2023-100-BFP10 | Backflow Preventer - BFP10 Fire Main Bypass | Wilkins | 3040886 | 975XLDRP 3/4" | OM00032257 | Meter #: 35339271 | NW Quadrant, Exterior Fire Main | NA | NA | NA | NA | NA | NA | NA | NA | NA |  | \Classifications\Building System Class\D20-Plumbing\D2020 - Domestic Water\Backflow Preventer - BFP | 1015798
07-E3 | 07-E3 Richard E. Arnason Justice Center | 07-E3-D3050-250-ACU09 | CRAC Unit #1 | Liebert | 0590N192704 | Mini-Mate 2, 8 ton Mod: MMD46E7COOL0S78 | OM00032798 |  | Lower Level MDF Room | B52 | 23x18x2 (2) | R-407C | NA | 240 | 6.3 | Electric | 3 | NA | NA | \Classifications\Building System Class\D30-HVAC Systems\D3050 - Package SYS\Air Conditioning,Split System - ACU | 1016033
07-E3 | 07-E3 Richard E. Arnason Justice Center | 07-E3-D3050-250-ACU10 | CRAC Unit #2 | Liebert | 0590N192687 | Mini-Mate 2, 8 ton. Mod: MMD46E7COOL0S78 | OM00032797 |  | Lower Level MDF Room | B52 | 23x18x2 (2) | R-407C | NA | 240 | 6.3 | Electric | 3 | NA | NA | \Classifications\Building System Class\D30-HVAC Systems\D3050 - Package SYS\Air Conditioning,Split System - ACU | 1016034
07-E3 | 07-E3 Richard E. Arnason Justice Center | 07-E3-D5010-234-ATS02 | Automatic Transfer Switch - ATS02 | CUMMINS | NA | NA | OM00032826 |  | Basement - LOWER LEVEL-ELECTRICAL ROOM A | NA | NA | NA | NA | 480 | 600 | Electric | 3 | NA | NA | \Classifications\Building System Class\D50-Electrical SYS\D5010 - Elec Service & Dist\Automatic Transfer Switch - ATS | 1016083
07-E3 | 07-E3 Richard E. Arnason Justice Center | 07-E3-D2023-100-BFP11 | Backflow Preventer - BFP11 | Febco | H575740 | 765 | OM00018738 |  | West Side on Live Roof | NA | NA | NA | NA | NA | NA | NA | NA | NA | NA | \Classifications\Building System Class\D20-Plumbing\D2020 - Domestic Water\Backflow Preventer - BFP | 1019263
07-F1 | 07-F1 George D. Carroll Courthouse | 07-F1-D1010-100-ELE02 | ELEVATOR #1 | ESCO | DNA | C79-3539 | OM00005296 | State ID# 029704 | basement | NA | NA | NA | NA | Other | DNA | Hydraulic | 3 | DNA | DNA | \Classifications\Building System Class\D10-Conveyance Systems\D1010 - Elevator\Elevator,Hydraulic,Pass/Freight - ELE | EQ-1007178
07-F1 | 07-F1 George D. Carroll Courthouse | 07-F1-D2018-100-DKF05 | Drinking Fountains (5) | DNA | DNA | DNA | OM00005344 |  | Whole bldg | NA | NA | NA | DNA | DNA | DNA | electric | DNA | NA | NA | \Classifications\Building System Class\D20-Plumbing\D2010 - Plumb Fix\Drink Fountain (Refr Indvl Wtrcooler) - DKF | EQ-1007179
07-F1 | 07-F1 George D. Carroll Courthouse | 07-F1-D2022-260-HWG01 | DOMESTIC HOT WATER HEATER 48 GALLON HWG01 | A.O. SMITH | MB02-1490928-224 | FSGT 50 224 | OM00005370 | NA | 3rd Floor, Mechanical Room | NA | NA | NA | NA | 110 | DNA | gas | 1 | 60000 | NA | \Classifications\Building System Class\D20-Plumbing\D2020 - Domestic Water\Domestic Water Heater, Gas - HWG | EQ-1007180
07-F1 | 07-F1 George D. Carroll Courthouse | 07-F1-D3021-130-BLR01 | Boiler,Hot Water,Oil/Gas/Comb. - BLR01 | PEERLESS | 381041-200111 | LC-08-W/S | OM00005367 |  | Floor 3, Mech Room | NA | NA | NA | 0.33 | 110 | DNA | gas | 1 | 1469000 | 1,034,000 | \Classifications\Building System Class\D30-HVAC Systems\D3020 - Heat SYS\Boiler,Hot Water,Oil/Gas/Comb. - BLR | EQ-1007182
07-F1 | 07-F1 George D. Carroll Courthouse | 07-F1-D3021-130-BLR02 | Boiler,Hot Water,Oil/Gas/Comb. - BLR02 | PEERLESS | 380906-200111 | LC-08-W/S | OM00005368 | NA | Floor 3, Mechanical Room | NA | NA | NA | 0.33 | 110 | DNA | gas | 1 | 1469000 | 1,034,000 | \Classifications\Building System Class\D30-HVAC Systems\D3020 - Heat SYS\Boiler,Hot Water,Oil/Gas/Comb. - BLR | EQ-1007183
07-F1 | 07-F1 George D. Carroll Courthouse | 07-F1-D3041-110-AHU10 | Air Handling Unit - AHU | American Blower | NA | ARRT-F | OM00005374 | NA | 3rd Floor, Mechanical Room 310-C | BP90 (3) | 16 x 25 x 2 (14) | NA | 5 | 208/230 | 5 | electric | 3 | NA | NA | \Classifications\Building System Class\D30-HVAC Systems\D3040 - Distribution SYS\Air Handling Unit - AHU | EQ-1007188
07-F1 | 07-F1 George D. Carroll Courthouse | 07-F1-D3041-110-AHU11 | Air Handling Unit - AHU | American Blower | NA | ARRT-F | OM00005373 | NA | 3rd Floor, Mechanical Room 310-C | BP90 (3) | NA | NA | 5 | 208/230 | 5 | electric | 3 | NA | NA | \Classifications\Building System Class\D30-HVAC Systems\D3040 - Distribution SYS\Air Handling Unit - AHU | EQ-1007189
07-F1 | 07-F1 George D. Carroll Courthouse | 07-F1-D3041-230-RFN06 | Return Fan 6 | American Blower | L5565 | 5K254E11 | OM00032219 |  | 3rd Floor, Mechanical Room 310-A | BP173 (1) | NA | NA | 3 | Other | 6.73 | electric | 3 | DNA | DNA | \Classifications\Building System Class\D30-HVAC Systems\D3040 - Distribution SYS\Supply/Exhaust/Return fans- FAN | EQ-1007190
07-F1 | 07-F1 George D. Carroll Courthouse | 07-F1-D3041-230-RFN07 | Return Fan 7 | American Blower | 360-7 | 5K225E16 | OM00005293 |  | 3rd Floor, Mechanical Room 310-A | BP173 (1) | NA | NA | 2 | Other | 6.73 | electric | 3 | DNA | DNA | \Classifications\Building System Class\D30-HVAC Systems\D3040 - Distribution SYS\Supply/Exhaust/Return fans- FAN | EQ-1007191
07-F1 | 07-F1 George D. Carroll Courthouse | 07-F1-D3044-125-PHW01 | Hot Water Pump - PHW01 | Taco | S332536 | F1/C1 2007 | OM00005365 | NA | 3rd Floor, Mech Room HWP 1 | NA | NA | NA | 2 | 240 | 6.8-6.4/3.2 | electric | 3 | NA | NA | \Classifications\Building System Class\D30-HVAC Systems\D3040 - Distribution SYS\Hot Water Pump - PHW | EQ-1007192
07-F1 | 07-F1 George D. Carroll Courthouse | 07-F1-D3044-125-PHW02 | Hot Water Pump - PHW02 | Weinman | 73798 | 2G | OM00005366 | NA | Floor 3, Mech Room HWP 2 | NA | NA | NA | 2 | 240 | 5.8 | electric | 3 | NA | NA | \Classifications\Building System Class\D30-HVAC Systems\D3040 - Distribution SYS\Hot Water Pump - PHW | EQ-1007193
07-F1 | 07-F1 George D. Carroll Courthouse | 07-F1-D4024-100-FHS11 | Other Stand Pipe and Hose Systems-FHS11 | NA | NA | NA | OM00005342 | NA | Whole bldg | NA | NA | NA | NA | NA | NA | other | NA | NA | NA | \Classifications\Building System Class\D40-Fire Protection SYS\D4020 - Stand Pipe\Other Stand Pipe Hose Systems - FHS | EQ-1007202
07-F1 | 07-F1 George D. Carroll Courthouse | 07-F1-D5092-250-EML58 | Emergency And Exit Lighting - EML58 | Lithonia | NA | NA | OM00032310 | NA | Whole bldg | NA | NA | NA | NA | NA | DNA | electric | 1 | NA | NA | \Classifications\Building System Class\D50-Electrical SYS\D5090 - Elec SYS\Emergency And Exit Lighting - EML | EQ-1007203
07-F1 | 07-F1 George D. Carroll Courthouse | 07-F1-B2034-400-DOH01 | Door,Overhead,Roll-up,Electric - DOH01 | Vortex | NA | NA | OM00005345 | NA | Sally Port | NA | NA | NA | NA | DNA | DNA | electric | DNA | NA | NA | \Classifications\Building System Class\B20-General Building Exterior\B2030 - Exterior Doors\Door,Overhead-Shutter,Manual,Elec,Roll-up - DOH | EQ-1007205
07-F1 | 07-F1 George D. Carroll Courthouse | 07-F1-D3041-110-AHU08 | Air Handling Unit - AHU | American Blower | NA | ARRT-C | OM00005376 | NA | 3rd Floor, Mechanical Room 310-B | AP-96 (2) | 20 x 20 x 2 (12) | NA | 3 | 208/230 | 3 | electric | 3 | NA | NA | \Classifications\Building System Class\D30-HVAC Systems\D3040 - Distribution SYS\Air Handling Unit - AHU | EQ-1007207
07-F1 | 07-F1 George D. Carroll Courthouse | 07-F1-D3041-110-AHU09 | Air Handling Unit - AHU | American Blower | NA | ARRT-C | OM00005375 | NA | 3rd Floor, Mechanical Room 310-B | BP97 (2) | 20 x 20 x 2 (12) | NA | 3 | 208/230 | 3 | electric | 3 | NA | NA | \Classifications\Building System Class\D30-HVAC Systems\D3040 - Distribution SYS\Air Handling Unit - AHU | EQ-1007208
07-F1 | 07-F1 George D. Carroll Courthouse | 07-F1-B2010-100-BLD01 | Building Structure - BLD01 | NA | NA | NA | OM00032305 | CUPA PT0029601 | DNA | NA | NA | NA | NA | NA | NA | NA | NA | NA | NA | \Classifications\Building System Class\B20-General Building Exterior\B2010 - Exterior Walls\Building - BLD | EQ-1007252
07-F1 | 07-F1 George D. Carroll Courthouse | 07-F1-B3010-100-RUF01 | Roofing Systems - RUF01 | NA | NA | NA | OM00032306 | NA |  | NA | NA | NA | NA | NA | NA | NA | NA | NA | NA | \Classifications\Building System Class\B30-Roofing\B3010 - Roof Types\Roof - RUF | EQ-1007429
07-F1 | 07-F1 George D. Carroll Courthouse | 07-F1-D2017-100-SHW01 | Eye Washes & Emergency Showers - SHW01 | North | NA | NA | OM00005040 | NA | Mechanical Room | NA | NA | NA | NA | NA | NA | NA | NA | NA | NA | \Classifications\Building System Class\D20-Plumbing\D2010 - Plumb Fix\Showers - SHW | 1008611
07-F1 | 07-F1 George D. Carroll Courthouse | 07-F1-D2023-310-HWP01 | Domestic Hot Water Circulating Pump - HWP01 | Grundfos | 59896709 P1 | UPS 15-58 FC | OM00005264 | NA | Mechanical Room | NA | NA | NA | NA | 110 | .33 | Electric | 1 | NA | NA | \Classifications\Building System Class\D20-Plumbing\D2020 - Domestic Water\Domestic Hot Water Circulating Pump - HWP | 1008612
07-F1 | 07-F1 George D. Carroll Courthouse | 07-F1-D2040-100-PSU01 | Sump Pump - PSU01 | NA | NA | NA | OM00005033 | NA | Main Electrical Room | NA | NA | NA | NA | 110 | DNA | Electric | 1 | NA | NA | \Classifications\Building System Class\D20-Plumbing\D2040 - Rain Drain\Sump Pump - PSU | 1008613
07-F1 | 07-F1 George D. Carroll Courthouse | 07-F1-D3041-110-AHU01 | Air Handling Unit - AHU01 | American Blower | NA | AART-C 210 | OM00005053 | NA | Mechanical Room Attic | AP-55 (2) | 16X25X2 (3) | NA | .75 | 208/230 | 1.3 | Electric | 3 | NA | NA | \Classifications\Building System Class\D30-HVAC Systems\D3040 - Distribution SYS\Air Handling Unit - AHU | 1008616
07-F1 | 07-F1 George D. Carroll Courthouse | 07-F1-D3041-110-AHU02 | Air Handling Unit - AHU02 | American Blower | NA | AART-C 210 | OM00005054 | NA | Mechanical Room Attic | AP-55 (2) | 16X25X2 (3) | NA | .75 | 208/230 | 1.3 | Electric | 3 | NA | NA | \Classifications\Building System Class\D30-HVAC Systems\D3040 - Distribution SYS\Air Handling Unit - AHU | 1008617
07-F1 | 07-F1 George D. Carroll Courthouse | 07-F1-D3041-110-AHU03 | Air Handling Unit - AHU03 | American Blower | NA | AART-C 210 | OM00005055 | NA | Mechanical Room Attic | AP-55 (2) | 16X25X2 (3) | NA | .75 | 208/230 | 1.3 | Electric | 3 | NA | NA | \Classifications\Building System Class\D30-HVAC Systems\D3040 - Distribution SYS\Air Handling Unit - AHU | 1008618
07-F1 | 07-F1 George D. Carroll Courthouse | 07-F1-D3041-110-AHU04 | Air Handling Unit - AHU04 | American Blower | NA | AART-C 210 | OM00005056 | NA | Mechanical Room Attic | AP-55 (2) | 16X25X2 (3) | NA | .75 | 208/230 | 1.3 | Electric | 3 | NA | NA | \Classifications\Building System Class\D30-HVAC Systems\D3040 - Distribution SYS\Air Handling Unit - AHU | 1008619
07-F1 | 07-F1 George D. Carroll Courthouse | 07-F1-D3041-110-AHU05 | Air Handling Unit - AHU05 | American Blower | NA | AART-C 210 | OM00005057 | NA | Mechanical Room Attic | AP-55 (2) | 16X25X2 (3) | NA | .75 | 208/230 | 1.3 | Electric | 3 | NA | NA | \Classifications\Building System Class\D30-HVAC Systems\D3040 - Distribution SYS\Air Handling Unit - AHU | 1008620
07-F1 | 07-F1 George D. Carroll Courthouse | 07-F1-D3041-110-AHU06 | Air Handling Unit - AHU06 | American Blower | NA | AART-C 212 | OM00005058 | NA | Mechanical Room Attic | AP-66 (2) | 20X20X2 (6) | NA | 1.5 | 208/230 | 5.15 | Electric | 3 | NA | NA | \Classifications\Building System Class\D30-HVAC Systems\D3040 - Distribution SYS\Air Handling Unit - AHU | 1009128
07-F1 | 07-F1 George D. Carroll Courthouse | 07-F1-D3050-310-HPU01 | Heat Pump Unit HPU01 | Trane | F471L121250 | WCD075A300AB | OM00005029 | NA | Traffic Court | AP-55 (1) | 16x25x1 (3) | R-22 | .75 | 208/230 | DNA | Electric | 3 | NA | NA | \Classifications\Building System Class\D30-HVAC Systems\D3050 - Package SYS\Heat Pump,Air Cooled - HPU | 1009129
07-F1 | 07-F1 George D. Carroll Courthouse | 07-F1-D3050-210-PKU03 | Package Unit - PKU03 | Trane | 316100076L | YHC092A3EMA12CDC100000A300D | OM00005295 | NA | Juvenile Court Room | AP-55 (3) | 20x25x2 -(x4) | R-22 | .50 | 208/230 | 38.1 | Electric and natural gas | 3 | 150000 | NA | \Classifications\Building System Class\D30-HVAC Systems\D3050 - Package SYS\Package Unit - PKU | 1009130
07-F1 | 07-F1 George D. Carroll Courthouse | 07-F1-D3055-260-WAC03 | Window Air Conditioner- WAC03 | Carrier | International Series | NA | OM00005259 | NA | Jury Assembly Room | NA | NA | R-22 | NA | 110 | DNA | Electric | 1 | NA | NA | \Classifications\Building System Class\D30-HVAC Systems\D3050 - Package SYS\Window Air Conditioner- WAC | 1009133
07-F1 | 07-F1 George D. Carroll Courthouse | 07-F1-D3055-260-WAC04 | Window Air Conditioner- WAC04 | Carrier | International Series | NA | OM00005260 | NA | Jury Assembly Room | NA | NA | R-22 | NA | 110 | DNA | Electric | 1 | NA | NA | \Classifications\Building System Class\D30-HVAC Systems\D3050 - Package SYS\Window Air Conditioner- WAC | 1009134
07-F1 | 07-F1 George D. Carroll Courthouse | 07-F1-D3055-260-WAC07 | Window Air Conditioner- WAC07 | Carrier | International Series | NA | OM00005263 | NA | Civil | NA | NA | R-22 | NA | 110 | DNA | Electric | 1 | NA | NA | \Classifications\Building System Class\D30-HVAC Systems\D3050 - Package SYS\Window Air Conditioner- WAC | 1009137
07-F1 | 07-F1 George D. Carroll Courthouse | 07-F1-D3068-100-BAS01 | Building Automation System - BAS01 | Alerton | NA | NA | OM00005267 | NA | Building Maintenance Office | NA | NA | NA | NA | 110 | DNA | Electric | 1 | NA | NA | \Classifications\Building System Class\D30-HVAC Systems\D3060 - Control & Inst Air\Building Automation System - BAS | 1009138
07-F1 | 07-F1 George D. Carroll Courthouse | 07-F1-D2023-100-BFP01 | Backflow Preventer - BFP01 Domestic Water | Febco | 9410110708 | 825YD | OM00005341 |  | Telecom Room | NA | NA | NA | NA | NA | NA | NA | NA | NA | NA | \Classifications\Building System Class\D20-Plumbing\D2020 - Domestic Water\Backflow Preventer - BFP | 1009139
07-F1 | 07-F1 George D. Carroll Courthouse | 07-F1-D4031-100-FEX18 | Fire Extinguisher - FEX18 | Badger | NA | 5MB-6H 1999 | OM00032311 |  | Throughout Building | NA | NA | NA | NA | NA | NA | NA | NA | NA | NA | \Classifications\Building System Class\D40-Fire Protection SYS\D4030 - FIRE SPEC\Fire Extinguisher - FEX | 1009142
07-F1 | 07-F1 George D. Carroll Courthouse | 07-F1-D5010-200-ESD01 | Main Electrical Panel - SBR01 | Cutler-Hammer | NA | NA | OM00005032 | NA | Main Electrical Room | NA | NA | NA | 1600 | 480 | 1200 | Electric | 3 | NA | NA | \Classifications\Building System Class\D50-Electrical SYS\D5010 - Elec Service & Dist\Electical Service and Distribution - ESD | 1009143
07-F1 | 07-F1 George D. Carroll Courthouse | 07-F1-D5037-710-FAP01 | Fire Alarm Panel - FAP01 | Fire-Lite | NA | MS-9200UD | OM00005031 | NA | Main Electrical Room | NA | NA | NA | NA | 110 | DNA | Electric | 1 | NA | NA | \Classifications\Building System Class\D50-Electrical SYS\D5030 - Comm & Security\Fire Alarm Panel - FAP | 1009144
07-F1 | 07-F1 George D. Carroll Courthouse | 07-F1-D5038-810-ITA01 | Intrusion Alarm - ITA01 | Morse | NA | MDC-16C | OM00005034 | NA | Main Electrical Room | NA | NA | NA | NA | 110 | DNA | Electric | 1 | NA | NA | \Classifications\Building System Class\D50-Electrical SYS\D5030 - Comm & Security\Intrusion Alarm - ITA | 1009145
07-F1 | 07-F1 George D. Carroll Courthouse | 07-F1-D5010-110-EMT01 | Electric Meter Readings - EMT01 | NA | NA | NA | OM00005062 | NA | Main Electrical Room | NA | NA | NA | 1600 | 480 | DNA | Electric | 3 | NA | NA | \Classifications\Building System Class\D50-Electrical SYS\D5010 - Elec Service & Dist\Electric Meter Readings - EMT | 1009146
07-F1 | 07-F1 George D. Carroll Courthouse | 07-F1-D3012-120-GMR01 | Gas Meter Readings - GMR01 | Roots | 954394 | 5M175 | OM00005063 | NA | Sally Port Grate | NA | NA | NA | NA | NA | NA | Gas | NA | NA | NA | \Classifications\Building System Class\D30-HVAC Systems\D3010 - Energy Supply\Gas Meter Readings - GMR | 1009147
07-F1 | 07-F1 George D. Carroll Courthouse | 07-F1-D2020-130-WMR01 | Water Meter Readings - WMR01 | NA | NA | NA | OM00005064 | NA | 37th Street | NA | NA | NA | NA | NA | NA | NA | NA | NA | NA | \Classifications\Building System Class\D20-Plumbing\D2020 - Domestic Water\Water Meter Readings - WMR | 1009148
07-F1 | 07-F1 George D. Carroll Courthouse | 07-F1-G2050-200-LSC01 | Landscaping - LSC01 | NA | NA | NA | OM00032308 | NA | NA | NA | NA | NA | NA | NA | NA | NA | NA | NA | NA | \Classifications\Building System Class\G20-Other Systems\G2050 - Landscaping\Landscaping - LSC | 1009149
07-F1 | 07-F1 George D. Carroll Courthouse | 07-F1-D5092-250-ELT10 | Exterior Lighting - ELT10 | NA | NA | NA | OM00032309 |  | NA | NA | NA | NA | NA | 110 | DNA | Electric | 1 | NA | NA | \Classifications\Building System Class\D50-Electrical SYS\D5090 - Elec SYS\Exterior Lighting - ELT | 1009150
07-F1 | 07-F1 George D. Carroll Courthouse | 07-F1-G2049-300-HSC05 | Hardscape - HSC05 | NA | NA | NA | OM00032307 | NA | Parking Lot | NA | NA | NA | NA | NA | NA | NA | NA | NA | NA | \Classifications\Building System Class\G20-Other Systems\G2040 - Site Development\Hardscape - HSC | 1009151
07-F1 | 07-F1 George D. Carroll Courthouse | 07-F1-D3041-110-AHU07 | Air Handling Unit - AHU07 | American Blower | NA | AART-C 212 | OM00005059 | NA | Mechanical Room Attic | AP-60 (2) | 20X25X2 (3) | NA | 1.5 | 208/230 | 5.15 | Electric | 3 | NA | NA | \Classifications\Building System Class\D30-HVAC Systems\D3040 - Distribution SYS\Air Handling Unit - AHU | 1010255
07-F1 | 07-F1 George D. Carroll Courthouse | 07-F1-D3041-110-AHU12 | Air Handling Unit - AHU12 | Trane | U84C41759 | CCDB05ABNC | OM00005030 | NA | Attic in interview room 1 | 4L530 (2) | 16X20X2 (4) | R-22 | .75 | 208/230 | DNA | Electric | 3 | NA | NA | \Classifications\Building System Class\D30-HVAC Systems\D3040 - Distribution SYS\Air Handling Unit - AHU | 1010256
07-F1 | 07-F1 George D. Carroll Courthouse | 07-F1-D3090-114-CMP03 | Control Air Compressor - CMP03 | Quincy | QU1009070038 | QTS3QCB | OM00032217 |  | 3rd Floor - Mech Room | NA | NA | NA | DNA | 208/230 | 4.2 | electric | 3 | NA | NA | \Classifications\Building System Class\D30-HVAC Systems\D3090 - Other HVAC Systems and Equipment\Air Compressor - CMP | 1013561
07-F1 | 07-F1 George D. Carroll Courthouse | 07-F1-D3090-220-CMD01 | Air Dryer | Hankison | H510A1150811148 | HPR5-10-115 | OM00032218 |  | Mech Room | NA | NA | R-134a | NA | 110 | 2.57 | electric | 1 | DNA | DNA | \Classifications\Building System Class\D30-HVAC Systems\D3090 - Other HVAC Systems and Equipment\Compressed Air Dryer - CMD | 1013562
07-F1 | 07-F1 George D. Carroll Courthouse | 07-F1-D4010-150-FMS02 | System Extinguishing,Wet Pipe - SEW02 | NA | NA | NA | OM00032220 |  | Janitors Closet | NA | NA | NA | NA | NA | NA | NA | NA | NA | NA | \Classifications\Building System Class\D40-Fire Protection SYS\D4010 - Sprinkler SYS\Fire Systems, stand pipes - FMS | 1013563
07-F1 | 07-F1 George D. Carroll Courthouse | 07-F1-D3050-250-ACU04 | Split System ACU04 | Trane | 12262X6BYA | TTA090A300GA | OM00005273 |  | Roof Court 135 | NA | NA | R-22 | DNA | 208/230 | DNA | Electric | 3 | NA | NA | \Classifications\Building System Class\D30-HVAC Systems\D3050 - Package SYS\Air Conditioning,Split System - ACU | 1015895
07-F1 | 07-F1 George D. Carroll Courthouse | 07-F1-D5037-710-FAP02 | Fire Alarm Panel - FAP02 Holding Cells | Fire-Lite | DNA | MiniScan 424A | OM00005006 |  | Floor 1 Holding Cell - Control Room | NA | NA | NA | NA | 120 | 6 | NA | 1 | NA | NA | \Classifications\Building System Class\D50-Electrical SYS\D5030 - Comm & Security\Fire Alarm Panel - FAP | 1017877
07-F1 | 07-F1 George D. Carroll Courthouse | 07-F1-D3050-310-HPU02 | Heat Pump Unit HPU02 | Bryant | 2214C35178 | 604DPXA48000AA | OM00005005 |  | 3rd Floor File Room | NA | (2) 16"x20"x1" | R-410A | 1.5 | 208/230 | 9.0 | Electric | 3 | DNA | 47000 | \Classifications\Building System Class\D30-HVAC Systems\D3050 - Package SYS\Heat Pump,Air Cooled - HPU | 1017876
07-F1 | 07-F1 George D. Carroll Courthouse | 07-F1-D3031-100-PCH03 | Chilled Water Pump #2 | Bell & Gossett | PH016069-A | E-80 - 2.5 X 9.5 9.125 SSF | OM00005003 |  | Mechanical Room | NA | NA | NA | 7.5 | 230 | 18.8 | Electric | 3 | NA | NA | \Classifications\Building System Class\D30-HVAC Systems\D3030 - Cooling SYS\Chilled Water Pump - PCH | 1021337
07-F1 | 07-F1 George D. Carroll Courthouse | 07-F1-D3050-250-ACU05 | Split System - Chiller and Condensor ACU05 | Carrier | NA | 30MPA06051A01105 | OM00005000 |  | 3rd Floor - Mechanical Room | NA | NA | R-410A | 5 @ 1.70A | 208/230 | 135 | Electric | 3 | NA | NA | \Classifications\Building System Class\D30-HVAC Systems\D3050 - Package SYS\Air Conditioning,Split System - ACU | 1021405
07-F1 | 07-F1 George D. Carroll Courthouse | 07-F1-D3031-100-PCH02 | Chilled Water Pump PCH02 | Bell & Gossett | PH016069-A | E-80 - 2.5 X 9.5 9.125 SSF | OM00005003 |  | 3rd Floor - Mechanical Room | NA | NA | NA | 7.5 | 230 | 18.8 | Electric | 3 | NA | NA | \Classifications\Building System Class\D30-HVAC Systems\D3030 - Cooling SYS\Chilled Water Pump - PCH | 1021441
08-A1 | 08-A1 Del Norte County Superior Court | 08-A1-D3050-122-FAH04 | Forced Air Heater,Oil/Gas fired - FAH04 | TRANE | A90E07299 | GDPCC17CEC2000ACK | OM00004774 |  | SOUTH SIDE 1 | (1) B62 GATES | 16X25X2 (2) | NA | NA | 208 | 10 | Propane | 3 | 150000 | NA | \Classifications\Building System Class\D30-HVAC Systems\D3050 - Package SYS\Forced Air Heater,Oil/Gas fired - FAH | EQ-1003152
08-A1 | 08-A1 Del Norte County Superior Court | 08-A1-D3050-122-FAH05 | Forced Air Heater,Oil/Gas fired - FAH05 - Probation Dept | TRANE | A90E07300 | GDPC015CEC2000ACK | OM00004775 |  | SOUTHEAST SIDE 2 | (1) B62 GATES | 20X25X2 (6) | NA | NA | 208 | 10 | Propane | 3 | 150000 | NA | \Classifications\Building System Class\D30-HVAC Systems\D3050 - Package SYS\Forced Air Heater,Oil/Gas fired - FAH | EQ-1003153
08-A1 | 08-A1 Del Norte County Superior Court | 08-A1-D3050-122-FAH08 | Forced Air Heater,Oil/Gas fired - FAH08 | TRANE | F14K35402 | GDPC012CEC2000ACK | OM00004778 |  | NORTHWEST SIDE A | B62 | 24x24x2 (1) | NA | NA | 208 | 10 | Propane | 3 | 106000 | NA | \Classifications\Building System Class\D30-HVAC Systems\D3050 - Package SYS\Forced Air Heater,Oil/Gas fired - FAH | EQ-1003156
08-A1 | 08-A1 Del Norte County Superior Court | 08-A1-D3050-250-ACU01 | Air Conditioning,Split System - ACU01 | Mitsubishi Electric | 6005280T | MUY-A17NA | OM00004779 |  | OUTSIDE, Courtyard | NA | NA | R-410A | NA | 208/230 | 15 | ELECTRIC | 1 | NA | NA | \Classifications\Building System Class\D30-HVAC Systems\D3050 - Package SYS\Air Conditioning,Split System - ACU | EQ-1003157
08-A1 | 08-A1 Del Norte County Superior Court | 08-A1-D2040-100-PSU01 | SUB SOIL SUMP PUMP PSU01 | GE | DNA | 5K42FG34A | OM00004773 | NA | BASEMENT | NA | 1/3 | NA | 0.333333333 | 208/240/440 | 1.5 | ELECTRIC | 3 | NA | NA | \Classifications\Building System Class\D20-Plumbing\D2040 - Rain Drain\Sump Pump - PSU | EQ-1003158
08-A1 | 08-A1 Del Norte County Superior Court | 08-A1-D2022-100-HWE01 | DOMESTIC HOT WATER HEATER 15 GALLON HWE01 | RHEEM | RH1205604936 | 81VP15S | OM00004783 | NA | 1st Floor, JANITOR CLOSET - 187 | NA | NA | NA | NA | 120 | NA | ELECTRIC | 1 | NA | NA | \Classifications\Building System Class\D20-Plumbing\D2020 - Domestic Water\Domestic Water Heater, Electric - HWE | EQ-1003161
08-A1 | 08-A1 Del Norte County Superior Court | 08-A1-D2022-100-HWE10 | DOMESTIC HOT WATER HEATER 1.5 GALLON HWE10 | ARISTON | 3605036350903300037810- | GL2.5TI | OM00032176 | NA | EMPLOYEE MENS RESTROOM | NA | NA | NA | NA | 120 | 11 | ELECTRIC | 1 | NA | NA | \Classifications\Building System Class\D20-Plumbing\D2020 - Domestic Water\Domestic Water Heater, Electric - HWE | EQ-1003162
08-A1 | 08-A1 Del Norte County Superior Court | 08-A1-D2022-100-HWE12 | DOMESTIC HOT WATER HEATER 2.0 GALLON HWE12 | RELIANCE | C06A111242 | C06A111242 | OM00004785 | NA | EMPLOYEE WOMENS RESTROOM | NA | NA | NA | NA | 120 | DNA | ELECTRIC | 1 | NA | NA | \Classifications\Building System Class\D20-Plumbing\D2020 - Domestic Water\Domestic Water Heater, Electric - HWE | EQ-1003163
08-A1 | 08-A1 Del Norte County Superior Court | 08-A1-D2022-100-HWE07 | DOMESTIC HOT WATER HEATER 1.5 GALLON HWE07 | ARISTON | UNKNOWN | GL2.5TI | OM00032177 | NA | JUDGE WEIR RESTROOM | NA | NA | NA | NA | 120 | 12.6 | ELECTRIC | 1 | NA | NA | \Classifications\Building System Class\D20-Plumbing\D2020 - Domestic Water\Domestic Water Heater, Electric - HWE | EQ-1003164
08-A1 | 08-A1 Del Norte County Superior Court | 08-A1-D2022-100-HWE05 | DOMESTIC HOT WATER HEATER 1.5 GALLON HWE05 | ARISTON | UNKNOWN | GL2.5 | OM00004787 | NA | JURY DELIBERATION WOMENS RR -116 | NA | NA | NA | NA | 120 | 12.5 | ELECTRIC | 1 | NA | NA | \Classifications\Building System Class\D20-Plumbing\D2020 - Domestic Water\Domestic Water Heater, Electric - HWE | EQ-1003165
08-A1 | 08-A1 Del Norte County Superior Court | 08-A1-D2022-100-HWE06 | DOMESTIC HOT WATER HEATER 2.7GALLON HWE06 | ARISTON | UNKNOWN | GL2.5TI | OM00004788 | NA | JURY DELIBERATION MENS RR | NA | NA | NA | NA | 120 | 12.5 | ELECTRIC | 1 | NA | NA | \Classifications\Building System Class\D20-Plumbing\D2020 - Domestic Water\Domestic Water Heater, Electric - HWE | EQ-1003166
08-A1 | 08-A1 Del Norte County Superior Court | 08-A1-D2022-100-HWE02 | DOMESTIC HOT WATER HEATER 30 GALLON HWE02 | AMERICAN APPLIANCE | 9005303152 | EFU9030DL | OM00004789 | NA | JURY DELIBERATION | NA | NA | NA | NA | 208 | DNA | ELECTRIC | 1 | NA | NA | \Classifications\Building System Class\D20-Plumbing\D2020 - Domestic Water\Domestic Water Heater, Electric - HWE | EQ-1003167
08-A1 | 08-A1 Del Norte County Superior Court | 08-A1-D2022-100-HWE08 | DOMESTIC HOT WATER HEATER 2.5 GALLON HWE08 | GE | GE1206303494 | GE1206303494 | OM00004790 | NA | JURY DELIBERATION ROOM - 118 | NA | NA | NA | NA | 120 | DNA | ELECTRIC | 1 | NA | NA | \Classifications\Building System Class\D20-Plumbing\D2020 - Domestic Water\Domestic Water Heater, Electric - HWE | EQ-1003168
08-A1 | 08-A1 Del Norte County Superior Court | 08-A1-D2022-100-HWE09 | DOMESTIC HOT WATER HEATER 2.5 GALLON HWE09 | ARISTON | N.021229 | G025 | OM00004791 | NA | JUDGE FOLLET RR - 146 | NA | NA | NA | NA | 120 | 12.5 | ELECTRIC | 1 | NA | NA | \Classifications\Building System Class\D20-Plumbing\D2020 - Domestic Water\Domestic Water Heater, Electric - HWE | EQ-1003169
08-A1 | 08-A1 Del Norte County Superior Court | 08-A1-D2022-100-HWE11 | DOMESTIC HOT WATER HEATER 2 GALLON HWE11 | RELIANCE | UNKNOWN | UNKNOWN | OM00004793 | NA | STAFF BREAK AREA -209 | NA | NA | NA | NA | 120 | DNA | ELECTRIC | 1 | NA | NA | \Classifications\Building System Class\D20-Plumbing\D2020 - Domestic Water\Domestic Water Heater, Electric - HWE | EQ-1003171
08-A1 | 08-A1 Del Norte County Superior Court | 08-A1-D2017-100-SHW01 | Eye Wash station - SHW01 | Fend-All | 429044 | Port Steam 23080 | OM00019734 |  | Outside shed | NA | NA | NA | NA | DNA | NA | NA | NA | NA | NA | \Classifications\Building System Class\D20-Plumbing\D2010 - Plumb Fix\Showers - SHW | EQ-1004983
08-A1 | 08-A1 Del Norte County Superior Court | 08-A1-D4031-100-FEX28 | FIRE EXTINGUISHER (28) | Badger | ZU-998404 | B500 | OM00032163 |  | Multiple | NA | NA | NA | NA | NA | NA | NA | NA | NA | NA | \Classifications\Building System Class\D40-Fire Protection SYS\D4030 - FIRE SPEC\Fire Extinguisher - FEX | EQ-1004984
08-A1 | 08-A1 Del Norte County Superior Court | 08-A1-B2010-100-BLD01 | Building Structure | NA | NA | NA | OM00032166 |  | NA | NA | NA | NA | NA | NA | NA | NA | NA | NA | NA | \Classifications\Building System Class\B20-General Building Exterior\B2010 - Exterior Walls\Building - BLD | EQ-1007253
08-A1 | 08-A1 Del Norte County Superior Court | 08-A1-B3010-100-RUF01 | Roofing Systems | NA | NA | NA | OM00032169 |  | NA | NA | NA | NA | NA | NA | NA | NA | NA | NA | NA | \Classifications\Building System Class\B30-Roofing\B3010 - Roof Types\Roof - RUF | EQ-1007430
08-A1 | 08-A1 Del Norte County Superior Court | 08-A1-D3050-122-FAH10 | Forced Air Heater,Oil/Gas fired - FAH10 - Court 1 | Carrier | 4108A16626 | 58CTX155-20 | OM00019741 |  | Attic, Middle of Quadrant | NA | NA | NA | 0.75 | 115 | 15 | Propane | 1 | 154000 | 125000 | \Classifications\Building System Class\D30-HVAC Systems\D3050 - Package SYS\Forced Air Heater,Oil/Gas fired - FAH | 1009154
08-A1 | 08-A1 Del Norte County Superior Court | 08-A1-D3050-250-ACU02 | Air Conditioning,Split System - ACU02 - Court Room 2 | Carrier | 4508X91295 | 38HDR060-511 | OM00032184 |  | NE Roof | NA | NA | R-410A | 1/4 | 208/230 | 23.6 | Electric | 3 | NA | NA | \Classifications\Building System Class\D30-HVAC Systems\D3050 - Package SYS\Air Conditioning,Split System - ACU | 1009155
08-A1 | 08-A1 Del Norte County Superior Court | 08-A1-D3050-250-ACU03 | Air Conditioning,Split System - ACU03 | Carrier | 4508X91297 | 38HDR060 | OM00032183 |  | Roof | NA | NA | R-410A | 1/4 | 208/230 | 23.6 | Electric | 3 | NA | NA | \Classifications\Building System Class\D30-HVAC Systems\D3050 - Package SYS\Air Conditioning,Split System - ACU | 1009156
08-A1 | 08-A1 Del Norte County Superior Court | 08-A1-D2023-100-BFP01 | Backflow Preventer - BFP01 | WATTS | 105225 | 709 | OM00019732 | Crescent City Tracking Number#59 | Basement, Mechanical Room 204 | NA | NA | NA | NA | NA | NA | NA | NA | NA | NA | \Classifications\Building System Class\D20-Plumbing\D2020 - Domestic Water\Backflow Preventer - BFP | 1009157
08-A1 | 08-A1 Del Norte County Superior Court | 08-A1-D2023-100-BFP02 | Backflow Preventer - BFP02 | FEBCO | 76596 | 850 | OM00019733 | Crescent City Tracking Number#60 | Basement, Mechanical Room 204 | NA | NA | NA | NA | NA | NA | NA | NA | NA | NA | \Classifications\Building System Class\D20-Plumbing\D2020 - Domestic Water\Backflow Preventer - BFP | 1009158
08-A1 | 08-A1 Del Norte County Superior Court | 08-A1-D4010-150-FMS01 | System Extinguishing,Wet Pipe - FMS01 | NA | NA | NA | OM00019724 |  | Mechanical Room | NA | NA | NA | NA | NA | NA | NA | NA | NA | NA | \Classifications\Building System Class\D40-Fire Protection SYS\D4010 - Sprinkler SYS\Fire Systems, stand pipes - FMS | 1009159
08-A1 | 08-A1 Del Norte County Superior Court | 08-A1-D5010-200-ESD01 | Main Electrical Panel - SBR01 | CUTLER-HAMMER | 5LF4215190A | MBA-003 | OM00019730 |  | Outside Shed | NA | NA | NA | NA | 120/208 | 1000 | NA | 3 | NA | NA | \Classifications\Building System Class\D50-Electrical SYS\D5010 - Elec Service & Dist\Electical Service and Distribution - ESD | 1009161
08-A1 | 08-A1 Del Norte County Superior Court | 08-A1-D5010-234-ATS01 | Automatic Transfer Switch - ATS01 | Cummins | L100176344 | OTECD-6388612 | OM00032175 |  | Outside Shed | NA | NA | NA | NA | 208/230 | 3 | Electric | DNA | NA | NA | \Classifications\Building System Class\D50-Electrical SYS\D5010 - Elec Service & Dist\Automatic Transfer Switch - ATS | 1009162
08-A1 | 08-A1 Del Norte County Superior Court | 08-A1-D5092-250-EML18 | Emergency And Exit Lighting - EML18 | Electro Powerpacs | NA | 85W05 | OM00032167 |  | Throughout | NA | NA | NA | NA | 120 | DNA | Electric | 1 | NA | NA | \Classifications\Building System Class\D50-Electrical SYS\D5090 - Elec SYS\Emergency And Exit Lighting - EML | 1009164
08-A1 | 08-A1 Del Norte County Superior Court | 08-A1-D5010-110-EMT01 | Electric Meter - EMT01 | GE | KZD036295849548KM | P-1836295849 | OM00032174 |  | Outside Shed | NA | NA | NA | NA | NA | NA | Electric | NA | NA | NA | \Classifications\Building System Class\D50-Electrical SYS\D5010 - Elec Service & Dist\Electric Meter Readings - EMT | 1009165
08-A1 | 08-A1 Del Norte County Superior Court | 08-A1-D3012-120-GMR01 | Gas Meter - GMR01 | NA | NA | NA | OM00042165 | OM00032161 | Exterior, Outside south of building | NA | NA | NA | NA | NA | NA | NA | NA | NA | NA | \Classifications\Building System Class\D30-HVAC Systems\D3010 - Energy Supply\Gas Meter Readings - GMR | 1009166
08-A1 | 08-A1 Del Norte County Superior Court | 08-A1-D2020-130-WMR01 | Water Meter - WMR01 | Precision | NA | NA | OM00032162 |  | Exterior, Outside west of building | NA | NA | NA | NA | NA | NA | NA | NA | NA | NA | \Classifications\Building System Class\D20-Plumbing\D2020 - Domestic Water\Water Meter Readings - WMR | 1009167
08-A1 | 08-A1 Del Norte County Superior Court | 08-A1-G2050-200-LSC01 | Landscaping - LSC01 | NA | NA | NA | OM00032168 |  | Exterior | NA | NA | NA | NA | NA | NA | NA | NA | NA | NA | \Classifications\Building System Class\G20-Other Systems\G2050 - Landscaping\Landscaping - LSC | 1009168
08-A1 | 08-A1 Del Norte County Superior Court | 08-A1-D5092-250-ELT40 | Exterior Lighting - ELT40 | NA | NA | NA | OM00032164 |  | Exterior | NA | NA | NA | NA | 120 | DNA | Electric | DNA | NA | NA | \Classifications\Building System Class\D50-Electrical SYS\D5090 - Elec SYS\Exterior Lighting - ELT | 1009169
08-A1 | 08-A1 Del Norte County Superior Court | 08-A1-G2049-300-HSC01 | Hardscape - HSC01 | NA | NA | NA | OM00032165 |  | Outside of Rm 209 | NA | NA | NA | NA | NA | NA | NA | NA | NA | NA | \Classifications\Building System Class\G20-Other Systems\G2040 - Site Development\Hardscape - HSC | 1009170
08-A1 | 08-A1 Del Norte County Superior Court | 08-A1-D3050-122-FAH06 | Forced Air Heater,Oil/Gas fired - FAH06 - Court 2 | Carrier | 4108A16630 | 58CTX155-20 | OM00019742 |  | EAST SIDE A | NA | NA | NA | 0.75 | 115 | 15 | Propane | 1 | 154000 | 125000 | \Classifications\Building System Class\D30-HVAC Systems\D3050 - Package SYS\Forced Air Heater,Oil/Gas fired - FAH | 1010130
08-A1 | 08-A1 Del Norte County Superior Court | 08-A1-D5092-210-GEN02 | Emergency Standby Generator - GEN02 | CUMMINS | a110185596 | DSHAC-6388614 | OM00025240 | Permit #000821-2 | Outside Shed | NA | NA | NA | 364 | 120/208 | 250kva | Diesel | 3 | NA | NA | \Classifications\Building System Class\D50-Electrical SYS\D5090 - Elec SYS\Emergency Generator - GEN | 1011021
08-A1 | 08-A1 Del Norte County Superior Court | 08-A1-D3050-122-FAH11 | Forced Air Heater,Oil/Gas fired - FAH11 | Trane | A90E07293 | GDPCC12CEC2000AEK | OM00032181 |  | East side Follets | (1) B62 | 24x24x2 (1) | NA | NA | 208 | 10 | Propane | 3 | 106000 | DNA | \Classifications\Building System Class\D30-HVAC Systems\D3050 - Package SYS\Forced Air Heater,Oil/Gas fired - FAH | 1013564
08-A1 | 08-A1 Del Norte County Superior Court | 08-A1-D3050-122-FAH12 | Forced Air Heater,Oil/Gas fired - FAH10 | Trane | A90E07298 | GDPCC17CEC2000AEK | OM00032185 |  | Attic, South | (1) B62 | 20x25x2 (2) | NA | NA | 208 | 10 | Propane | 3 | 150000 | DNA | \Classifications\Building System Class\D30-HVAC Systems\D3050 - Package SYS\Forced Air Heater,Oil/Gas fired - FAH | 1013565
08-A1 | 08-A1 Del Norte County Superior Court | 08-A1-D3050-122-FAH13 | Forced Air Heater,Oil/Gas fired - FAH13 | Trane | A90E07292 | GDPCC17CEC2000AEK | OM00032179 |  | East side B | (1) B62 | 20x25x2 (2) | NA | NA | 208 | 10 | Propane | 3 | 125000 | DNA | \Classifications\Building System Class\D30-HVAC Systems\D3050 - Package SYS\Forced Air Heater,Oil/Gas fired - FAH | 1013566
08-A1 | 08-A1 Del Norte County Superior Court | 08-A1-D3050-122-FAH14 | Forced Air Heater,Oil/Gas fired - FAH14 | Lennox | 5912F31182 | ML 193UH110XPG0C-03 | OM00032193 |  | South West - Above break area | NA | 20x25x2 | NA | NA | 110 | DNA | Propane | 1 | 110000 | 92000 | \Classifications\Building System Class\D30-HVAC Systems\D3050 - Package SYS\Forced Air Heater,Oil/Gas fired - FAH | 1015250
08-A1 | 08-A1 Del Norte County Superior Court | 08-A1-D3050-122-FAH15 | Forced Air Heater,Oil/Gas fired - FAH15 | Lennox | 5912F31179 | ML 193UH110XPG0C-03 | OM00032194 |  | South West - Above break area | NA | 20x25x2 | NA | NA | 110 | DNA | Propane | 1 | 110000 | 92000 | \Classifications\Building System Class\D30-HVAC Systems\D3050 - Package SYS\Forced Air Heater,Oil/Gas fired - FAH | 1015251
08-A1 | 08-A1 Del Norte County Superior Court | 08-A1-D3050-250-ACU05 | Air Conditioning,Split System - ACU05 | Lennox | 1912D39735 | 13ACX-048-230-17 | OM00032191 |  | Outside - South locked fence | NA | NA | R-410A | NA | 208/230 | NA | Electric | 1 | NA | NA | \Classifications\Building System Class\D30-HVAC Systems\D3050 - Package SYS\Air Conditioning,Split System - ACU | 1015252
08-A1 | 08-A1 Del Norte County Superior Court | 08-A1-D3050-250-ACU06 | Air Conditioning,Split System - ACU06 | Lennox | 1912D39721 | 13ACX-048-230-17 | OM00032192 |  | Outside - South locked fence | NA | NA | R-410A | NA | 208/230 | NA | Electric | 1 | NA | NA | \Classifications\Building System Class\D30-HVAC Systems\D3050 - Package SYS\Air Conditioning,Split System - ACU | 1015253
08-A1 | 08-A1 Del Norte County Superior Court | 08-A1-D3050-250-ACU04 | Air Conditioning,Split System - ACU04 | Mitsubishi Electric | 2000649 | MUY-D36NA | OM00032196 |  | South Courtyard | NA | NA | R-410A | NA | 208/230 | 17 | Electric | 1 | NA | NA | \Classifications\Building System Class\D30-HVAC Systems\D3050 - Package SYS\Air Conditioning,Split System - ACU | 1015325
08-A1 | 08-A1 Del Norte County Superior Court | 08-A1-D2022-100-HWE15 | DOMESTIC HOT WATER HEATER 20 GALLON HWE04 | Rheem | RH0510611279 | 81VP205 | OM00032189 | NA | 1st Floor, Holding Cell - JANITOR CLOSET | NA | NA | NA | NA | 120 | DNA | Electric | 1 | NA | NA | \Classifications\Building System Class\D20-Plumbing\D2020 - Domestic Water\Domestic Water Heater, Electric - HWE | 1016029
08-A1 | 08-A1 Del Norte County Superior Court | 08-A1-D2040-100-PSU02 | SUB SOIL SUMP PUMP PSU02 | Dayton | M61188-C | 2N913-C | OM00019748 |  | BASEMENT | NA | NA | NA | NA | 208/240/440 | 1.5 | Electric | 3 | NA | NA | \Classifications\Building System Class\D20-Plumbing\D2040 - Rain Drain\Sump Pump - PSU | 1016030
08-A1 | 08-A1 Del Norte County Superior Court | 08-A1-C1020-110-FRD01 | Fire Curtain - Sally Port Window / Holding Cells | DNA | DNA | DNA | OM00019750 |  | Sally Port | NA | NA | NA |  | 110 | DNA | Electric | DNA | NA | NA | \Classifications\Building System Class\C10-General Building Interior\C1020 - Fire Doors\Fire Doors - FRD | 1016031
08-A1 | 08-A1 Del Norte County Superior Court | 08-A1-D2023-310-HWP01 | Domestic Hot Water Circulating Pump - HWP01 | BELL & GOSSETT | M09181-1-4-07 | MRP58JV-758 | OM00019749 |  | Holding Cells, Janitor's Closet | NA | NA | NA | 1/12 | 110 | 1.75 | Electric | 1 | NA | NA | \Classifications\Building System Class\D20-Plumbing\D2020 - Domestic Water\Domestic Hot Water Circulating Pump - HWP | 1016032
08-A1 | 08-A1 Del Norte County Superior Court | 08-A1-D2022-100-HWE16 | DOMESTIC HOT WATER HEATER 20 GALLON HWE03 | General Electric | GE M441211231 | GE20P06SAG | OM00019717 | NA | MENS PUBLIC RESTROOM | NA | NA | NA | NA | 120 | DNA | Electric | 1 | NA | NA | \Classifications\Building System Class\D20-Plumbing\D2020 - Domestic Water\Domestic Water Heater, Electric - HWE | 1016249
08-A1 | 08-A1 Del Norte County Superior Court | 08-A1-D5037-710-FAP02 | Fire Alarm Panel - FAP02 | Honeywell/Fire-Lite Alarms | 1007372714 | MS-9200UDLS Document #52750 Rev H. | OM00019718 |  | Floor 1 West Lobby | [10 empty] | \Classifications\Building System Class\D50-Electrical SYS\D5030 - Comm & Security\Fire Alarm Panel - FAP | 1017883
08-A1 | 08-A1 Del Norte County Superior Court | 08-A1-D3050-122-FAH16 | Forced Air Hearter, Oil/Gas fired - FAH02 | Trane | F14K35405 | GLDP015CEG20ACK | OM00032202 |  | Holding | (1) B62 Gates | 20X25X2 (2) |  |  | 208 | 10 | Propane | 1 | 127000 |  | \Classifications\Building System Class\D30-HVAC Systems\D3050 - Package SYS\Forced Air Heater,Oil/Gas fired - FAH | 1019332
08-A2 | 08-A2 Del Norte County Sheriff's Building | 08-A2-D4031-100-FEX02 | Fire Extinguisher 2 | Ansul Sentry | SP004198 | AA05 ABC | OM00032170 |  | Lobby | NA | NA | NA | NA | NA | NA | NA | NA | NA | NA | \Classifications\Building System Class\D40-Fire Protection SYS\D4030 - FIRE SPEC\Fire Extinguisher - FEX | EQ-1004985
08-A2 | 08-A2 Del Norte County Sheriff's Building | 08-A2-B2010-100-BLD01 | Building Structure | NA | NA | NA | OM00032172 |  | NA | NA | NA | NA | NA | NA | NA | NA | NA | NA | NA | \Classifications\Building System Class\B20-General Building Exterior\B2010 - Exterior Walls\Building - BLD | EQ-1007254
08-A2 | 08-A2 Del Norte County Sheriff's Building | 08-A2-B3010-100-CTY01 | Roofing Systems, County Maintained | DNA | DNA | DNA | OM00032388 | DNA | NA | NA | NA | NA | NA | NA | NA | NA | NA | NA | NA | \Classifications\Building System Class\B30-Roofing\B3010 - Roof Types\Roof - RUF | EQ-1007431
08-A2 | 08-A2 Del Norte County Sheriff's Building | 08-A2-D4024-100-CTY01 | Other Stand Pipe and Hose Systems-FHS01 | Standard Fire Hose Co. | DNA | 85UF Semiautomatic | OM00019744 | DNA | Main Lobby | NA | NA | NA | NA | NA | NA | NA | NA | NA | NA | \Classifications\Building System Class\D40-Fire Protection SYS\D4020 - Stand Pipe\Other Stand Pipe Hose Systems - FHS | 1009171
08-A2 | 08-A2 Del Norte County Sheriff's Building | 08-A2-D5092-250-EML03 | Emergency And Exit Lighting - EML03 | Prescolite Mfg | NA | NA | OM00032171 |  | Courtroom 3 | NA | NA | NA | NA | 110 | DNA | Electric | 1 | NA | NA | \Classifications\Building System Class\D50-Electrical SYS\D5090 - Elec SYS\Emergency And Exit Lighting - EML | 1009172
09-A1 | 09-A1 Main St. Courthouse | 09-A1-D3050-210-PKU02 | Package Unit #2 - 7.5 Ton | Carrier | 4202G40606 | 50HJQ008 521 | OM00003317 |  | Feeds office and court room 2 | (1) A-51 | (4) - 20x16x2 | R-22 | NA | 208/230 | 40 - 40 HACR Breaker | Electric | 3 Ph, 60Hz | DNA (70/70 Amp Max Overcurrent for heater) | 108,438 | \Classifications\Building System Class\D30-HVAC Systems\D3050 - Package SYS\Package Unit - PKU | EQ-1003747
09-A1 | 09-A1 Main St. Courthouse | 09-A1-D3050-250-ACU01 | Split Type Air Conditioner ACU01 | Sanyo | 10034 | CL1822 | OM00003320 |  | 3rd Flr Window access area (North) | (1) A-51 | 20x16x1 | R-22 | NA | 230/208 | 15 Max Fuse Size | Electrical | 1Ph, 60Hz | NA | NA | \Classifications\Building System Class\D30-HVAC Systems\D3050 - Package SYS\Air Conditioning,Split System - ACU | EQ-1003750
09-A1 | 09-A1 Main St. Courthouse | 09-A1-D4031-100-FEX11 | Portable, Hand Held, Fire Extinguisher (11) | Amerex | NA | HT-411144 | OM00034731 | 0M00004087 | Throughout Bldg | NA | NA | NA | NA | NA | NA | NA | NA | NA |  | \Classifications\Building System Class\D40-Fire Protection SYS\D4030 - FIRE SPEC\Fire Extinguisher - FEX | EQ-1004577
09-A1 | 09-A1 Main St. Courthouse | 09-A1-D5092-250-EML12 | LIGHT, EMERGENCY, HARDWIRED SYSTEM | Multiple | Multiple | Multiple | OM00034730 |  | All - Machine Room | NA | NA | NA | NA | 120 | DNA | Electric | DNA | NA | NA | \Classifications\Building System Class\D50-Electrical SYS\D5090 - Elec SYS\Emergency And Exit Lighting - EML | EQ-1004578
09-A1 | 09-A1 Main St. Courthouse | 09-A1-D1010-100-ELE01 | Elevator, Hydraulic ELE01 | Dover | 3004796 | HMC-1000-PHC | OM00004086 | State ID# 051271 | 1st Flr. Elevator Room (Through Janitors Closet) | NA | NA | NA | 25 HP | 208/230 | 14.3 | Hydraulic | 3 Ph, 6 Hz | NA | NA | \Classifications\Building System Class\D10-Conveyance Systems\D1010 - Elevator\Elevator,Hydraulic,Pass/Freight - ELE | EQ-1005200
09-A1 | 09-A1 Main St. Courthouse | 09-A1-D3044-125-PHW01 | Heating Hot Water Pumps PHW01 | Paco Pumps | 1971053511 | VJMM3157T | OM00034752 | HWP-1 | FLOOR 1, MECHANICAL ROOM | NA | NA | NA | 2 | 208 | 6.8 | Electrical | 3 | NA | NA | \Classifications\Building System Class\D30-HVAC Systems\D3040 - Distribution SYS\Hot Water Pump - PHW | EQ-1005201
09-A1 | 09-A1 Main St. Courthouse | 09-A1-D3044-125-PHW02 | Heating Hot Water Pumps PHW02 | Paco Pumps | 1971041852 | VJMM571T | OM00004082 | HWP-2 | FLOOR 1, Machine room | NA | NA | NA | 2 | 208 | 6.8 | Electrical | 3 | NA | NA | \Classifications\Building System Class\D30-HVAC Systems\D3040 - Distribution SYS\Hot Water Pump - PHW | EQ-1005202
09-A1 | 09-A1 Main St. Courthouse | 09-A1-B2010-100-BLD01 | Building Structure | NA | NA | NA | OM00034733 | 0M00004483 (Retired) | NA | NA | NA | NA | NA | NA | NA | NA | NA | NA | NA | \Classifications\Building System Class\B20-General Building Exterior\B2010 - Exterior Walls\Building - BLD | EQ-1007255
09-A1 | 09-A1 Main St. Courthouse | 09-A1-B3010-100-RUF01 | Roofing Systems | NA | NA | NA | OM00034732 | 0M00004484(Retired) | NA | NA | NA | NA | NA | NA | NA | NA | NA | NA | NA | \Classifications\Building System Class\B30-Roofing\B3010 - Roof Types\Roof - RUF | EQ-1007432
09-A1 | 09-A1 Main St. Courthouse | 09-A1-D2023-100-BFP01 | Backflow Prevention Assembly BFP01 | Wilkins | 2953011 | 975XL 2inch Type:RP | OM00034729 | ID#1 | Left side of Bedford St entry by the wall | NA | NA | NA | NA | NA | NA | NA | NA | NA | NA | \Classifications\Building System Class\D20-Plumbing\D2020 - Domestic Water\Backflow Preventer - BFP | 1009915
09-A1 | 09-A1 Main St. Courthouse | 09-A1-D3050-210-PKU04 | Package Unit - PKU04 - 5 Ton | Carrier | 0510G60143 | 50TCQA062A4A0A0A0 | OM00004314 | REPLACED OM00003316 | 3rd Floor West Roof Unit #3 Feeds the front office and lobby | (1) A-43 | 16X16X2 (4) | R-410A | NA | 208 | 16 | Electrical | 3 | NA | 61500 | \Classifications\Building System Class\D30-HVAC Systems\D3050 - Package SYS\Package Unit - PKU | 1011004
09-A1 | 09-A1 Main St. Courthouse | 09-A1-D3050-210-PKU05 | Package Unit - PKU05 - 8.5 Ton | Carrier | 0910G3502 | 50TCQD09A2A5A0A0A0 | OM00004315 | Replaces OM00003318 | 3rd Floor East Roof Unit #1 Services Dept 1 Office and Courtroom | (1) AX48 | (4) 20x20x2 | R-410A | NA | 208 | 16 | Electrical | 3 | DNA | 99000 | \Classifications\Building System Class\D30-HVAC Systems\D3050 - Package SYS\Package Unit - PKU | 1011005
09-A1 | 09-A1 Main St. Courthouse | 09-A1-D2022-100-HWE02 | 6 gallon water heater | AOSmith | H05J017546 | Ele6917 | OM00034741 |  | 2nd. Flr. Mens Restroom | NA | NA | NA | NA | 120 Volt | DNA | Electrical | Single | NA | NA | \Classifications\Building System Class\D20-Plumbing\D2020 - Domestic Water\Domestic Water Heater, Electric - HWE | 1011858
09-A1 | 09-A1 Main St. Courthouse | 09-A1-D2022-100-HWE04 | 20 gallon water heater | State | PV610N5960K0 | C97357765 | OM00034742 |  | 3rd. Flr. Dept. 1 Jury Room | NA | NA | NA | NA | 120 Volt | DNA | Electrical | Single | NA | NA | \Classifications\Building System Class\D20-Plumbing\D2020 - Domestic Water\Domestic Water Heater, Electric - HWE | 1011860
09-A1 | 09-A1 Main St. Courthouse | 09-A1-D3020-100-HET01 | Exspansion Tank | Wilkins | NA | WXTP-75V-A | OM00034751 |  | east corner | NA | NA | NA | NA | NA | NA | NA | NA | NA | NA | \Classifications\Building System Class\D30-HVAC Systems\D3020 - Heat SYS\Heater Water Expansion Tank - HET | 1011861
09-A1 | 09-A1 Main St. Courthouse | 09-A1-D4024-100-FHS03 | Fire Hose and Rack #1 - 2 | Sampson Metal Products | NA | Semi Automatic Fire Hose Rack | OM00034736 |  | near stairs | NA | NA | NA | NA | NA | NA | NA | NA | NA | NA | \Classifications\Building System Class\D40-Fire Protection SYS\D4020 - Stand Pipe\Other Stand Pipe Hose Systems - FHS | 1011871
09-A1 | 09-A1 Main St. Courthouse | 09-A1-G2050-200-LSC01 | Grass area, trees | NA | NA | NA | OM00034718 |  | Exterior Landscape | NA | NA | NA | NA | NA | NA | NA | NA | NA | NA | \Classifications\Building System Class\G20-Other Systems\G2050 - Landscaping\Landscaping - LSC | 1011872
09-A1 | 09-A1 Main St. Courthouse | 09-A1-D5092-250-ELT12 | Exterior lighting | MULTIPLE | MULTIPLE | MULTIPLE | OM00034734 |  | DNA | NA | NA | NA | NA | 120 Volt | DNA | Electrical | Single | NA | NA | \Classifications\Building System Class\D50-Electrical SYS\D5090 - Elec SYS\Exterior Lighting - ELT | 1011873
09-A1 | 09-A1 Main St. Courthouse | 09-A1-G2049-300-HSC01 | Retaining walls, granite stairs and railing | NA | NA | NA | OM00034719 |  | DNA | NA | NA | NA | NA | NA | NA | NA | NA | NA | NA | \Classifications\Building System Class\G20-Other Systems\G2040 - Site Development\Hardscape - HSC | 1011874
09-A1 | 09-A1 Main St. Courthouse | 09-A1-D2023-100-BFP02 | Boiler / Chiller Backflow Preventor #2 | Wilkins Zurn | 2362146 | 975XL 3/4 inch | OM00004320 | ID#2 | 1st Flr. Mech. Room East Wall | NA | NA | NA | NA | NA | NA | NA | NA | NA | NA | \Classifications\Building System Class\D20-Plumbing\D2020 - Domestic Water\Backflow Preventer - BFP | 1014885
09-A1 | 09-A1 Main St. Courthouse | 09-A1-D5038-810-ITA01 | Intrusion Alarm Panel | Sonitrol | NA | NA | OM00037479 |  | Electrical Room | NA | NA | NA | NA | NA | NA | Electric |  | NA | NA | \Classifications\Building System Class\D50-Electrical SYS\D5030 - Comm & Security\Intrusion Alarm - ITA | 1015765
09-A1 | 09-A1 Main St. Courthouse | 09-A1-D5010-200-ESD01 | Main Electrical Panel | Square D Company | 54576 | BK | OM00004485 |  | 1st. Flr. Electrical Room | NA | NA | NA | NA | 240 | 400 | Electric | 3 | NA | NA | \Classifications\Building System Class\D50-Electrical SYS\D5010 - Elec Service & Dist\Electical Service and Distribution - ESD | 1015766
09-A1 | 09-A1 Main St. Courthouse | 09-A1-D3050-250-ACU03 | Split System in Mech Data Room | Fujitsu | 19900 | AOU36CLX | OM00039364 |  | Exterior Mech Data Room / E. Side of Bldg. | NA | washable | R-410A | 1/5 / 1/3 | Other | 177 | Electric | 1 | NA | 33,100 | \Classifications\Building System Class\D30-HVAC Systems\D3050 - Package SYS\Air Conditioning,Split System - ACU | 1015768
09-A1 | 09-A1 Main St. Courthouse | 09-A1-D2022-100-HWE06 | Ele. Hot Water Heater, Mech Room 38 Gallon | Rheem | RH0710R01107 | 825SV40-2 38 GAL | OM00004319 | OM00003319 | 1st Flr. Mech. Room | NA | NA | NA | NA | DNA | DNA | Electric | DNA | NA | NA | \Classifications\Building System Class\D20-Plumbing\D2020 - Domestic Water\Domestic Water Heater, Electric - HWE | 1015810
09-A1 | 09-A1 Main St. Courthouse | 09-A1-D2022-100-HWE05 | Judges Chambers Dept 2 Hot Water Heater 6 Gallon | Rheem | VG02003215317 | 6E729 | OM00037480 |  | Floor 3 - Dept. 2 Judges Chamber Restroom | NA | NA | NA | NA | 120 | DNA | Electric | 1 | NA | NA | \Classifications\Building System Class\D20-Plumbing\D2020 - Domestic Water\Domestic Water Heater, Electric - HWE | 1015854
09-A1 | 09-A1 Main St. Courthouse | 09-A1-D3021-130-BLR02 | Boiler | Raypak | 130926329 | H7-0400A | OM00034160 | OM00003323 | East Side | NA | NA | NA | NA | 110 | 12 | Propane | 1 | 379,800 | 375,000 | \Classifications\Building System Class\D30-HVAC Systems\D3020 - Heat SYS\Boiler,Hot Water,Oil/Gas/Comb. - BLR | 1016297
09-A1 | 09-A1 Main St. Courthouse | 09-A1-B2033-120-DOR01 | ADA Door Opener Back Entrance | No Nameplate | No Nameplate | No Nameplate | OM00039059 |  | Flr. 1 at back entrance | NA | NA | NA | NA | NA | NA | Electric | 1 | NA | NA | \Classifications\Building System Class\B20-General Building Exterior\B2030 - Exterior Doors\Door,Automatic-Sliding,Revolving - DOR | 1018499
09-A1 | 09-A1 Main St. Courthouse | 09-A1-B2033-120-DOR02 | ADA Door Opener Interior Back Entrance | No Nameplate | No Nameplate | No Nameplate | OM00039058 |  | Flr. 1 at back entrance | NA | NA | NA | NA | NA | NA | Electric | 1 | NA | NA | \Classifications\Building System Class\B20-General Building Exterior\B2030 - Exterior Doors\Door,Automatic-Sliding,Revolving - DOR | 1018500
09-A1 | 09-A1 Main St. Courthouse | 09-A1-D3050-250-ACU04 | Split System for Family Law | Mitsubishi Electric | 4005833T | MUZGE18A | OM00039147 |  | Exterior East Well | NA | Washable | R-410A | NA | 208/230 | DNA | Electric | 3 | NA | NA | \Classifications\Building System Class\D30-HVAC Systems\D3050 - Package SYS\Air Conditioning,Split System - ACU | 1019265
09-A1 | 09-A1 Main St. Courthouse | 09-A1-D3031-140-CLR02 | CHILLER | CARRIER | 2918Q62993 | 30RAP0305DC0F100 | OM00039967 |  | Judge's Parking | NA | NA | R-410A | 1.45 | 230 | 55.8/340/6.0 | Electric | 3 | NA | NA | \Classifications\Building System Class\D30-HVAC Systems\D3030 - Cooling SYS\Chiller, Water Cooled - CLR | 1022887
09-A1 | 09-A1 Main St. Courthouse | 09-A1-D3050-250-ACU05 | AC | TRANE | 16155057 | M4HP4060A1000AA | OM00031544 |  | ENGINEEERS SHOP | NA | NA | 410A | NA | 208 | NA | ELECTRIC | 1 |  | NA | \Classifications\Building System Class\D30-HVAC Systems\D3050 - Package SYS\Air Conditioning,Split System - ACU | 1022913
09-C1 | 09-C1 Cameron Park | 09-C1-D2022-100-HWE01 | Electric Water Heater | GE | GE 0509R12711 | GE30T06AAG | OM00034525 | OM00003312 | FLOOR 1, East Mechanical Closet | NA | NA | NA | NA | 240 | NA | Electric | 1 | NA | NA | \Classifications\Building System Class\D20-Plumbing\D2020 - Domestic Water\Domestic Water Heater, Electric - HWE | EQ-1003759
09-C1 | 09-C1 Cameron Park | 09-C1-D2022-100-HWE02 | Water Heater HEW02 | Rheem | RR0708607004 | EGSP20 (Mfg Date: 07/2008) | OM00003314 |  | Floor 1, Janitors Closet by Judges Chambers in Main Bldg. | NA | NA | NA | NA | 208 | NA | Electrical | 1 Ph, 60 Hz | NA | NA | \Classifications\Building System Class\D20-Plumbing\D2020 - Domestic Water\Domestic Water Heater, Electric - HWE | EQ-1003760
09-C1 | 09-C1 Cameron Park | 09-C1-D4031-100-FEX05 | Portable, Hand Held, Fire Extinguisher | Multiple | Multiple | Multiple | OM00034527 |  | Throughout Bld | [10 empty] | \Classifications\Building System Class\D40-Fire Protection SYS\D4030 - FIRE SPEC\Fire Extinguisher - FEX | EQ-1004579
09-C1 | 09-C1 Cameron Park | 09-C1-D5092-250-EML12 | LIGHT, EMERGENCY, HARDWIRED SYSTEM | Multiple | Multiple | Multiple | OM00034528 | OM00004081 | Throughout | NA | NA | NA | NA | 115 | NA | Electric | 1 | NA | NA | \Classifications\Building System Class\D50-Electrical SYS\D5090 - Elec SYS\Emergency And Exit Lighting - EML | EQ-1004580
09-C1 | 09-C1 Cameron Park | 09-C1-D2023-100-CTY01 | Domestic Water Backflow Assembly Testing/Repairs Done By: El Dorado Irrigation District | WATTS | 14760 | QT009-1" PRZ 175 | OM00004310 |  | Parking Lot by road | [10 empty] | \Classifications\Building System Class\D20-Plumbing\D2020 - Domestic Water\Backflow Preventer - BFP | EQ-1004653
09-C1 | 09-C1 Cameron Park | 09-C1-D3050-310-HPU01 | Heat Pump #1 Dept 10 (Rear Exterior) | Bard | 126J082539036-02 | WH421-A05XX4XXX | OM00003650 |  | Dept 10 #1 (Rear Exterior) | Direct Drive |  | R-22 | 1/3 | 208/230 | 60 | Electrical | 1 | NA | NA | \Classifications\Building System Class\D30-HVAC Systems\D3050 - Package SYS\Heat Pump,Air Cooled - HPU | EQ-1007230
09-C1 | 09-C1 Cameron Park | 09-C1-D3050-310-HPU02 | Heat Pump #2 Dept 10 (Rear Exterior) | Bard | 126J082539042-02 | WH421-A05XX4XXX | OM00003649 |  | Dept 10 #2 (Rear Exterior) | Direct Drive |  | R-22 | 1/3 | 208/230 | 60 | Electrical | 1 | NA | NA | \Classifications\Building System Class\D30-HVAC Systems\D3050 - Package SYS\Heat Pump,Air Cooled - HPU | EQ-1007231
09-C1 | 09-C1 Cameron Park | 09-C1-B2010-100-BLD01 | Building Structure | NA | NA | NA | OM00034740 | 0M0004316 (Retired) | Building | NA | NA | NA | NA | NA | NA | NA | NA | NA | NA | \Classifications\Building System Class\B20-General Building Exterior\B2010 - Exterior Walls\Building - BLD | EQ-1007256
09-C1 | 09-C1 Cameron Park | 09-C1-B3010-100-RUF01 | Roofing Systems | NA | NA | NA | OM00034739 | 0M00004317 (Retired) | Roof | NA | NA | NA | NA | NA | NA | NA | NA | NA | NA | \Classifications\Building System Class\B30-Roofing\B3010 - Roof Types\Roof - RUF | EQ-1007433
09-C1 | 09-C1 Cameron Park | 09-C1-D4010-150-FMS01 | System Extinguishing,Wet Pipe - SEW | NA | NA | NA | OM00034526 | NA | 1st Floor, west mech closet | NA | NA | NA | NA | NA | NA | NA | NA | NA | NA | \Classifications\Building System Class\D40-Fire Protection SYS\D4010 - Sprinkler SYS\Fire Systems, stand pipes - FMS | 1011044
09-C1 | 09-C1 Cameron Park | 09-C1-D5010-200-ESD01 | Electrical Main Panel | Silvainia | NA | BSS0T-4SN | OM00004318 |  | Flr. 1 Main Electrical Room in Front hallway | NA | NA | NA | NA | 460 | 400 | Electrical | 3 | NA | NA | \Classifications\Building System Class\D50-Electrical SYS\D5010 - Elec Service & Dist\Electical Service and Distribution - ESD | 1011877
09-C1 | 09-C1 Cameron Park | 09-C1-G2050-200-LSC01 | Exterior Landscape | MULTIPLE | MULTIPLE | MULTIPLE | OM00034531 |  | Exterior Landscape | NA | NA | NA | NA | NA | NA | NA | NA | NA | NA | \Classifications\Building System Class\G20-Other Systems\G2050 - Landscaping\Landscaping - LSC | 1011878
09-C1 | 09-C1 Cameron Park | 09-C1-D5092-250-ELT22 | Exterior Lighting | MULTIPLE | MULTIPLE | MULTIPLE | OM00034529 |  | Exterior Lights Throughout | NA | NA | NA | NA | 240 | NA | Electrical | 1 | NA | NA | \Classifications\Building System Class\D50-Electrical SYS\D5090 - Elec SYS\Exterior Lighting - ELT | 1011879
09-C1 | 09-C1 Cameron Park | 09-C1-G2049-300-HSC01 | Side walks, metal entry gates | NA | NA | NA | OM00034532 |  | Exterior Hardscape Throughout | NA | NA | NA | NA | NA | NA | NA | NA | NA | NA | \Classifications\Building System Class\G20-Other Systems\G2040 - Site Development\Hardscape - HSC | 1011880
09-C1 | 09-C1 Cameron Park | 09-C1-D2023-100-CTY02 | "Irrigation Water Backflow Assembly Testing/Repairs Done By: El Dorado Irrigation District" | WATTS | 36879 | 3/4" 009 | OM00004313 |  | Exterior - Parking Lot | [10 empty] | \Classifications\Building System Class\D20-Plumbing\D2020 - Domestic Water\Backflow Preventer - BFP | 1014884
09-C1 | 09-C1 Cameron Park | 09-C1-D4010-150-FMS02 | Modular Extinguishing System ,Wet Pipe | Nibco | NA | NA | OM00037415 |  | Behind Modular | NA | NA | NA | NA | NA | NA | NA |  | NA | NA | \Classifications\Building System Class\D40-Fire Protection SYS\D4010 - Sprinkler SYS\Fire Systems, stand pipes - FMS | 1015769
09-C1 | 09-C1 Cameron Park | 09-C1-D5037-710-FAP02 | Fire Alarm Panel | Notifier by Honeywell | 00200763 4013 | NFW2-100 Notifier by Honeywell | OM00034222 | OM00004084 | West Mechanical Room | NA | NA | NA | NA | 240 | 2.0 | Electric | 1 | NA | NA | \Classifications\Building System Class\D50-Electrical SYS\D5030 - Comm & Security\Fire Alarm Panel - FAP | 1016870
09-C1 | 09-C1 Cameron Park | 09-C1-D2023-100-CTY03 | Fire backflow | Febco | C0227 | 806 | OM00039021 |  | In pit in island of public parking lot. | NA | NA | NA | NA | NA | NA |  |  | NA | NA | \Classifications\Building System Class\D20-Plumbing\D2020 - Domestic Water\Backflow Preventer - BFP | 1017308
09-C1 | 09-C1 Cameron Park | 09-C1-D2023-100-CTY04 | Fire backflow bypass | Febco | C6665 | 175mxyip | OM00039023 |  | In pit in island of public parking lot. | NA | NA | NA | NA | NA | NA | NA |  | NA | NA | \Classifications\Building System Class\D20-Plumbing\D2020 - Domestic Water\Backflow Preventer - BFP | 1017309
09-C1 | 09-C1 Cameron Park | 09-C1-B2033-120-DOR01 | ADA Swinging Modular Front Entrance Door | LCN | NA | Series 4630/4640 | OM00039055 |  | Floor 1 Modular Public ADA Ramp South side entrance | NA | NA | NA | NA | 120 | 1.5 | Electric | 1 | NA | NA | \Classifications\Building System Class\B20-General Building Exterior\B2030 - Exterior Doors\Door,Automatic-Sliding,Revolving - DOR | 1018037
09-C1 | 09-C1 Cameron Park | 09-C1-B2033-120-DOR03 | ADA Swinging Door in Lobby Hallway to Sally port | LCN | NA | Series 4630/4640 | OM00039056 |  | Lobby Hallway to Sallyport in Main Courthouse | NA | NA | NA | NA | 120 | 1.5 | Electric | 1 | NA | NA | \Classifications\Building System Class\B20-General Building Exterior\B2030 - Exterior Doors\Door,Automatic-Sliding,Revolving - DOR | 1018039
09-C1 | 09-C1 Cameron Park | 09-C1-B2033-120-DOR02 | ADA Swinging Modular Side Entrance Door | LCN | NA | Series 4630/4640 | OM00039054 |  | Modular Public ADA Ramp West side entrance | NA | NA | NA | NA | 120 | 1.5 | Electric | 1 | NA | NA | \Classifications\Building System Class\B20-General Building Exterior\B2030 - Exterior Doors\Door,Automatic-Sliding,Revolving - DOR | 1018038
09-C1 | 09-C1 Cameron Park | 09-C1-D3031-210-CDR06 | Heat Pump / Condenser #1 - Serves Judges Chambers | Bryant | 4613E18630 | 127ANA048-B | OM00027242 | OM00003307 | West side of building | NA | NA | R-410A | 1/4 | 230 | 40 | Electric | 1 | NA | NA | \Classifications\Building System Class\D30-HVAC Systems\D3030 - Cooling SYS\Condensing Unit, Air Cooled - CDR | 1018723
09-C1 | 09-C1 Cameron Park | 09-C1-D3031-210-CDR07 | Heat Pump / Condenser #2 - Serves Clerks Area | Bryant | 2314E04459 | 127ANA048-B | OM00027243 | OM00003308 | West side of building | NA | NA | R-410A | 1/4 | 230 | 40 | Electric | 1 | NA | NA | \Classifications\Building System Class\D30-HVAC Systems\D3030 - Cooling SYS\Condensing Unit, Air Cooled - CDR | 1018724
09-C1 | 09-C1 Cameron Park | 09-C1-D3031-210-CDR09 | Heat Pump / Condenser #4 - Serves Front Lobby | Bryant | 3014E10450 | 127ANA048-B | OM00027209 | OM00003309 | Exterior East side of bldg. | NA | NA | R-410A | 1/4 | 230 | 40 | Electric | 1 | NA | NA | \Classifications\Building System Class\D30-HVAC Systems\D3030 - Cooling SYS\Condensing Unit, Air Cooled - CDR | 1018726
09-C1 | 09-C1 Cameron Park | 09-C1-D3031-210-CDR08 | Heat Pump / Condenser #3 - Serves Jury Room | Bryant | 2314E16875 | 127ANA048-B | OM00027210 | OM00003310 | Exterior East side of bldg. | NA | NA | R-410A | 1/4 | 230 | 40 | Electric | 1 | NA | NA | \Classifications\Building System Class\D30-HVAC Systems\D3030 - Cooling SYS\Condensing Unit, Air Cooled - CDR | 1018725
09-C1 | 09-C1 Cameron Park | 09-C1-D3031-210-CDR10 | Heat Pump / Condenser #5 - Serves Court Room | Bryant | 2314E04460 | 127ANA048-B | OM00027211 | OM00003311 | Exterior East side of bldg. | NA | NA | R-410A | 1/4 | 230 | 40 | Electric | 1 | NA | NA | \Classifications\Building System Class\D30-HVAC Systems\D3030 - Cooling SYS\Condensing Unit, Air Cooled - CDR | 1018727
09-C1 | 09-C1 Cameron Park | 09-C1-D3050-122-FAH06 | H/P-5 - Gas Forced-Air Furnace FAH01 - | Bryant | 2214X24119 | CNPVP4821ALAAAAA | OM00027244 | OM00004092 | Exterior, West Side Mech Room | NA | (1) 16x25x4 | NA | 1/2 | 115 | 10.5 | Gas | 1 | 80,000 | 78,000 | \Classifications\Building System Class\D30-HVAC Systems\D3050 - Package SYS\Forced Air Heater,Oil/Gas fired - FAH | 1018728
09-C1 | 09-C1 Cameron Park | 09-C1-D3050-122-FAH07 | H/P-1 - Gas Forced-Air Furnace FAH02 - Serves Court Room | Bryant | 2414X24127 | CNPVP4821ALAAAAA | OM00039069 | OM00004090 | Exterior, East Side Mech Room | NA | (1) 16x25x4 | NA | 1/2 | 115 | 10.5 | Gas | 1 | 100,000 | 97,000 | \Classifications\Building System Class\D30-HVAC Systems\D3050 - Package SYS\Forced Air Heater,Oil/Gas fired - FAH | 1018729
09-C1 | 09-C1 Cameron Park | 09-C1-D3050-122-FAH08 | H/P-4 - Gas Forced-Air Furnace FAH03 - Serves Jury Room | Bryant | 2214X24120 | CNPVP4821ALAAAAA | OM00039070 | OM00004089 | Exterior, West Side Mech Room | NA | (1) 16x25x4 | NA | 1/2 | 115 | 10.5 | Gas | 1 | 80,000 | 78,000 | \Classifications\Building System Class\D30-HVAC Systems\D3050 - Package SYS\Forced Air Heater,Oil/Gas fired - FAH | 1018730
09-C1 | 09-C1 Cameron Park | 09-C1-D3050-122-FAH09 | H/P-3 - Gas Forced-Air Furnace - Serves Front Lobby | Bryant | 2214X24129 | CNPVP4821ALAAAAA | OM00027212 | OM00004091 | Exterior, East Side Mech Room | NA | (1) 20X25X4 | NA | 1/2 | 115 | 10.5 | Gas | 1 | 100,000 | 97,000 | \Classifications\Building System Class\D30-HVAC Systems\D3050 - Package SYS\Forced Air Heater,Oil/Gas fired - FAH | 1018731
09-C1 | 09-C1 Cameron Park | 09-C1-D3050-122-FAH10 | H/P-2 -Gas Forced-Air Furnace - Serves Clerks Area | Bryant | 2214X24110 | CNPVP4821ALAAAAA | OM00027221 | OM00004312 | Exterior, East Side Mech Room | NA | (1) 20X25X4 | NA | 1/2 | 115 | 10.5 | Gas | 1 | 100,000 | 97,000 | \Classifications\Building System Class\D30-HVAC Systems\D3050 - Package SYS\Forced Air Heater,Oil/Gas fired - FAH | 1018732
09-C1 | 09-C1 Cameron Park | 09-C1-B2033-120-DOR04 | ADA Door - Front Entrance | Horton | NA | Series 7000 | OM00039322 |  | 1st Flr. Front Entrance | NA | NA | NA | NA | 120 | 3.51 | Electric | NA | NA | NA | \Classifications\Building System Class\B20-General Building Exterior\B2030 - Exterior Doors\Door,Automatic-Sliding,Revolving - DOR | 1020520
09-C1 | 09-C1 Cameron Park | 09-C1-B2033-120-DOR05 | ADA Door - Front Exit | Horton | NA | Series 7000 | OM00039321 |  | 1st Flr. Front Exit | NA | NA | NA | NA | 120 | 3.51 | Electric | DNA | NA | NA | \Classifications\Building System Class\B20-General Building Exterior\B2030 - Exterior Doors\Door,Automatic-Sliding,Revolving - DOR | 1020521
09-E1 | 09-E1 Johnson Bldg. | 09-E1-D3041-110-AHU01 | Air Handler MZ2 | Pace | 85-50401-01 | Size A15-FC-SI | OM00003511 | MZ-2 | Penthouse Mechanical Room Above Jail | A6250 | 12- 20x20x2 | DNA | 5.0 | AC | 15.6/7.8 | Electrical | 3 | NA | NA | \Classifications\Building System Class\D30-HVAC Systems\D3040 - Distribution SYS\Air Handling Unit - AHU | EQ-1003762
09-E1 | 09-E1 Johnson Bldg. | 09-E1-D3041-110-AHU03 | Air Handler MZ2 | Carrier | 801196001 | 39EB32 | OM00003518 | MZ-3 | Penthouse Mechanical Room Above Jail | TWO, 3VX500 | 10- 24x24x12 , 2-12x24x2--Pre filters,10-24x24x1 , 2-12x24x1 | DNA | 20 | AC | 200/60 | Electrical | 3 | NA | NA | \Classifications\Building System Class\D30-HVAC Systems\D3040 - Distribution SYS\Air Handling Unit - AHU | EQ-1003764
09-E1 | 09-E1 Johnson Bldg. | 09-E1-D2022-260-HWG01 | Dom Hot Water Heater | Bradford White | DK9777358 | M2XR75S6BN | OM00003514 | Water Heater | Above Jail | NA | NA | NA | NA | NA | NA | Natural Gas | NA | 76,000 | DNA | \Classifications\Building System Class\D20-Plumbing\D2020 - Domestic Water\Domestic Water Heater, Gas - HWG | EQ-1003765
09-E1 | 09-E1 Johnson Bldg. | 09-E1-D3021-130-CTY01 | Gas Fired Hot Water Boiler 01 | Raypak Inc | 9911164260 | H3-0962 | OM00003515 | Boiler # 1 | Penthouse | NA | NA | NA | NA | NA | NA | Natural Gas | NA | 961,700 | 788,594 | \Classifications\Building System Class\D30-HVAC Systems\D3020 - Heat SYS\Boiler,Hot Water,Oil/Gas/Comb. - BLR | EQ-1003767
09-E1 | 09-E1 Johnson Bldg. | 09-E1-D5010-200-ESD01 | Switchboard | GE | DNA | No. A-002223 | OM00004409 |  | Floor 1, Judge's Parking area | NA | NA | NA | DNA | 120/208 | 1200 | Electrical | DNA | NA | NA | \Classifications\Building System Class\D50-Electrical SYS\D5010 - Elec Service & Dist\Electical Service and Distribution - ESD | EQ-1003774
09-E1 | 09-E1 Johnson Bldg. | 09-E1-D1010-100-ELE01 | Elevator, Public ELH01 Conveyance #068129 | Montgomery Elevators | 68129 | 411H | OM00027767 | State ID# 068129 | DNA | NA | NA | NA | DNA | DNA | DNA | Hydraulic | DNA | NA | NA | \Classifications\Building System Class\D10-Conveyance Systems\D1010 - Elevator\Elevator,Hydraulic,Pass/Freight - ELE | EQ-1003776
09-E1 | 09-E1 Johnson Bldg. | 09-E1-D1010-100-ELE02 | Elevator, Staff ELH02 Conveyance # 068130 | Montgomery Elevators | 68130 | 411H | OM00031559 | State ID# 068130¦OM00004107 | DNA | NA | NA | NA | DNA | DNA | DNA | Hydraulic | DNA | NA | NA | \Classifications\Building System Class\D10-Conveyance Systems\D1010 - Elevator\Elevator,Hydraulic,Pass/Freight - ELE | EQ-1003777
09-E1 | 09-E1 Johnson Bldg. | 09-E1-D3050-250-ACU01 | DUCTLESS SPLIT | EnviroAir | DNA | DNA | OM00004105 |  | Floor 1 | NA | NA | R-410A | DNA | 115 | 15 | Electrical | single | NA | NA | \Classifications\Building System Class\D30-HVAC Systems\D3050 - Package SYS\Air Conditioning,Split System - ACU | EQ-1003778
09-E1 | 09-E1 Johnson Bldg. | 09-E1-D2023-100-CTY02 | Fire Backflow (County Asset) | DNA | DNA | DNA | DNA |  | DNA | NA | NA | NA | NA | NA | NA | NA | NA | NA | NA | \Classifications\Building System Class\D20-Plumbing\D2020 - Domestic Water\Backflow Preventer - BFP | EQ-1003779
09-E1 | 09-E1 Johnson Bldg. | 09-E1-D4010-150-FMS01 | Extinguishing System | DNA | DNA | DNA | OM00004109 | DNA | DNA | NA | NA | NA | NA | NA | NA | NA | NA | NA | NA | \Classifications\Building System Class\D40-Fire Protection SYS\D4010 - Sprinkler SYS\Fire Systems, stand pipes - FMS | EQ-1003780
09-E1 | 09-E1 Johnson Bldg. | 09-E1-D5092-250-EML14 | Emergency Exit Lights | Sure Lites | NA | NA | OM00004114 |  | DNA | NA | NA | NA | NA | NA | NA | Electrical | NA | NA | NA | \Classifications\Building System Class\D50-Electrical SYS\D5090 - Elec SYS\Emergency And Exit Lighting - EML | EQ-1003782
09-E1 | 09-E1 Johnson Bldg. | 09-E1-D4031-100-FEX11 | Portable, Hand Held, Fire Extinguisher | Underwriter Labratories | Multiple | Multiple | OM00004116 |  | Throughout Bldg | [10 empty] | \Classifications\Building System Class\D40-Fire Protection SYS\D4030 - FIRE SPEC\Fire Extinguisher - FEX | EQ-1004629
09-E1 | 09-E1 Johnson Bldg. | 09-E1-D2023-100-BFP02 | Domestic Water Backflow Assembly | Febco | R7747 | 825 y - 2INCH Type:RP | OM00004108 | Acct#: 004338 APN/Lot: 4338 | Floor 1, Maintenance office | NA | NA | NA | NA | NA | NA | NA | NA | NA | NA | \Classifications\Building System Class\D20-Plumbing\D2020 - Domestic Water\Backflow Preventer - BFP | EQ-1004652
09-E1 | 09-E1 Johnson Bldg. | 09-E1-B2010-100-BLD01 | Building Structure | NA | NA | NA | OM00004112 | NA | NA | NA | NA | NA | NA | NA | NA | NA | NA | NA | NA | \Classifications\Building System Class\B20-General Building Exterior\B2010 - Exterior Walls\Building - BLD | EQ-1007257
09-E1 | 09-E1 Johnson Bldg. | 09-E1-B3010-100-RUF01 | Roofing Systems | NA | NA | NA | OM00004408 |  | NA | NA | NA | NA | NA | NA | NA | NA | NA | NA | NA | \Classifications\Building System Class\B30-Roofing\B3010 - Roof Types\Roof - RUF | EQ-1007434
09-E1 | 09-E1 Johnson Bldg. | 09-E1-D3031-150-CLR02 | Chiller CLR02 | Carrier | 3610Q74818 | 30RBB06055 | OM00004110 | OM00004110 | Penthouse | NA | NA | R-410A | DNA | 240 | DNA | Electrical | 3 | NA | NA | \Classifications\Building System Class\D30-HVAC Systems\D3030 - Cooling SYS\Chiller,Absorption Unit - CLR | 1010541
09-E1 | 09-E1 Johnson Bldg. | 09-E1-D5092-250-ELT10 | Exterior Lighting | MULTIPLE | MULTIPLE | MULTIPLE | OM00004410 |  | DNA | NA | NA | NA | DNA | DNA | DNA | Electrical | DNA | NA | NA | \Classifications\Building System Class\D50-Electrical SYS\D5090 - Elec SYS\Exterior Lighting - ELT | 1011881
09-E1 | 09-E1 Johnson Bldg. | 09-E1-G2049-300-HSC01 | Exterior Hardscape | NA | NA | NA | OM00004411 |  | DNA | NA | NA | NA | NA | NA | NA | NA | NA | NA | NA | \Classifications\Building System Class\G20-Other Systems\G2040 - Site Development\Hardscape - HSC | 1011882
09-E1 | 09-E1 Johnson Bldg. | 09-E1-D2022-260-HWG03 | Dom Hot Water Heater HWG02 | Bradford & White | JH16959349 | MZXR7556N | OM00027761 |  | Penthouse | [10 empty] | \Classifications\Building System Class\D20-Plumbing\D2020 - Domestic Water\Domestic Water Heater, Gas - HWG | 1015386
09-E1 | 09-E1 Johnson Bldg. | 09-E1-D3041-230-RFN02 | Return Fan for AHU03 (MZ-3) | Electric Motors | 801196002 | 6208-2Z-J/C3 | OM00003517 |  | Penthouse |  |  |  | 2 | Other | 24.3 |  | 3 |  |  | \Classifications\Building System Class\D30-HVAC Systems\D3040 - Distribution SYS\Supply/Exhaust/Return fans- FAN | 1015387
09-E1 | 09-E1 Johnson Bldg. | 09-E1-D3041-230-RFN01 | Return Fan for AHU01 (MZ-2) | Electric Motors |  | U2P2D | OM00027594 |  | Penthouse | A56 |  |  | 2 | Other | 6.8 |  | 3 |  |  | \Classifications\Building System Class\D30-HVAC Systems\D3040 - Distribution SYS\Supply/Exhaust/Return fans- FAN | 1015388
09-E1 | 09-E1 Johnson Bldg. | 09-E1-D3068-100-BAS01 | BAS System | DNA | 2MD237078K | DNA | OM00027595 | NA | Engineers Office | NA | NA | NA | NA | NA | NA | Electric |  | NA | NA | \Classifications\Building System Class\D30-HVAC Systems\D3060 - Control & Inst Air\Building Automation System - BAS | 1015760
09-E1 | 09-E1 Johnson Bldg. | 09-E1-D2023-310-HWP03 | Domestic Hot Water Re-Circ pump | GRUNDFOS | 984889 | Type up15-42F | OM00027762 | NA | Mechanical room | NA | NA | NA | NA | 115 | NA | Electric | NA | NA | NA | \Classifications\Building System Class\D20-Plumbing\D2020 - Domestic Water\Domestic Hot Water Circulating Pump - HWP | 1016239
09-E1 | 09-E1 Johnson Bldg. | 09-E1-D3031-100-PCH01 | Chilled Water Pump | Baldor | 3713101T920H1 | M3305T | OM00004416 | NA | Mechanical room | NA | NA | NA | NA | 480 | 4.6 | Electric | 3 | NA | NA | \Classifications\Building System Class\D30-HVAC Systems\D3030 - Cooling SYS\Chilled Water Pump - PCH | 1016240
09-E1 | 09-E1 Johnson Bldg. | 09-E1-D2023-310-HWP02 | Hot Water Re-Circ Pump | DNA | S057485968 | CF18 | OM00027774 | OM00004414 | Mechanical Room | NA | NA | NA | 3 | 230 | 4.7 | Electric | 3 | NA | NA | \Classifications\Building System Class\D20-Plumbing\D2020 - Domestic Water\Domestic Hot Water Circulating Pump - HWP | 1016242
09-E1 | 09-E1 Johnson Bldg. | 09-E1-D3042-220-EFN01 | Exhaust Fan 01 | US Motors | 156060 | SA55NXXFA | OM00027773 | NA | Roof | 3VX500 | NA | NA |  | 115 | 5.3 | Electric |  | NA | NA | \Classifications\Building System Class\D30-HVAC Systems\D3040 - Distribution SYS\Supply/Exhaust/Return fans- FAN | 1016243
09-E1 | 09-E1 Johnson Bldg. | 09-E1-D4010-150-FMS02 | Dry System | Fire Protection SYS\D4010 | Sprinkler SYS\Fire Systems, stand pipes | FMS | OM00039693 | NA | Technicians Office | NA | NA | NA | NA | NA | NA | NA | NA | NA | NA | \Classifications\Building System Class\D40-Fire Protection SYS\D4010 - Sprinkler SYS\Fire Systems, stand pipes - FMS | 1017125
09-E1 | 09-E1 Johnson Bldg. | 09-E1-D3021-130-BLR03 | Gas Fired Hot Water Boiler 02 | Raypak | 1404377722 | H7-1005A | OM00027764 | PTO# 06-1830 | Penthouse | NA | NA | NA | NA | 120 | 25 | Gas | 1 | 999,000 | 959,040 | \Classifications\Building System Class\D30-HVAC Systems\D3020 - Heat SYS\Boiler,Hot Water,Oil/Gas/Comb. - BLR | 1018025
09-E1 | 09-E1 Johnson Bldg. | 09-E1-D2023-100-BFP03 | Boiler Backflow | Watts | 481365 | 3/4" QT | OM00027763 |  | Penthouse | NA | NA | NA | NA | NA | NA | NA |  | NA | NA | \Classifications\Building System Class\D20-Plumbing\D2020 - Domestic Water\Backflow Preventer - BFP | 1018501
09-E1 | 09-E1 Johnson Bldg. | 09-E1-D2023-310-HWP04 | Hot Water Re-Circ Pump | Paco Pumps | F0908173707 | M3157T | OM00004415 |  | Penhouse Mech Room | NA | NA | NA | 3 | 230 | 4.7 | Electric | 3 | NA | NA | \Classifications\Building System Class\D20-Plumbing\D2020 - Domestic Water\Domestic Hot Water Circulating Pump - HWP | 1018502
09-E1 | 09-E1 Johnson Bldg. | 09-E1-D2023-310-HWP05 | Hot Water Circulating Water Pump #3 | Marathon | B14J80030 | M: 5KC36JN269GX | OM00031558 | OM00004415 | 2nd Flr. Penthouse Mec Room Next to Boiler | NA | NA | NA | 1/2 | 115/208-230 | 7.6 | Electric | 1 | NA | NA | \Classifications\Building System Class\D20-Plumbing\D2020 - Domestic Water\Domestic Hot Water Circulating Pump - HWP | 1020517
09-E1 | 09-E1 Johnson Bldg. | 09-E1-D5037-710-FAP01 | Elevator FAP #1 | Honeywell | ECN # 15-0217 | S3 Series | OM00027766 |  | Flr. 1 Public Lobby near Janitors Closet | NA | NA | NA | NA | 120 | 2.75 | Electric | DNA | NA | NA | \Classifications\Building System Class\D50-Electrical SYS\D5030 - Comm & Security\Fire Alarm Panel - FAP | 1021670
09-E1 | 09-E1 Johnson Bldg. | 09-E1-D5037-710-FAP02 | Elevator FAP #2 | Honeywell | ECN # 09-126 | S3 Series | OM00031560 |  | Flr. 1 Staff Hallway near Elevator | NA | NA | NA | NA | 120 | 2.75 | Electric | DNA | NA | NA | \Classifications\Building System Class\D50-Electrical SYS\D5030 - Comm & Security\Fire Alarm Panel - FAP | 1021671
10-A1 | 10-A1 Fresno County Courthouse | 10-A1-D3041-110-AHU01 | Air Handler 2nd Floor AHU01 | Trane | U67993 | 41 | OM00003336 |  | Mech Room 2ND Floor | (3) CX120 | (15) 20x25 (sock) | NA | 30 | 480 | 37 | NA | 3 Ph, 60Hz | NA | NA | \Classifications\Building System Class\D30-HVAC Systems\D3040 - Distribution SYS\Air Handling Unit - AHU | EQ-1003785
10-A1 | 10-A1 Fresno County Courthouse | 10-A1-D3041-110-AHU02 | Air Handler 4th Floor East AHU02 | Trane | 073598010 | MM214V | OM00003338 |  | Mech Room 4th Floor East | (2) BX75 | (1) 3C (Roll) | NA | 10 | 480 | 14.2 | NA | 3Ph, 60 Hz | NA | NA | \Classifications\Building System Class\D30-HVAC Systems\D3040 - Distribution SYS\Air Handling Unit - AHU | EQ-1003786
10-A1 | 10-A1 Fresno County Courthouse | 10-A1-D3041-110-AHU03 | Air Handler 4th Floor West AHU03 | Trane | U67994 | 25 | OM00003339 |  | Blower Room 4th floor west | (2) C100 | (10) 20X25 (sock) | NA | 25 | 480 | 32 | NA | 3 Ph, 60Hz | NA | NA | \Classifications\Building System Class\D30-HVAC Systems\D3040 - Distribution SYS\Air Handling Unit - AHU | EQ-1003787
10-A1 | 10-A1 Fresno County Courthouse | 10-A1-D3041-110-AHU04 | Air Handler 5th Floor AHU04 | Trane | U67995 | 41 | OM00003340 |  | Blower Room 5th Floor | (3) C1200 | (15) 20x25x2 (sock) | NA | 30 | 480 | 37 | NA | 3 Ph, 60Hz | NA | NA | \Classifications\Building System Class\D30-HVAC Systems\D3040 - Distribution SYS\Air Handling Unit - AHU | EQ-1003788
10-A1 | 10-A1 Fresno County Courthouse | 10-A1-D3041-110-AHU05 | Air Handler 6th Floor AHU05 | Trane | U67996 | 41 | OM00003341 |  | Blower Room 6th floor | (3) CP128 | (15) 20X25x2 (SOCK)) | NA | DNA | 480 | 50 | NA | DNA | NA | NA | \Classifications\Building System Class\D30-HVAC Systems\D3040 - Distribution SYS\Air Handling Unit - AHU | EQ-1003789
10-A1 | 10-A1 Fresno County Courthouse | 10-A1-D3041-110-AHU06 | Air Handler 7th Floor AHU06 | Trane | 7997 | 41 | OM00003342 |  | Blower Room 7th Floor | (3) BP120 | (15) 20x25 (Bag) | NA | DNA | 480 | DNA | NA | DNA | NA | NA | \Classifications\Building System Class\D30-HVAC Systems\D3040 - Distribution SYS\Air Handling Unit - AHU | EQ-1003790
10-A1 | 10-A1 Fresno County Courthouse | 10-A1-D3041-110-AHU07 | Air Handler B-2, B-1 South AHU07 | Trane | No Nameplate | No Nameplate | OM00003346 |  | Blower Room B-2 Floor serving B-1 South | DNA | DNA | DNA | DNA | DNA | DNA | NA | DNA | NA | NA | \Classifications\Building System Class\D30-HVAC Systems\D3040 - Distribution SYS\Air Handling Unit - AHU | EQ-1003791
10-A1 | 10-A1 Fresno County Courthouse | 10-A1-D3041-110-AHU08 | Air Handler 8th Floor AHU08 | Trane | U69078 | T35V | OM00029512 |  | Penthouse Blower Room | (3) CX120 | DNA | DNA | 4 | DNA | 51 | NA | DNA | NA | NA | \Classifications\Building System Class\D30-HVAC Systems\D3040 - Distribution SYS\Air Handling Unit - AHU | EQ-1003792
10-A1 | 10-A1 Fresno County Courthouse | 10-A1-D2023-310-HWP01 | Pump, Booster Domestic Water PMP01 | Paco Pump Controls | S199C18718 | P5000T | OM00003347 |  | Basement, B-211 Mechanical Room | NA | NA | NA | (1) - 7.5, (2) - 15, (3) - 15 | 460 | 53 Max overcurrent | NA | 3 Ph, 60Hz | NA | NA | \Classifications\Building System Class\D20-Plumbing\D2020 - Domestic Water\Domestic Hot Water Circulating Pump - HWP | EQ-1003793
10-A1 | 10-A1 Fresno County Courthouse | 10-A1-D3050-250-ACU03 | Split System Elevator Room 1,2,3 ACU03 | Mitsubishi Electric | 63E00588B | PU30EK | OM00003357 |  | Floor 9 Penthouse at South Elevator Room | NA | NA | R-22 | 1 | 240 | 30 | NA | DNA | NA | NA | \Classifications\Building System Class\D30-HVAC Systems\D3050 - Package SYS\Air Conditioning,Split System - ACU | EQ-1003796
10-A1 | 10-A1 Fresno County Courthouse | 10-A1-D3050-250-ACU04 | Split System Elevator Room 1,2,3 ACU04 | Mitsubishi Electric | 9YE00023A | PUH24EK | OM00003358 |  | Floor 9 Penthouse at Elevator Room South | NA | NA | R-22 | 1 | 240 | 30 | NA | DNA | NA | NA | \Classifications\Building System Class\D30-HVAC Systems\D3050 - Package SYS\Air Conditioning,Split System - ACU | EQ-1003797
10-A1 | 10-A1 Fresno County Courthouse | 10-A1-D3030-110-CTW01 | Cooling Tower CTW01 - North | Baltimore Aircoil | 94201687 | JE-5142NMKS | OM00003356 |  | Floor 9, Penthouse area | (4) 4B133 | NA | NA | 25 | 480 | DNA | Electric | 3 | NA | NA | \Classifications\Building System Class\D30-HVAC Systems\D3030 - Cooling SYS\Cooling Tower - CTW | EQ-1003798
10-A1 | 10-A1 Fresno County Courthouse | 10-A1-D2022-100-HWE03 | Booster Water Heater for Dish Washer | AOSmith | 1225M002266 | DEN40110 | OM00029589 |  | Basement Dining Room | NA | NA | NA | NA | 480 | DNA | Electric | 1 Ph, 50/60 Hz | NA | NA | \Classifications\Building System Class\D20-Plumbing\D2020 - Domestic Water\Domestic Water Heater, Electric - HWE | EQ-1003804
10-A1 | 10-A1 Fresno County Courthouse | 10-A1-D5092-250-EML288 | LIGHT, EMERGENCY, HARDWIRED SYSTEM | Hand Made |  |  | OM00029790 | OM00029620 | Throughout - B-210 is where the transfer switch is located | NA | NA | NA | NA | 277 | DNA | Electric | 1 | NA | NA | \Classifications\Building System Class\D50-Electrical SYS\D5090 - Elec SYS\Emergency And Exit Lighting - EML | EQ-1004581
10-A1 | 10-A1 Fresno County Courthouse | 10-A1-D5037-710-FAP01 | ALARM, FIRE, ANNUNCIATOR SYSTEM | Notifier | DNA | DR-D3 | OM00029139 |  | Sherrif's Office 1st Floor | [10 empty] | \Classifications\Building System Class\D50-Electrical SYS\D5030 - Comm & Security\Fire Alarm Panel - FAP | EQ-1004642
10-A1 | 10-A1 Fresno County Courthouse | 10-A1-D1010-100-ELE01 | Elevator (042721) Passenger #1 230VDC Convenayce # 042721 | Westinghouse | CAR 1 20286 | IMS-SCR | OM00029150 | State ID# 042721 | DNA | NA | NA | NA | 34 | DNA | NA | Electric | 1 | NA | NA | \Classifications\Building System Class\D10-Conveyance Systems\D1010 - Elevator\Elevator,Electric,Pass/Freight - ELE | EQ-1005210
10-A1 | 10-A1 Fresno County Courthouse | 10-A1-D1010-100-ELE02 | Elevator -Passenger # 2 Conveyance # 042722 266VDC | Westinghouse | CAR 2 20287 | IMS-SCR | OM00029149 | State ID# 042722 | DNA | NA | DNA | NA | 34 | DNA | DNA | Electric | 1 | NA | NA | \Classifications\Building System Class\D10-Conveyance Systems\D1010 - Elevator\Elevator,Electric,Pass/Freight - ELE | EQ-1005211
10-A1 | 10-A1 Fresno County Courthouse | 10-A1-D1010-100-ELE03 | Elevator, Passenger # 3, Overhead Traction Conveyance # 042723 266VDC | Westinghouse | CAR 3 20288 | IMS-SCR | OM00029148 | State ID# 042723 |  | NA | NA | NA | 34 | DNA | NA | Electric | 1 | NA | NA | \Classifications\Building System Class\D10-Conveyance Systems\D1010 - Elevator\Elevator,Electric,Pass/Freight - ELE | EQ-1005212
10-A1 | 10-A1 Fresno County Courthouse | 10-A1-D1010-100-ELE04 | Elevator #4 - Inmate Elevator Conveyance # 042724 266VDC | Westinghouse | 3259266 | I-DC-01 | OM00029142 | State ID# 042724 | Floor 8 Veranda Elevator Room | DNA | DNA | NA | DNA | DNA |  | Electric | DNA |  |  | \Classifications\Building System Class\D10-Conveyance Systems\D1010 - Elevator\Elevator,Electric,Pass/Freight - ELE | EQ-1005213
10-A1 | 10-A1 Fresno County Courthouse | 10-A1-D1010-100-ELE05 | Elevator #5 Passenger Conveyance# 061321 230VDC | Westinghouse | DNA | 061321 | OM00029143 | State ID# 061321 | DNA | NA | NA | NA | 50 | Other |  | Electric |  |  |  | \Classifications\Building System Class\D10-Conveyance Systems\D1010 - Elevator\Elevator,Electric,Pass/Freight - ELE | EQ-1005214
10-A1 | 10-A1 Fresno County Courthouse | 10-A1-D1013-310-CTY01 | Elevator - Wheelchair Lift - 104709 | DNA | DNA | DNA | DNA | State ID# 104709 ¦ County Maintained/County Permitted | Law library - County maintained | DNA | DNA | DNA | [7 empty] | \Classifications\Building System Class\D10-Conveyance Systems\D1010 - Elevator\Wheelchair Lift - WCL | EQ-1005215
10-A1 | 10-A1 Fresno County Courthouse | 10-A1-B2010-100-BLD01 | Building Structure | NA | NA | NA | OM00029795 | OM00029555 | NA | NA | NA | NA | NA | NA | NA | NA | NA | NA | NA | \Classifications\Building System Class\B20-General Building Exterior\B2010 - Exterior Walls\Building - BLD | EQ-1007258
10-A1 | 10-A1 Fresno County Courthouse | 10-A1-B3010-100-RUF01 | Roofing Systems, Garland Inspection Due btwn Jun-Oct of 2019 | Garland | DNA | DNA | OM00029794 | OM00029584 | Roof | NA | NA | NA | NA | NA | NA | NA | NA | NA | NA | \Classifications\Building System Class\B30-Roofing\B3010 - Roof Types\Roof - RUF | EQ-1007435
10-A1 | 10-A1 Fresno County Courthouse | 10-A1-D2023-100-CTY02 | Domestic Water Backflow Assembly - BFP02 City does all testing and necessary repairs | Febco | 05897 | 880 - 6 inch | OM00029593 | 05897 | DNA | [10 empty] | \Classifications\Building System Class\D20-Plumbing\D2020 - Domestic Water\Backflow Preventer - BFP | 1009943
10-A1 | 10-A1 Fresno County Courthouse | 10-A1-D2023-100-CTY01 | Domestic Water Backflow Device BFP01 City does all testing and necessary repairs | Febco | 05798 | 880 6 inch | OM00029594 | 05798 | DNA | [10 empty] | \Classifications\Building System Class\D20-Plumbing\D2020 - Domestic Water\Backflow Preventer - BFP | 1009944
10-A1 | 10-A1 Fresno County Courthouse | 10-A1-D3040-600-HES01 | Water heat exchanger Domestic (Shell & Tube Water Heater) HES01 | Thrush Co. Inc. | S10962B-Cl-150/150 | Shell & Tube Heat Exchanger | OM00003872 | Water Heater - Domestic Water Use | Basement, B-211 Mechanical Room | NA | NA | NA | NA | NA | NA | Steam | DNA | NA | NA | \Classifications\Building System Class\D30-HVAC Systems\D3040 - Distribution SYS\Heat Exchanger,Steam - HES | 1010359
10-A1 | 10-A1 Fresno County Courthouse | 10-A1-D3030-110-CTW03 | BAC Water Cooled Cooling Tower CTW03 | BAC | 94201687 | JE-5142NMKS | OM00029145 | Cooling Tower #2 South | Floor 9, Penthouse | (4) 4B133 | NA | DNA | 25 | 480 | DNA | Electric | DNA | NA | NA | \Classifications\Building System Class\D30-HVAC Systems\D3030 - Cooling SYS\Cooling Tower - CTW | 1010416
10-A1 | 10-A1 Fresno County Courthouse | 10-A1-D3031-140-CLR04 | Chiller - South CLR04 | Trane | L09K02186 | CVHE045FE4X0ACK21055BE6NFC0000000PA00070LS00002C100A | OM00029122 | Chiller - South | Basement, Chiller Room | NA | NA | R-123 | DNA | 460 | NA | NA | DNA | NA | NA | \Classifications\Building System Class\D30-HVAC Systems\D3030 - Cooling SYS\Chiller, Air Cooled - CLR | 1010417
10-A1 | 10-A1 Fresno County Courthouse | 10-A1-D3031-140-CLR03 | Chiller - North CLR03 | Trane | L09K02185 | Model: CVHE450 Model #:CVHE045FA4X0PCK21364BE6MFC0000000PA00070L000002C100A | OM00029120 | Chiller - North | Basement, Chiller Room | DNA | DNA | R-123 | DNA | 460 | NA | NA | DNA | NA | NA | \Classifications\Building System Class\D30-HVAC Systems\D3030 - Cooling SYS\Chiller, Air Cooled - CLR | 1010418
10-A1 | 10-A1 Fresno County Courthouse | 10-A1-D3031-100-PCH03 | Pump, Centrifugal Water - 900 GPM - Condenser Water Pump - North CWP01 | Bell & Gossett | QFC66702B01 | Driven by 40 HP motor | OM00029119 | Condenser Water Pump - South | Basement, Chiller Room | NA | NA | NA | 40 | 480 | 46 | Electric | 3 | NA | NA | \Classifications\Building System Class\D30-HVAC Systems\D3030 - Cooling SYS\Chilled Water Pump - PCH | 1010419
10-A1 | 10-A1 Fresno County Courthouse | 10-A1-D3031-100-PCH01 | Pump, Chilled Water - South Chiller - PCH01 | Bell & Gossett | QFC66602B01 | Driven by 40 HP motor | OM00029118 | Chilled Water Supply Pump - South | Basement, Chiller Room | NA | NA | NA | 40 | 480 | 46 | Electric | 3 | NA | NA | \Classifications\Building System Class\D30-HVAC Systems\D3030 - Cooling SYS\Chilled Water Pump - PCH | 1010420
10-A1 | 10-A1 Fresno County Courthouse | 10-A1-D3031-100-PCH04 | Pump, Centrifugal Water - 900 GPM - Condenser Water Pump - South CWP02 | Bell & Gossett | QFC66701B01 | Driven by 40 HP motor | OM00029116 | Condenser Water Pump - South | Basement, Chiller Room | NA | NA | NA | 40 | 480 | 46 | Electric | 3 | NA | NA | \Classifications\Building System Class\D30-HVAC Systems\D3030 - Cooling SYS\Chilled Water Pump - PCH | 1010421
10-A1 | 10-A1 Fresno County Courthouse | 10-A1-D3031-100-PCH02 | Pump, Chilled Water - South Chiller PCH02 | Bell & Gossett | QFC66601B01 | Driven by 40 HP motor | OM00029117 | Chilled Water Supply Pump - South | Basement, Chiller Room | NA | NA | NA | 40 | 480 | 46 | Electric | 3 | NA | NA | \Classifications\Building System Class\D30-HVAC Systems\D3030 - Cooling SYS\Chilled Water Pump - PCH | 1010422
10-A1 | 10-A1 Fresno County Courthouse | 10-A1-D3041-110-AHU11 | Air Handler for Chiller Room AHU11 | Trane | DNA | UV-SVN02B-EN | OM00029110 | Air Handler for Chiller Room | Basement, Chiller Room | DNA | (1) 25x72x1 | NA | DNA | 110 | DNA | Electric | DNA | NA | NA | \Classifications\Building System Class\D30-HVAC Systems\D3040 - Distribution SYS\Air Handling Unit - AHU | 1010423
10-A1 | 10-A1 Fresno County Courthouse | 10-A1-D5010-110-MCC01 | Chiller Controllers, 04-F5-6A-D7-02-00 - MCC01 | Trane | 903000000 | CH530/CH531 Trane Tracer | OM00029108 | Chiller Controllers | Basement, Chiller Room | NA | NA | NA | NA | 120 | DNA | Electric | DNA | NA | NA | \Classifications\Building System Class\D50-Electrical SYS\D5010 - Elec Service & Dist\Chiller Room Electrical Panel - MCC | 1010424
10-A1 | 10-A1 Fresno County Courthouse | 10-A1-D3060-100-RDS01 | Honeywell Control - Refrigerant Alarm & Removal System RDS01 | Honeywell | 508288FBJO | Expansion Module 301EM | OM00029107 | Refrigerant Alarm & Removal System | Basement, Chiller Room | NA | NA | NA | NA | 120 | DNA | Electric | DNA | NA | NA | \Classifications\Building System Class\D30-HVAC Systems\D3060 - Control & Inst Air\Refrigerant Leak Detection System - RDS | 1010425
10-A1 | 10-A1 Fresno County Courthouse | 10-A1-D3050-250-ACU05 | Split System Cooling for Elevator Room ACU05 | Fujitsu | DDN016574 | AOU24CL | OM00029140 | Split Sys. For Elev Room #4 & #5 | Floor 8 Veranda Elevator Room | DNA | DNA | R-410A | DNA | 208/230 | DNA | Electric | DNA | NA | 24200 | \Classifications\Building System Class\D30-HVAC Systems\D3050 - Package SYS\Air Conditioning,Split System - ACU | 1010426
10-A1 | 10-A1 Fresno County Courthouse | 10-A1-D3050-250-ACU06 | Split System Cooling for Elevator Room ACU06 | Fujitsu | DDN016450 | AOU24CL | OM00029141 | Split System Air Conditioner | Floor 9 Elevator Room | DNA | DNA | R-410A | DNA | 208/230 | DNA | Electric | DNA | NA | 24200 | \Classifications\Building System Class\D30-HVAC Systems\D3050 - Package SYS\Air Conditioning,Split System - ACU | 1010427
10-A1 | 10-A1 Fresno County Courthouse | 10-A1-D3050-250-ACU07 | Split System Cooling-UPS Room-ACU07 | Mitsubishi Electric | 855001280 | PU30EK | OM00029126 | Split Sys. For UPS Room B-210 | Basement - Parking Garage - UPS Room | CP129 | (Roll) 3C, 4C | R-22 | DNA | 480 | DNA | Electric | 1 Phase 60 Hertz | NA | NA | \Classifications\Building System Class\D30-HVAC Systems\D3050 - Package SYS\Air Conditioning,Split System - ACU | 1010428
10-A1 | 10-A1 Fresno County Courthouse | 10-A1-D3050-250-ACU08 | Split System Cooling Site Control ACU08 | Carrier | 3497E12328 | 37YCC024310 | OM00029125 | Split Sys. For Sheriff's Site Control | Basement - Parking Garage - Sheriff's Site Control Room | DNA | DNA | R-22 | DNA | 208/230 | DNA | Electric | 1 Phase 60 Hertz | NA | NA | \Classifications\Building System Class\D30-HVAC Systems\D3050 - Package SYS\Air Conditioning,Split System - ACU | 1010429
10-A1 | 10-A1 Fresno County Courthouse | 10-A1-D3050-250-ACU09 | Split System ACU09 3rd floor computer room | Mitsubishi Electric | 51U00032B | PUYA42NHA | OM00029771 | Split System Cooling | Floor 3 - In the Window Cleaning Area outside computer room | DNA | DNA | R-410A | DNA | 208/230 | DNA | Electric | 1 Phase 60 Hertz | NA | NA | \Classifications\Building System Class\D30-HVAC Systems\D3050 - Package SYS\Air Conditioning,Split System - ACU | 1010430
10-A1 | 10-A1 Fresno County Courthouse | 10-A1-D3050-250-ACU10 | Split System ACU10 3rd floor Computer Room | Mitsubishi Electric | 51U00021B | PUYA42NHA | OM00029769 | Split System Cooling | Floor 3 - In the Window Cleaning Area outside bldg | DNA | DNA | R-410A | DNA | 208/230 | DNA | Electric | 1 Phase 60 Hertz | NA | NA | \Classifications\Building System Class\D30-HVAC Systems\D3050 - Package SYS\Air Conditioning,Split System - ACU | 1010431
10-A1 | 10-A1 Fresno County Courthouse | 10-A1-D3050-250-ACU11 | Split System ACU11 3rd floor Computer Room | Mitsubishi Electric | 11900965C | MXZ30TN | OM00029770 | Split System Cooling | 3rd floor - In the Window Cleaning Area - outside | DNA | DNA | R-22 | DNA | 208/230 | DNA | Electric | 3 Phase 60 Hertz | NA | NA | \Classifications\Building System Class\D30-HVAC Systems\D3050 - Package SYS\Air Conditioning,Split System - ACU | 1010432
10-A1 | 10-A1 Fresno County Courthouse | 10-A1-D2040-100-PSU01 | Sump Pump to remove water in air intake sump PSU01 | Zoeller | 140-0012-0501 | N140-B | OM00029106 | Sump Pump - Air Intake Sump | Basement, B-211 Mechanical Room | NA | NA | NA | 1 HP | 115 | 15 | Electric | 1 Phase 60 Hertz | NA | NA | \Classifications\Building System Class\D20-Plumbing\D2040 - Rain Drain\Sump Pump - PSU | 1010433
10-A1 | 10-A1 Fresno County Courthouse | 10-A1-D3041-110-AHU09 | Air Handler B-1 AHU09 | Trane | U67988 | 41 | OM00003876 | Air Handler B-1 | Basement, B-211 Mechanical Room | (4) CP-128 | roll | NA | DNA | 480 | DNA | Electric | DNA | NA | NA | \Classifications\Building System Class\D30-HVAC Systems\D3040 - Distribution SYS\Air Handling Unit - AHU | 1010434
10-A1 | 10-A1 Fresno County Courthouse | 10-A1-D3041-110-AHU10 | Air Handler B-2 AHU10 | Trane | U67989 | 41 | OM00029105 | Air Handler B-2 | Basement, B-211 Mechanical Room | (4) CP-115 | roll | NA | DNA | 480 | DNA | Electrical | DNA | NA | NA | \Classifications\Building System Class\D30-HVAC Systems\D3040 - Distribution SYS\Air Handling Unit - AHU | 1010435
10-A1 | 10-A1 Fresno County Courthouse | 10-A1-D3044-125-PHW03 | water circulation pump - Heated Water - HVAC | Peerless | 707416 | Peerless | OM00003857 | Water Pump - HVAC heated water circulation Pump | Basement, B-211 Mechanical Room | NA | NA | NA | 15 | 208-230/480 | DNA | Electrical | DNA | NA | NA | \Classifications\Building System Class\D30-HVAC Systems\D3040 - Distribution SYS\Hot Water Pump - PHW | 1010437
10-A1 | 10-A1 Fresno County Courthouse | 10-A1-D3042-220-EFN03 | Exhaust Fan EFN03 | Cook | 116926-1TNCR&R | CVB24-8B | OM00003860 | Exhaust Fan - Mechanical Room | Basement, B-211 Mechanical Room | DNA | DNA | NA | 1.5 | 220/440 | DNA | Electric | 3 Phase 60 Hertz | NA | NA | \Classifications\Building System Class\D30-HVAC Systems\D3040 - Distribution SYS\Supply/Exhaust/Return fans- FAN | 1010438
10-A1 | 10-A1 Fresno County Courthouse | 10-A1-D3042-240-SEF01 | Emergency Refrigerant Removal Exhaust Fan SEF01 | Loren Cook | 142SD2337-000000701 | 150 ton | OM00003861 | Refrigerant Exhaust Fan - Chiller Room | Basement, Mechanical Room | NA | NA | NA | 1 HP - 1750 RPM | 460 | DNA | Electric | 3 Phase 60 Hertz | NA | NA | \Classifications\Building System Class\D30-HVAC Systems\D3040 - Distribution SYS\Supply/Exhaust/Return fans- FAN | 1010439
10-A1 | 10-A1 Fresno County Courthouse | 10-A1-D2030-410-PMS02 | Sewer Ejector Pump PMS02 | Gorman Rupp | 467537N | T3A3B | OM00003805 | Sewer Ejector Pump - Centrifugal | Mechanical Room |  |  |  | 7.5 HP | 460 |  |  | 3 Phase 60 Hertz |  |  | \Classifications\Building System Class\D20-Plumbing\D2030 - Sani Waste\Sewage Ejector Pump - PMS | 1010441
10-A1 | 10-A1 Fresno County Courthouse | 10-A1-D3090-220-CMD01 | Compressor, Refrigerated Air Dryer CMD01 | Ingersoll Rand | 2826050003 | DS3542493528 - 115 | OM00003875 | Refrigerated Air Dryer - Dry Star | Basement, B-211 Mechanical Room | NA | NA | R-134a | NA | 115 | DNA | Electrical | DNA | NA | NA | \Classifications\Building System Class\D30-HVAC Systems\D3090 - Other HVAC Systems and Equipment\Compressed Air Dryer - CMD | 1010556
10-A1 | 10-A1 Fresno County Courthouse | 10-A1-D3040-600-HES02 | Tube & Shell Water Heater HES02 | Ace Behler Inc | 37138 | Tube & Shell SWU2-205 | OM00003859 | Heat Exchanger - HVAC Heating System | Basement, B-211 Mechanical Room | NA | NA | NA | DNA | DNA | DNA | NA | DNA | NA | NA | \Classifications\Building System Class\D30-HVAC Systems\D3040 - Distribution SYS\Heat Exchanger,Steam - HES | 1010557
10-A1 | 10-A1 Fresno County Courthouse | 10-A1-D4031-100-FEX83 | Hand Held Fire Extinguishers | Ansul & Amerex | MK-072844 | SY-1014 | OM00029789 | OM00029570 | Every 75 ft. apart in hall cabinets | NA | NA | NA | NA | NA | NA | NA |  | NA | NA | \Classifications\Building System Class\D40-Fire Protection SYS\D4030 - FIRE SPEC\Fire Extinguisher - FEX | 1010631
10-A1 | 10-A1 Fresno County Courthouse | 10-A1-D3041-110-AHU12 | Air Handler 3rd Floor AHU 12 | no nameplate found | no nameplate found | no nameplate found | OM00029583 |  | Blower Room 3rd Floor | (5) B68 main blower | "(9) 20x25 | NA | NA | 480 | 37 | Electric | 3 Ph, 60 Hz | NA | NA | \Classifications\Building System Class\D30-HVAC Systems\D3040 - Distribution SYS\Air Handling Unit - AHU | 1010939
10-A1 | 10-A1 Fresno County Courthouse | 10-A1-D4010-150-FMS01 | System Extinguishing,Wet Pipe Tagged in Tech Office | DNA | DNA | DNA | OM00031409 |  | Servers the entire Bldg. tagged on common sheet in Tech's office B-202 | NA | NA | NA | NA | NA | NA | NA | NA | NA | NA | \Classifications\Building System Class\D40-Fire Protection SYS\D4010 - Sprinkler SYS\Fire Systems, stand pipes - FMS | 1011045
10-A1 | 10-A1 Fresno County Courthouse | 10-A1-D1091-100-DMW01 | Lift, Dumbwaiter #047558 | Sedwick | 22967 | DNA | OM00029617 | State ID# 047558 | Floor 9, Penthouse | [10 empty] | \Classifications\Building System Class\D10-Conveyance Systems\D1090 - Other Conveyance Systems\Dumbwaiter - DMW | 1011554
10-A1 | 10-A1 Fresno County Courthouse | 10-A1-B2033-120-DOR01 | Door, Automatic - Sliding Electric | Horton Automatics | DNA | DNA | OM00029609 |  | B-1 hallway to Exterior | NA | NA | NA | DNA | DNA | DNA | electrical | DNA |  |  | \Classifications\Building System Class\B20-General Building Exterior\B2030 - Exterior Doors\Door,Automatic-Sliding,Revolving - DOR | 1011883
10-A1 | 10-A1 Fresno County Courthouse | 10-A1-C1020-110-FRD03 | Fire Door Sliding B-2 | Underwriter Laboratories | C912286 | 12654 | OM00029554 |  | DNA | NA | NA | NA | DNA | DNA | DNA | DNA | DNA | DNA | DNA | \Classifications\Building System Class\C10-General Building Interior\C1020 - Fire Doors\Fire Doors - FRD | 1011884
10-A1 | 10-A1 Fresno County Courthouse | 10-A1-C1020-110-FRD02 | Fire Door, Overhead Roll-up | Wayne Dalton | DNA | Akbar | OM00029556 |  | Basement B-2 from parking garage | NA | NA | NA | DNA | NA | NA | NA | NA | NA | NA | \Classifications\Building System Class\C10-General Building Interior\C1020 - Fire Doors\Fire Doors - FRD | 1011885
10-A1 | 10-A1 Fresno County Courthouse | 10-A1-D1092-120-PTS01 | Pneumatic Tube System 2nd Floor | NA | NA | NA | OM00029625 |  | Blower Room 2nd Floor | NA | NA | NA | NA | NA | NA | NA | NA | NA | NA | \Classifications\Building System Class\D10-Conveyance Systems\D1090 - Other Conveyance Systems\Pneumatic Tube System -PTS | 1011886
10-A1 | 10-A1 Fresno County Courthouse | 10-A1-D1092-120-PTS02 | Pneumatic Tube System 3rd floor | NA | NA | NA | OM00029626 |  | Blower Room 3rd Floor | NA | NA | NA | NA | NA | NA | NA | NA | NA | NA | \Classifications\Building System Class\D10-Conveyance Systems\D1090 - Other Conveyance Systems\Pneumatic Tube System -PTS | 1011887
10-A1 | 10-A1 Fresno County Courthouse | 10-A1-D1092-120-PTS03 | Pneumatic Tube System 4th floor East | NA | NA | NA | OM00029627 |  | Blower room 4th East | NA | NA | NA | NA | NA | NA | NA | NA | NA | NA | \Classifications\Building System Class\D10-Conveyance Systems\D1090 - Other Conveyance Systems\Pneumatic Tube System -PTS | 1011888
10-A1 | 10-A1 Fresno County Courthouse | 10-A1-D1092-120-PTS04 | Pneumatic Tube System 4th floor West | NA | NA | NA | OM00029628 |  | DNA | NA | NA | NA | NA | NA | NA | NA | NA | NA | NA | \Classifications\Building System Class\D10-Conveyance Systems\D1090 - Other Conveyance Systems\Pneumatic Tube System -PTS | 1011889
10-A1 | 10-A1 Fresno County Courthouse | 10-A1-D1092-120-PTS05 | Pneumatic Tube System 5th floor | NA | NA | NA | OM00029629 |  | DNA | NA | NA | NA | NA | NA | NA | NA | NA | NA | NA | \Classifications\Building System Class\D10-Conveyance Systems\D1090 - Other Conveyance Systems\Pneumatic Tube System -PTS | 1011890
10-A1 | 10-A1 Fresno County Courthouse | 10-A1-D1092-120-PTS06 | Pneumatic Tube System 6th Floor | NA | NA | NA | OM00029630 |  | DNA | NA | NA | NA | NA | NA | NA | NA | NA | NA | NA | \Classifications\Building System Class\D10-Conveyance Systems\D1090 - Other Conveyance Systems\Pneumatic Tube System -PTS | 1011891
10-A1 | 10-A1 Fresno County Courthouse | 10-A1-D1092-120-PTS07 | Pneumatic Tube System 7th floor | NA | NA | NA | OM00029631 |  | Blower Room 7th floor | NA | NA | NA | NA | NA | NA | NA | NA | NA | NA | \Classifications\Building System Class\D10-Conveyance Systems\D1090 - Other Conveyance Systems\Pneumatic Tube System -PTS | 1011892
10-A1 | 10-A1 Fresno County Courthouse | 10-A1-D1092-120-PTS08 | Pneumatic Tube System 8th floor | NA | NA | NA | OM00029632 |  | Penthouse | NA | NA | NA | NA | NA | NA | NA | NA | NA | NA | \Classifications\Building System Class\D10-Conveyance Systems\D1090 - Other Conveyance Systems\Pneumatic Tube System -PTS | 1011893
10-A1 | 10-A1 Fresno County Courthouse | 10-A1-D1092-120-PTS09 | Pneumatic Tube System B-1 South | NA | NA | NA | OM00029623 |  | Blower Room B-2 | NA | NA | NA | NA | NA | NA | NA | NA | NA | NA | \Classifications\Building System Class\D10-Conveyance Systems\D1090 - Other Conveyance Systems\Pneumatic Tube System -PTS | 1011894
10-A1 | 10-A1 Fresno County Courthouse | 10-A1-D1092-120-PTS10 | Pneumatic Tube System B-2 | NA | NA | NA | OM00029624 |  | Basement Mechanical Room B211 | NA | NA | NA | DNA | DNA | DNA | DNA | DNA | NA | NA | \Classifications\Building System Class\D10-Conveyance Systems\D1090 - Other Conveyance Systems\Pneumatic Tube System -PTS | 1011895
10-A1 | 10-A1 Fresno County Courthouse | 10-A1-D2017-100-SHW01 | Eye Wash, Emergency | Haws | NA | NA | OM00029608 |  | Chiller Room | NA | NA | NA | NA | NA | NA | NA | NA | NA | NA | \Classifications\Building System Class\D20-Plumbing\D2010 - Plumb Fix\Showers - SHW | 1011896
10-A1 | 10-A1 Fresno County Courthouse | 10-A1-D3020-100-HET01 | Expansion Tank, Heated Water - HVAC | NA | NA | NA | OM00029618 |  | Penthouse | NA | NA | NA | NA | NA | NA | NA | NA | DNA | NA | \Classifications\Building System Class\D30-HVAC Systems\D3020 - Heat SYS\Heater Water Expansion Tank - HET | 1011897
10-A1 | 10-A1 Fresno County Courthouse | 10-A1-D2090-230-WIP01 | Biocide Controler | Walchem | 1102161693 | WCT410-1N2U | OM00029607 |  | Chiller Room | NA | NA | NA | DNA | 100-240 | DNA | electrical | DNA | NA | NA | \Classifications\Building System Class\D20-Plumbing\D2090 - Other Plumbing SYS\Water Treatment Inhibitor Pump - WIP | 1011899
10-A1 | 10-A1 Fresno County Courthouse | 10-A1-D3041-230-RFN02 | Fan, Return 2nd Floor | Trane | DNA | DNA | OM00029610 |  | 2nd Floor Blower Room | (2) BX105 | NA | NA | DNA | DNA | DNA | Electrical | DNA | NA | NA | \Classifications\Building System Class\D30-HVAC Systems\D3040 - Distribution SYS\Supply/Exhaust/Return fans- FAN | 1011900
10-A1 | 10-A1 Fresno County Courthouse | 10-A1-D3041-230-RFN03 | Fan, Return 3rd Floor | Trane | DNA | DNA | OM00029611 |  | 3rd Floor Blower Room | (2) BP72(2) BP72 | NA | NA | DNA | DNA | DNA | Electrical | DNA | NA | NA | \Classifications\Building System Class\D30-HVAC Systems\D3040 - Distribution SYS\Supply/Exhaust/Return fans- FAN | 1011901
10-A1 | 10-A1 Fresno County Courthouse | 10-A1-D3041-230-RFN04 | Fan, Return 4th West | Trane | DNA | DNA | OM00029613 |  | 4th Blower Room West | (2) BP75 | NA | NA | DNA | 480 | DNA | Electrical | DNA | NA | NA | \Classifications\Building System Class\D30-HVAC Systems\D3040 - Distribution SYS\Supply/Exhaust/Return fans- FAN | 1011902
10-A1 | 10-A1 Fresno County Courthouse | 10-A1-D3041-230-RFN05 | Fan, Return 5th Floor | Trane | DNA | DNA | OM00029614 |  | DNA | (2) B105 | NA | NA | DNA | DNA | DNA | Electrical | DNA | NA | NA | \Classifications\Building System Class\D30-HVAC Systems\D3040 - Distribution SYS\Supply/Exhaust/Return fans- FAN | 1011903
10-A1 | 10-A1 Fresno County Courthouse | 10-A1-D3041-230-RFN06 | Fan, Return 6th Floor | Trane | DNA | DNA | OM00029615 |  | DNA | (2) BP108 | NA | NA | DNA | DNA | DNA | Electrical | DNA | NA | NA | \Classifications\Building System Class\D30-HVAC Systems\D3040 - Distribution SYS\Supply/Exhaust/Return fans- FAN | 1011904
10-A1 | 10-A1 Fresno County Courthouse | 10-A1-D3041-230-RFN07 | Fan, Return 7th Floor | Trane | U69079 | 41 | OM00029616 |  | DNA | (2) BX105 | NA | NA | DNA | DNA | DNA | Electrical | DNA | NA | NA | \Classifications\Building System Class\D30-HVAC Systems\D3040 - Distribution SYS\Supply/Exhaust/Return fans- FAN | 1011905
10-A1 | 10-A1 Fresno County Courthouse | 10-A1-D3041-230-RFN08 | Fan, Return 8th Floor | Trane | 969078 | P35V | OM00003355 |  | Penthouse | BP90 | NA | NA | 15 | 480 | 21 | Electrical | 3 | NA | NA | \Classifications\Building System Class\D30-HVAC Systems\D3040 - Distribution SYS\Supply/Exhaust/Return fans- FAN | 1011906
10-A1 | 10-A1 Fresno County Courthouse | 10-A1-D3041-230-RFN09 | Fan, Return 4th Floor East | Trane | DNA | DNA | OM00029612 |  | 4th Floor Blower Room East | (1)A55 | NA | NA | DNA | DNA | DNA | Electrical | DNA | NA | NA | \Classifications\Building System Class\D30-HVAC Systems\D3040 - Distribution SYS\Supply/Exhaust/Return fans- FAN | 1011907
10-A1 | 10-A1 Fresno County Courthouse | 10-A1-D3041-230-RFN10 | Fan, Return Air from B-1 | Trane | U67981 | 41 | OM00029601 |  | B-211 | (2) BP108 | NA | NA | 7.5 | 208/230 | DNA | Electrical | DNA | NA | NA | \Classifications\Building System Class\D30-HVAC Systems\D3040 - Distribution SYS\Supply/Exhaust/Return fans- FAN | 1011908
10-A1 | 10-A1 Fresno County Courthouse | 10-A1-D3041-230-RFN11 | Fan, Return Air from B-2 | Trane | U67982 | 41 | OM00029600 |  | B-211 | (2) BP105 | NA | NA | 7.5 | 208/230 | DNA | Electrical | DNA | NA | NA | \Classifications\Building System Class\D30-HVAC Systems\D3040 - Distribution SYS\Supply/Exhaust/Return fans- FAN | 1011909
10-A1 | 10-A1 Fresno County Courthouse | 10-A1-D3041-230-RFN12 | Fan, Return B-1 South | Trane | DNA | DNA | OM00029619 |  | B-2 Blower Room South | (1) 4C (1) 3C | NA | NA | DNA | DNA | DNA | Electrical | DNA | NA | NA | \Classifications\Building System Class\D30-HVAC Systems\D3040 - Distribution SYS\Supply/Exhaust/Return fans- FAN | 1011910
10-A1 | 10-A1 Fresno County Courthouse | 10-A1-D3068-100-BAS01 | Building Automation System Computer | DELL | Optiplex 480 | 2ZV9HN1 | OM00029797 |  | Maintenance Office | NA | NA | NA | DNA | DNA | DNA | Electrical | DNA | NA | NA | \Classifications\Building System Class\D30-HVAC Systems\D3060 - Control & Inst Air\Building Automation System - BAS | 1011911
10-A1 | 10-A1 Fresno County Courthouse | 10-A1-D4095-230-HBL01 | Exhaust Hood, Kitchen, Wet Chemical | Hand Made | DNA | DNA | OM00029133 |  | B-200 Kitchen Area | NA | NA | NA | NA | DNA | DNA | DNA | DNA | NA | NA | \Classifications\Building System Class\D40-Fire Protection SYS\D4090 - Other Fire Protection Systems\Hood and Blower - HBL | 1011913
10-A1 | 10-A1 Fresno County Courthouse | 10-A1-D5038-810-ITA01 | Intrusion Vidio Recorder | Pelco | DNA | 8100 Series | OM00029511 |  | B-210 | NA | NA | NA | DNA | DNA | DNA | electrical | DNA | NA | NA | \Classifications\Building System Class\D50-Electrical SYS\D5030 - Comm & Security\Intrusion Alarm - ITA | 1011918
10-A1 | 10-A1 Fresno County Courthouse | 10-A1-D5038-810-ITA02 | Intrusion Video System Controller | Pelco | DNA | CM9500 | OM00029622 |  | B-210 UPS Room | NA | NA | NA | DNA | DNA | DNA | electrical | DNA | NA | NA | \Classifications\Building System Class\D50-Electrical SYS\D5030 - Comm & Security\Intrusion Alarm - ITA | 1011919
10-A1 | 10-A1 Fresno County Courthouse | 10-A1-D5092-100-UPS01 | Uninterruptible Power Supply | American Power Conversion | QD1020260368 | Symmetra LX Model SYAF8KT | OM00003853 |  | UPS Room B-210 | NA | NA | NA | DNA | 240 | Total Power 16 KVA or 12.8 KW | Electric and lead-sulfuric acid | DNA | DNA | DNA | \Classifications\Building System Class\D50-Electrical SYS\D5090 - Elec SYS\Uninterruptible Power System - UPS | 1011920
10-A1 | 10-A1 Fresno County Courthouse | 10-A1-G2050-200-LSC01 | Landscaping in the mote | NA | NA | NA | OM00029792 |  | Exterior Landscape | NA | NA | NA | NA | NA | NA | NA | NA | NA | NA | \Classifications\Building System Class\G20-Other Systems\G2050 - Landscaping\Landscaping - LSC | 1011921
10-A1 | 10-A1 Fresno County Courthouse | 10-A1-D5092-250-ELT01 | Exterior Lighting | MULTIPLE | MULTIPLE | MULTIPLE | OM00029791 |  | Exterior | NA | NA | NA | DNA | DNA | DNA | Electrical | DNA | NA | NA | \Classifications\Building System Class\D50-Electrical SYS\D5090 - Elec SYS\Exterior Lighting - ELT | 1011922
10-A1 | 10-A1 Fresno County Courthouse | 10-A1-G2049-300-HSC01 | Hardscape | NA | NA | NA | OM00029793 |  | Exterior | NA | NA | NA | NA | NA | NA | NA | NA | NA | NA | \Classifications\Building System Class\G20-Other Systems\G2040 - Site Development\Hardscape - HSC | 1011923
10-A1 | 10-A1 Fresno County Courthouse | 10-A1-D2023-100-CTY03 | Backflow Preventer at the cooling towers - City does all testing and necessary repairs | Febco |  | 825Y RPA | DNA - tag given was duplicate to another asset |  | Floor 9 Penthouse | [10 empty] | \Classifications\Building System Class\D20-Plumbing\D2020 - Domestic Water\Backflow Preventer - BFP | 1014886
10-A1 | 10-A1 Fresno County Courthouse | 10-A1-D3090-114-CMP04 | Air Compressor #1 | Quincy | QU1207190128 | 325QRB | OM00029585 | State ID# A003507-12¦OM00029796 | Basement, B211, Mechanical Room | [10 empty] | \Classifications\Building System Class\D30-HVAC Systems\D3090 - Other HVAC Systems and Equipment\Air Compressor - CMP | 1015370
10-A1 | 10-A1 Fresno County Courthouse | 10-A1-D3090-114-CMP05 | Air Compressor #2 | Quincy | QU1207190129 | 325QRB | OM00029586 |  | Basement B-211 Mechanical Room | [10 empty] | \Classifications\Building System Class\D30-HVAC Systems\D3090 - Other HVAC Systems and Equipment\Air Compressor - CMP | 1015371
10-A1 | 10-A1 Fresno County Courthouse | 10-A1-D3090-114-CST03 | Air Tank #3 | NA | 1292157 | 300827.1 | OM00029587 |  | Floor B-2 | [10 empty] | \Classifications\Building System Class\D30-HVAC Systems\D3090 - Other HVAC Systems and Equipment\Tank, Control Air Compressor Storage - CST | 1015372
10-A1 | 10-A1 Fresno County Courthouse | 10-A1-D2030-410-PMS03 | Sewer Lift Pump #1 | Gorman-Rupp | 1501715 | T3A3s-B | OM00029588 |  | Basement B-211 | NA | NA | NA | DNA | DNA | DNA | DNA | DNA | NA | NA | \Classifications\Building System Class\D20-Plumbing\D2030 - Sani Waste\Sewage Ejector Pump - PMS | 1015379
10-A1 | 10-A1 Fresno County Courthouse | 10-A1-D2023-100-BFP03 | Backflow Preventer at the cooling towers | Febco | J00804 | LF825Y | OM00029590 |  | 9th Floor, Penthouse | NA | NA | NA | NA | NA | NA | NA | NA | NA | NA | \Classifications\Building System Class\D20-Plumbing\D2020 - Domestic Water\Backflow Preventer - BFP | 1015380
10-A1 | 10-A1 Fresno County Courthouse | 10-A1-D3042-220-EFN04 | Exhaust Fan ( Belt Driven ) | Loren Cook | 1367-1 | Mark 4 Model 16CVB | OM00029592 |  | It is in the Mote | AP 41 | NA | NA | 1 | 208 | DNA | Electric | 1 | NA | NA | \Classifications\Building System Class\D30-HVAC Systems\D3040 - Distribution SYS\Supply/Exhaust/Return fans- FAN | 1016727
10-A1 | 10-A1 Fresno County Courthouse | 10-A1-D3050-250-ACU13 | Server Room Air Conditioning System- Evaporator # 2 and Condenser #2 | Liebert | Evaporator C13F8E0091 Condenser C13G8F7701 | Network Power Evaporator VS053ADA0E19265 Condenser DCDT409-AS4046 | OM00029596 |  | B-2 Server Room | NA | (6) 10x25x4 | R-407C | .5 | 480 | 52 | Electric | 3 | NA | NA | \Classifications\Building System Class\D30-HVAC Systems\D3050 - Package SYS\Air Conditioning,Split System - ACU | 1017305
10-A1 | 10-A1 Fresno County Courthouse | 10-A1-D3050-250-ACU12 | Server Room Air Conditioning System - Evaporator # 1 and Condenser #1 | Liebert | Evaporator C13F8E0090 Condenser C13F8F7658 | Network Power Evaporator VS053ADA0E19265 Condenser DCDT409-AS4046 | OM00029595 |  | B-2 Server Room | NA | (6) 10x25x4 | R-407C | .5 | 480 | 52 | Electric | 3 | NA | NA | \Classifications\Building System Class\D30-HVAC Systems\D3050 - Package SYS\Air Conditioning,Split System - ACU | 1017304
10-A1 | 10-A1 Fresno County Courthouse | 10-A1-D3060-100-RDS02 | Refrigerant leak Detection System for refrigerant R-407 | Honeywell | 5340RFS06140061 | Analytics - 301-EM-RFSA | OM00031405 |  | B-2 Server Room | NA | NA | NA | NA | 110 | 6.5 | Electric | 1 | NA | NA | \Classifications\Building System Class\D30-HVAC Systems\D3060 - Control & Inst Air\Refrigerant Leak Detection System - RDS | 1017306
10-A1 | 10-A1 Fresno County Courthouse | 10-A1-D4094-450-SFM05 | Novec Fire Extinguishing System using 3M Novec 1230 Fire Protection Fluid | "Tank 1: Project #1071SO, Order #631769 | Tank 1: Project #1071SO, Order #631769 | MX 1230 Fire Extinguishing System | OM00031407 |  | B-2 Server Room | NA | NA | NA | NA | NA | NA | NA |  | NA | NA | \Classifications\Building System Class\D40-Fire Protection SYS\D4090 - Other Fire Protection Systems\Fire Suppression, Gaseous - SFM | 1017307
10-A1 | 10-A1 Fresno County Courthouse | 10-A1-D3031-210-CDR01 | North 8 ton Condenser In Mote for Electric Room - tied to N/E and S/W FCU's | Daikin | 150614479 | Heat Pump RXYQ96TYDN | OM00031422 |  | Basement - B-1 in the mote | NA | NA | R-410A | NA | 480 | 10.2 | Electric | 3 | NA | NA | \Classifications\Building System Class\D30-HVAC Systems\D3030 - Cooling SYS\Condensing Unit (Air and/or Water) - CDR | 1019823
10-A1 | 10-A1 Fresno County Courthouse | 10-A1-D3031-210-CDR02 | South 8 ton Condenser In Mote for Electric Room - tied to N/W and S/E FCU's | Daikin | 15006686815 | Heat Pump RXYQ96PBYD | OM00031423 |  | Basement - B-1 in the mote | NA | NA | R-410A | NA | 480 | 10.2 | Electric | 3 | NA | NA | \Classifications\Building System Class\D30-HVAC Systems\D3030 - Cooling SYS\Condensing Unit (Air and/or Water) - CDR | 1019829
10-A1 | 10-A1 Fresno County Courthouse | 10-A1-D3040-120-FCU01 | Indoor ducted fan coil 4 ton S/W Corner connected to N. CDR | Daikin | E001839 | FXMQ48PAVJU-VRV-IV | OM00031415 |  | RM. 210 New Electrical RM. South/West Corner | NA | NA | R410A | NA | 208/230 | 3.4 | Electric | 1 | NA |  | \Classifications\Building System Class\D30-HVAC Systems\D3040 - Distribution SYS\Fan Coil Unit - FCU | 1019832
10-A1 | 10-A1 Fresno County Courthouse | 10-A1-D3040-120-FCU02 | Indoor ducted fan coil 4 ton S/E Corner connected to N. CDR | Daikin | E001808 | FXMQ48PAVJU-VRV-IV | OM00031414 |  | B-1 RM. 210 New Electrical RM. South/East Corner | NA | NA | R410A | NA | 208/230 | 3.4 | Electric | 1 | NA | NA | \Classifications\Building System Class\D30-HVAC Systems\D3040 - Distribution SYS\Fan Coil Unit - FCU | 1019834
10-A1 | 10-A1 Fresno County Courthouse | 10-A1-D3040-120-FCU03 | Indoor ducted fan coil 4 ton N/W Corner connected to S. CDR | Daikin | E001841 | FXMQ48PAVJU-VRV-IV | OM00031413 |  | B-1 RM. 210 New Electrical RM. North/West Corner | NA | NA | R410A | NA | 208/230 | 3.4 | Electric | 1 | NA | NA | \Classifications\Building System Class\D30-HVAC Systems\D3040 - Distribution SYS\Fan Coil Unit - FCU | 1019835
10-A1 | 10-A1 Fresno County Courthouse | 10-A1-D3040-120-FCU04 | Indoor ducted fan coil 4 ton N/E Corner connected to S. CDR | Daikin | E001840 | FXMQ48PAVJU-VRV-IV | OM00031412 |  | B-1 RM. 210 New Electrical RM. North/East Corner | NA | NA | R410A | NA | 208/230 | 3.4 | Electric | 1 | NA | NA | \Classifications\Building System Class\D30-HVAC Systems\D3040 - Distribution SYS\Fan Coil Unit - FCU | 1019836
10-A1 | 10-A1 Fresno County Courthouse | 10-A1-D5010-200-ESD03 | Main Breader - Porcel Line by Westinghouse | Westinghouse | NA | Housing Number: 10V54449 | OM00031416 | OM00003869 | B-1 Electric Vault | NA | NA | NA | NA | 2400 | 1200 | Electric | 3 | NA | NA | \Classifications\Building System Class\D50-Electrical SYS\D5010 - Elec Service & Dist\Electical Service and Distribution - ESD | 1019839
10-A1 | 10-A1 Fresno County Courthouse | 10-A1-D5092-210-GEN02 | Cummings QSX15 Industrial and Power Generator - 500KW | Cummins | G150854011 | DFEK - 1513547 | OM00031410 | OM00003348 | Basement - B-1 Ramp to the Garage - Generator RM. | NA | NA | NA | 755 | 480 | 500KW | Diesel | 3 | NA | NA | \Classifications\Building System Class\D50-Electrical SYS\D5090 - Elec SYS\Emergency Generator - GEN | 1019842
10-A1 | 10-A1 Fresno County Courthouse | 10-A1-D5011-240-TRN03 | B-210 GE Transformer - North | General Electric | P115530-TX02377001 | GEP05500255779 | OM00031418 | OM00029605 | Basement - B-2 - B-210 Electric RM. | NA | NA | NA | NA | 2400 | 642 | Electric | 3 | NA | NA | \Classifications\Building System Class\D50-Electrical SYS\D5010 - Elec Service & Dist\Transformer - TRN | 1019847
10-A1 | 10-A1 Fresno County Courthouse | 10-A1-D5011-240-TRN04 | B-210 GE Transformer - South | General Electric | P115529-TX02376001 | GEP05500255779 | OM00031419 | OM00029604 | Basement - B-2 - B-210 Electric RM. | NA | NA | NA | NA | 2400 | 642 | Electric | 3 | NA | NA | \Classifications\Building System Class\D50-Electrical SYS\D5010 - Elec Service & Dist\Transformer - TRN | 1019848
10-A1 | 10-A1 Fresno County Courthouse | 10-A1-D5010-234-ATS02 | Cummins Power Command Transfer Switch | Cummins Power | D15M851652 | BTPCD-153546 | OM00031417 | OM00003862 | Basement - B-210 - Electrical Room | NA | NA | NA | NA | 480 | 1000 | Electric | 3 | NA | NA | \Classifications\Building System Class\D50-Electrical SYS\D5010 - Elec Service & Dist\Automatic Transfer Switch - ATS | 1019852
10-A1 | 10-A1 Fresno County Courthouse | 10-A1-D5010-200-ESD01 | 3000 AMP - Circuit Breaker, Switchboard 480 Volt | General Electric | 611000022299001 | SSF30G330 | OM00031420 |  | Basement - B210 - Electric Rm | NA | NA | NA | NA | 480 | 3000 | NA | 3 | NA | NA | \Classifications\Building System Class\D50-Electrical SYS\D5010 - Elec Service & Dist\Electical Service and Distribution - ESD | 1019853
10-A1 | 10-A1 Fresno County Courthouse | 10-A1-D5010-200-ESD02 | 3000 AMP - Circuit Breaker, Switchboard 480 Volt | General Electric | P24000682200103 | SSF30G330 | OM00031421 |  | Basement - B210 - Electric Rm | NA | NA | NA | NA | 480 | 3000 | NA | 3 | NA | NA | \Classifications\Building System Class\D50-Electrical SYS\D5010 - Elec Service & Dist\Electical Service and Distribution - ESD | 1019854
10-A1 | 10-A1 Fresno County Courthouse | 10-A1-C1020-110-FRD01 | Generator RM. Rollup Fire Door | Cookson Rolling Doors | NA | AA19016065R1 | OM00031411 |  | Basement - B-1 Ramp to the Garage - Generator RM. | NA | NA | NA | NA | NA | NA | NA | NA | NA | NA | \Classifications\Building System Class\C10-General Building Interior\C1020 - Fire Doors\Fire Doors - FRD | 1019855
10-A1 | 10-A1 Fresno County Courthouse | 10-A1-D3044-125-PHW04 | HOT WATER PUMP PHW04 | PEERLESS | 1815642 | C1220AMBF | OM00031441 |  | Room B-211 | NA | NA | NA | 15 | 230-460 | 36 / 18 | Electric | 3 | NA | NA | \Classifications\Building System Class\D30-HVAC Systems\D3040 - Distribution SYS\Hot Water Pump - PHW | 1022637
10-A1 | 10-A1 Fresno County Courthouse | 10-A1-D2090-230-WIP03 | Water Treatment Chemical Pump WIP03 | LMI | 17094366671-3 | B121-398SI | OM00029591 |  | Basement 2 Chiller Room | NA | NA | NA | NA | 120 | DNA | Electric | 1 | NA | NA | \Classifications\Building System Class\D20-Plumbing\D2090 - Other Plumbing SYS\Water Treatment Inhibitor Pump - WIP | 1022739
10-A1 | 10-A1 Fresno County Courthouse | 10-A1-D3044-125-PHW06 | HOT WATER PUMP PHW06 | SKIDMORE | 112348-R2 | VJS-45 P/MTR | OM00003873 |  | B-211 | NA | NA | NA | 3/4 AND 1/2 | 230 / 460 | 3.6 / 1.8 AND 3.3 / 1.65 | Electric | 3 | NA | NA | \Classifications\Building System Class\D30-HVAC Systems\D3040 - Distribution SYS\Hot Water Pump - PHW | 1022845
10-F1 | 10-F1 Reedley Court | 10-F1-D5010-200-ESD01 | Switchgear | Square D | SA26PSR | 424QR | OM00029788 | Switchgear | SW Corner | NA | NA | NA | NA | 480 | DNA | NA | DNA | NA | NA | \Classifications\Building System Class\D50-Electrical SYS\D5010 - Elec Service & Dist\Electical Service and Distribution - ESD | EQ-1003807
10-F1 | 10-F1 Reedley Court | 10-F1-D3050-210-PKU01 | Package Unit #1 | Trane | 239101293L | YHC092A3ELA0WD00000000000-D (Mfr Date - 9/2002 | OM00003326 | Package Unit #1 | Roof Top | A34 | 4-20x25x2 | R-22 | Cond Fan - 0.7HP Evap Std Fan - 2.0 HP | 208-230 | 50 Max HACR | Natural Gas | 3 Ph, 60hz | 120,000 | 96,000 | \Classifications\Building System Class\D30-HVAC Systems\D3050 - Package SYS\Package Unit - PKU | EQ-1003808
10-F1 | 10-F1 Reedley Court | 10-F1-D3050-210-PKU02 | Package Unit #2 | Trane | 240100634L | YHC060A3ELA10D20000000000-B (Mfr date - 9/2002) | OM00003327 | Package Unit #2 | Roof Top | (1) AX26 | (2) 20x30x2 | R-22 | Cond Fan - 0.33 HP Evap Fan (std) - 1.00 HP | 208-230 | 45.5 Max HACR | Natural Gas | 3 Ph, 60 Hz | 60,000 | 48,000 | \Classifications\Building System Class\D30-HVAC Systems\D3050 - Package SYS\Package Unit - PKU | EQ-1003809
10-F1 | 10-F1 Reedley Court | 10-F1-D3050-210-PKU03 | Package Unit #3 | Trane | 240100540L | YHC048A3ELA0XD200000000000-A (Mfr date - 9/2002) | OM00003328 | Package Unit #3 | Roof Top | (1) A26 | (2) 20x25x2 | R-22 | % Cond Fan -0.33 HP, Evap Fan (Std) - 1.00 HP | 208-230 | 35 Max HACR | Natural Gas | 3 Ph, 60Hz | 60,000 | 48,000 | \Classifications\Building System Class\D30-HVAC Systems\D3050 - Package SYS\Package Unit - PKU | EQ-1003810
10-F1 | 10-F1 Reedley Court | 10-F1-D3050-210-PKU04 | Package Unit #4 | Trane | 240100550L | YHC060A3ELA10D2000-00000000-B (Mfr date - 9/2002 | OM00003329 | Package Unit #4 | W Roof | (1) A26 | 2-20x30x2 | R-22 | Cond fan - 0.33 HP, Evap fan (std) - 1.00 HP | 208-230 | 45 Max HACR | Natural Gas | 3 Ph, 60Hz | 60,000 | 48,000 | \Classifications\Building System Class\D30-HVAC Systems\D3050 - Package SYS\Package Unit - PKU | EQ-1003811
10-F1 | 10-F1 Reedley Court | 10-F1-D4031-100-FEX03 | Portable, Hand Held, Fire Extinguisher | Multiple | Multiple | Multiple | OM00004262 |  | Throughout Courthouse | NA | NA | NA | NA | NA | NA | NA | NA | NA | NA | \Classifications\Building System Class\D40-Fire Protection SYS\D4030 - FIRE SPEC\Fire Extinguisher - FEX | EQ-1004583
10-F1 | 10-F1 Reedley Court | 10-F1-D2023-100-BFP01 | Backflow Prevention Assembly BFP01 | Febco | 9805211327 | 860- 4inch | OM00004043 | ID#:9805211327 | In Back of Courthouse | NA | NA | NA | NA | NA | NA | NA | NA | NA | NA | \Classifications\Building System Class\D20-Plumbing\D2020 - Domestic Water\Backflow Preventer - BFP | EQ-1004640
10-F1 | 10-F1 Reedley Court | 10-F1-D2023-310-HWP01 | Domestic Hot Water Circ. Pump | Grundfus | 9607 | UP15-42SU | OM00004039 | Circ. Pump | Mech Closet | DNA | DNA | DNA | DNA | 115 | DNA |  | 1ph 60hz | DNA | DNA | \Classifications\Building System Class\D20-Plumbing\D2020 - Domestic Water\Domestic Hot Water Circulating Pump - HWP | EQ-1005217
10-F1 | 10-F1 Reedley Court | 10-F1-B2010-100-BLD01 | Building Structure | NA | NA | NA | OM00029830 | OM00004261 | Roof Top | NA | NA | NA | NA | NA | NA | NA | NA | NA | NA | \Classifications\Building System Class\B20-General Building Exterior\B2010 - Exterior Walls\Building - BLD | EQ-1007259
10-F1 | 10-F1 Reedley Court | 10-F1-B3010-100-RUF01 | Roofing Systems | DNA | DNA | DNA | OM00029831 | OM00004263 | Roof Top | NA | NA | NA | NA | NA | NA | NA | NA | NA | NA | \Classifications\Building System Class\B30-Roofing\B3010 - Roof Types\Roof - RUF | EQ-1007436
10-F1 | 10-F1 Reedley Court | 10-F1-G2050-200-LSC01 | Landscaping | DNA | DNA | DNA | OM00029833 |  | Exterior Landscape | NA | NA | NA | NA | NA | NA | NA | NA | NA | NA | \Classifications\Building System Class\G20-Other Systems\G2050 - Landscaping\Landscaping - LSC | 1011925
10-F1 | 10-F1 Reedley Court | 10-F1-D5092-250-ELT06 | Exterior Lighting | MULTIPLE | MULTIPLE | MULTIPLE | OM00029832 |  | DNA | NA | NA | NA | NA | 110 | DNA | Electrical | DNA | NA | NA | \Classifications\Building System Class\D50-Electrical SYS\D5090 - Elec SYS\Exterior Lighting - ELT | 1011926
10-F1 | 10-F1 Reedley Court | 10-F1-G2049-300-HSC01 | Hardscape | DNA | DNA | DNA | OM00029834 |  | DNA | NA | NA | NA | NA | NA | NA | NA | NA | NA | NA | \Classifications\Building System Class\G20-Other Systems\G2040 - Site Development\Hardscape - HSC | 1011927
10-F1 | 10-F1 Reedley Court | 10-F1-D2022-260-HWG02 | Water Heater - 40 Gallon | AOSmith | 1239T477698 | GNR 40 200 | OM00031396 |  | Mech Closet | NA | NA | NA | NA | DNA | DNA | Gas | DNA | 40,000 | NA | \Classifications\Building System Class\D20-Plumbing\D2020 - Domestic Water\Domestic Water Heater, Gas - HWG | 1022740
10-F1 | 10-F1 Reedley Court | 10-F1-D2022-260-HWG03 | Water Heater | AO Smith | 190911394203 | GUC-40 400 | OM00031443 |  | Janitorial Closet | NA | NA | NA | NA | NA | NA | Gas | NA |  |  | \Classifications\Building System Class\D20-Plumbing\D2020 - Domestic Water\Domestic Water Heater, Gas - HWG | 1022900
10-G1 | 10-G1 Clovis Court | 10-G1-D3050-210-PKU01 | Package Unit PKU01 | Rheem | 2G7285ADAAF 310709679 | RRNA-B030JK06X | OM00003330 |  | Roof | Direct drive | 24x24x2 | R-22 | fan - 1/3 HP blower - 1/2 HP | 208/230 | 35 max HACR | Natural gas | 1 ph, 60 Hz | 60,000 | 47,000 | \Classifications\Building System Class\D30-HVAC Systems\D3050 - Package SYS\Package Unit - PKU | EQ-1003812
10-G1 | 10-G1 Clovis Court | 10-G1-D5010-200-ESD01 | Switch gear SBR01 | Cutler Hammer | CS5066B44 | CS5 | OM00003335 |  | Mech Closet | NA | NA | NA | NA | 277/480V | 600 | NA | 3 PH, 60Hz | NA | NA | \Classifications\Building System Class\D50-Electrical SYS\D5010 - Elec Service & Dist\Electical Service and Distribution - ESD | EQ-1003817
10-G1 | 10-G1 Clovis Court | 10-G1-D4031-100-FEX02 | Portable, Hand Held, Fire Extinguisher | Sentry/Ansul Company | Multiple | Multiple | OM00031369 |  | Throughout Courthouse | [10 empty] | \Classifications\Building System Class\D40-Fire Protection SYS\D4030 - FIRE SPEC\Fire Extinguisher - FEX | EQ-1004584
10-G1 | 10-G1 Clovis Court | 10-G1-D5092-250-EML06 | LIGHT, EMERGENCY, HARDWIRED SYSTEM | Multiple | Multiple | Multiple | OM00029836 | OM00029786 | MAIN HALLWAYS | NA | NA | NA | NA | DNA | DNA | Electric | DNA | NA | NA | \Classifications\Building System Class\D50-Electrical SYS\D5090 - Elec SYS\Emergency And Exit Lighting - EML | EQ-1004586
10-G1 | 10-G1 Clovis Court | 10-G1-D2023-310-HWP01 | Domestic Hot Water Circ. Pump | Ball & Gossett | 106197 | Series 100 BNF1 CX | OM00029785 |  | DNA | NA | NA | NA | DNA | 120 | DNA | Electric | DNA | NA | NA | \Classifications\Building System Class\D20-Plumbing\D2020 - Domestic Water\Domestic Hot Water Circulating Pump - HWP | EQ-1005218
10-G1 | 10-G1 Clovis Court | 10-G1-D2023-100-BFP01 | Backflow Prevention Device BFP01 | Febco | 5881 | 825Y 2.5" Type:RP | OM00029784 | A006680 | DNA | NA | NA | NA | NA | NA | NA | NA | NA | NA | NA | \Classifications\Building System Class\D20-Plumbing\D2020 - Domestic Water\Backflow Preventer - BFP | EQ-1005219
10-G1 | 10-G1 Clovis Court | 10-G1-B2010-100-BLD01 | Building Structure | NA | NA | NA | OM00029835 | OM00004295 | NA | NA | NA | NA | NA | NA | NA | NA | NA | NA | NA | \Classifications\Building System Class\B20-General Building Exterior\B2010 - Exterior Walls\Building - BLD | EQ-1007260
10-G1 | 10-G1 Clovis Court | 10-G1-B3010-100-RUF01 | Roofing Systems | DNA | DNA | DNA | OM00031370 | OM00004296 | NA | NA | NA | NA | NA | NA | NA | NA | NA | NA | NA | \Classifications\Building System Class\B30-Roofing\B3010 - Roof Types\Roof - RUF | EQ-1007437
10-G1 | 10-G1 Clovis Court | 10-G1-D3050-210-PKU02 | Package Unit | Carrier | 2209G50282 | 48TCDD08A2GA0A0A0 | OM00003808 |  | Roof top | AX51 | (4) 16x20x2 | R-410A | NA | 480 | 20.5 | Gas | 3 | 125000 | 10300 | \Classifications\Building System Class\D30-HVAC Systems\D3050 - Package SYS\Package Unit - PKU | 1011515
10-G1 | 10-G1 Clovis Court | 10-G1-D3050-210-PKU03 | Package Unit | Carrier | 2209G20226 | 48TCLA06A2A6A0A0A0 | OM00003807 |  | Roof top | AX38 | (2) 16X25X2 | R-410A | NA | 480 | 20.5 | Gas | 3 | 60000 | 50000 | \Classifications\Building System Class\D30-HVAC Systems\D3050 - Package SYS\Package Unit - PKU | 1011516
10-G1 | 10-G1 Clovis Court | 10-G1-D3050-210-PKU04 | Package Unit | Carrier | 2209G20224 | 48TCLA06A2A6A0A0A0 | OM00003809 |  | Roof top | AX38 | (2) 16X25X2 | R-410A |  | 480 | 20.5 | Gas | 3 | 60000 | 50000 | \Classifications\Building System Class\D30-HVAC Systems\D3050 - Package SYS\Package Unit - PKU | 1011517
10-G1 | 10-G1 Clovis Court | 10-G1-D5092-250-ELT08 | Exterior Lighting | MULTIPLE | MULTIPLE | MULTIPLE | OM00031371 |  | DNA | NA | NA | NA | DNA | 115 | DNA | Electrical | DNA | NA | NA | \Classifications\Building System Class\D50-Electrical SYS\D5090 - Elec SYS\Exterior Lighting - ELT | 1011929
10-G1 | 10-G1 Clovis Court | 10-G1-G2049-300-HSC01 | Hardscape | NA | NA | NA | OM00031372 |  | Exterior Hardscape | NA | NA | NA | NA | NA | NA | NA | NA | NA | NA | \Classifications\Building System Class\G20-Other Systems\G2040 - Site Development\Hardscape - HSC | 1011930
10-G1 | 10-G1 Clovis Court | 10-G1-D2022-100-HWE01 | Water Heater - 30 gallon | AOSmith | 898-J-80-07194 | PEC30 | OM00003334 |  | Mech Closet | NA | NA | NA | NA | DNA | DNA | Electric | DNA | NA |  | \Classifications\Building System Class\D20-Plumbing\D2020 - Domestic Water\Domestic Water Heater, Electric - HWE | 1022741
10-O1 | 10-O1 B.F. Sisk Federal Courthouse | 10-O1-B3010-100-RUF01 | Building Roof - RUF01 | DNA | NA | NA | OM00029637 |  | Roof | [10 empty] | \Classifications\Building System Class\B30-Roofing\B3010 - Roof Types\Roof - RUF | 1010221
10-O1 | 10-O1 B.F. Sisk Federal Courthouse | 10-O1-D3031-100-PCH01 | Condensate Water/Tower Pump PCH01 | Paco | YJ94C1098803-A | 11-40127-18A6201 | OM00029523 | CWP - 1 | Chiller Room | NA | NA | NA | DNA | DNA | DNA | DNA | DNA | NA | NA | \Classifications\Building System Class\D30-HVAC Systems\D3030 - Cooling SYS\Chilled Water Pump - PCH | 1010318
10-O1 | 10-O1 B.F. Sisk Federal Courthouse | 10-O1-D3031-100-PCH02 | Condensate Water/Tower Pump PCH02 | Paco | YJ94C1098803-B | 11-40127-18A6201 | OM00029524 | CWP - 2 | Chiller Room | NA | NA | NA | DNA | DNA | DNA | DNA | DNA | NA | NA | \Classifications\Building System Class\D30-HVAC Systems\D3030 - Cooling SYS\Chilled Water Pump - PCH | 1010319
10-O1 | 10-O1 B.F. Sisk Federal Courthouse | 10-O1-D2040-100-PSU01 | Storm Water Submersible Duplex Pump System (1 Control Panel and 2 Pumps) | DNA | DNA | DNA | OM00029573 | SP - 1 | Parking Divider - North | [10 empty] | \Classifications\Building System Class\D20-Plumbing\D2040 - Rain Drain\Sump Pump - PSU | 1010320
10-O1 | 10-O1 B.F. Sisk Federal Courthouse | 10-O1-D2040-100-PSU03 | Storm Water Submersible Duplex Pump PSU03 (1 Controller and 2 Pumps) | DNA | DNA | DNA | OM00029575 | SP - 3 | Parking Divider - South | [10 empty] | \Classifications\Building System Class\D20-Plumbing\D2040 - Rain Drain\Sump Pump - PSU | 1010322
10-O1 | 10-O1 B.F. Sisk Federal Courthouse | 10-O1-D2040-100-PSU05 | Storm Water Submersible Duplex Pump PSU05 (1 Controller and 2 Pumps) | DNA | DNA | DNA | OM00029577 | SP - 5 | Areaway - South | [10 empty] | \Classifications\Building System Class\D20-Plumbing\D2040 - Rain Drain\Sump Pump - PSU | 1010324
10-O1 | 10-O1 B.F. Sisk Federal Courthouse | 10-O1-D2040-100-PSU07 | Storm Water Submersible Duplex Pump PSU07 (1 Controller and 2 Pumps) | DNA | DNA | DNA | OM00029579 | SP - 7 | Areaway - North | [10 empty] | \Classifications\Building System Class\D20-Plumbing\D2040 - Rain Drain\Sump Pump - PSU | 1010326
10-O1 | 10-O1 B.F. Sisk Federal Courthouse | 10-O1-D3042-220-EFN01 | 5th floor toilet exhaust fan EFN01 | Greenheck |  | GB-141-7 | OM00039032 | EF - 1 ¦ OM00029531 | 5th floor exhaust | (1) 4L220 | DNA | NA | DNA | DNA | DNA | Electric | DNA | NA | NA | \Classifications\Building System Class\D30-HVAC Systems\D3040 - Distribution SYS\Supply/Exhaust/Return fans- FAN | 1010328
10-O1 | 10-O1 B.F. Sisk Federal Courthouse | 10-O1-D3042-220-EFN02 | Chiller Room Exhaust Fan EFN02 - above ceiling tile | Greenheck |  | 18348-2 | OM00029739 | EF - 2 | Chiller Room | DNA | DNA | NA | DNA | DNA | DNA | Electric | DNA | NA | NA | \Classifications\Building System Class\D30-HVAC Systems\D3040 - Distribution SYS\Supply/Exhaust/Return fans- FAN | 1010329
10-O1 | 10-O1 B.F. Sisk Federal Courthouse | 10-O1-D3042-220-EFN33 | 1st Floor Cafeteria Exhaust Fan EFN05 | Greenheck | DNA | CUBE-220HP-30 | OM00029547 | EF - 4 | Exterior on wall outside of kitchen | NA | NA | NA | DNA | DNA | DNA | Electric | DNA | NA | NA | \Classifications\Building System Class\D30-HVAC Systems\D3040 - Distribution SYS\Supply/Exhaust/Return fans- FAN | 1010330
10-O1 | 10-O1 B.F. Sisk Federal Courthouse | 10-O1-D3042-220-EFN15 | Jury Assembly Toilet Exhaust Fan EFN15 | Greenheck | DNA | BSQ-140HP-3 | OM00029466 | EF - 15 | Basement HVAC Room | DNA | DNA | NA | DNA | DNA | DNA | Electric | DNA | NA | NA | \Classifications\Building System Class\D30-HVAC Systems\D3040 - Distribution SYS\Supply/Exhaust/Return fans- FAN | 1010332
10-O1 | 10-O1 B.F. Sisk Federal Courthouse | 10-O1-D3042-220-EFN16 | Staff Toilet Exhaust Fan EFN16 | Greenheck | 11828682-0908 | BSQ-140-4 | OM00031366 | EF - 16 | Basement HVAC Room | 4L480R | NA | NA | 1/3 | 115 | DNA | Electric | DNA | NA | NA | \Classifications\Building System Class\D30-HVAC Systems\D3040 - Distribution SYS\Supply/Exhaust/Return fans- FAN | 1010333
10-O1 | 10-O1 B.F. Sisk Federal Courthouse | 10-O1-D3042-240-SEF17 | Exhaust Fan -5th Floor IDF SEF17 | Greenheck | DNA | SP-A125 | OM00031357 | EF - 17 | Floor 5, IDF Closet | DNA | DNA | NA | DNA | DNA | DNA | Electric | DNA | NA | NA | \Classifications\Building System Class\D30-HVAC Systems\D3040 - Distribution SYS\Supply/Exhaust/Return fans- FAN | 1010334
10-O1 | 10-O1 B.F. Sisk Federal Courthouse | 10-O1-D3042-240-SEF18 | Exhaust Fan -1st Floor IDF SEF18 | Greenheck | DNA | BSQ-90-4 | OM00031358 | EF - 18 | Floor 1, IDF Room | DNA | DNA | NA | DNA | DNA | DNA | Electric | DNA | NA | NA | \Classifications\Building System Class\D30-HVAC Systems\D3040 - Distribution SYS\Supply/Exhaust/Return fans- FAN | 1010335
10-O1 | 10-O1 B.F. Sisk Federal Courthouse | 10-O1-D3042-240-SEF19 | Exhaust Fan -2nd Floor IDF SEF19 | Greenheck | DNA | BSQ-90-4 | OM00031359 | EF - 19 | Floor 2, IDF Room | DNA | DNA | NA | DNA | DNA | DNA | Electric | DNA | NA | NA | \Classifications\Building System Class\D30-HVAC Systems\D3040 - Distribution SYS\Supply/Exhaust/Return fans- FAN | 1010336
10-O1 | 10-O1 B.F. Sisk Federal Courthouse | 10-O1-D3042-240-SEF20 | Exhaust Fan -3rd Floor IDF SEF20 | Greenheck | DNA | BSQ-90-4 | OM00031360 | EF - 20 | Floor 3, IDF Room | DNA | DNA | NA | DNA | DNA | DNA | Electric | DNA | NA | NA | \Classifications\Building System Class\D30-HVAC Systems\D3040 - Distribution SYS\Supply/Exhaust/Return fans- FAN | 1010337
10-O1 | 10-O1 B.F. Sisk Federal Courthouse | 10-O1-D3042-240-SEF21 | Exhaust Fan -4th Floor IDF SEF21 | Greenheck | DNA | BSQ-90-4 | OM00031361 | EF - 21 | Floor 4, IDF Room | DNA | DNA | NA | DNA | DNA | DNA | Electric | DNA | NA | NA | \Classifications\Building System Class\D30-HVAC Systems\D3040 - Distribution SYS\Supply/Exhaust/Return fans- FAN | 1010338
10-O1 | 10-O1 B.F. Sisk Federal Courthouse | 10-O1-D3042-240-SEF22 | Exhaust Fan -5th Floor IDF SEF22 | Greenheck | DNA | SP-A125 | OM00031362 | EF - 22 | IDF Closet | DNA | DNA | NA | DNA | DNA | DNA | Electric | DNA | NA | NA | \Classifications\Building System Class\D30-HVAC Systems\D3040 - Distribution SYS\Supply/Exhaust/Return fans- FAN | 1010339
10-O1 | 10-O1 B.F. Sisk Federal Courthouse | 10-O1-D3042-240-SEF23 | Exhaust Fan -5th Floor IDF SEF23 | Greenheck | DNA | SP-A125 | OM00031363 | EF - 23 | IDF Closet | DNA | DNA | NA | DNA | DNA | DNA | Electric | DNA | NA | NA | \Classifications\Building System Class\D30-HVAC Systems\D3040 - Distribution SYS\Supply/Exhaust/Return fans- FAN | 1010340
10-O1 | 10-O1 B.F. Sisk Federal Courthouse | 10-O1-D3042-240-SEF24 | Exhaust Fan -5th Floor IDF SEF24 | Greenheck | DNA | SP-A125 | OM00031364 | EF - 24 | IDF Closet | DNA | DNA | NA | DNA | DNA | DNA | Electric | DNA | NA | NA | \Classifications\Building System Class\D30-HVAC Systems\D3040 - Distribution SYS\Supply/Exhaust/Return fans- FAN | 1010341
10-O1 | 10-O1 B.F. Sisk Federal Courthouse | 10-O1-D3042-240-SEF25 | Exhaust Fan -5th Floor IDF SEF25 | Greenheck | DNA | CSP-150 | OM00031254 | EF - 25 | IT Closet | DNA | DNA | NA | DNA | DNA | DNA | Electric | DNA | NA | NA | \Classifications\Building System Class\D30-HVAC Systems\D3040 - Distribution SYS\Supply/Exhaust/Return fans- FAN | 1010342
10-O1 | 10-O1 B.F. Sisk Federal Courthouse | 10-O1-D5037-710-FAP01 | Fire Alarm Panel - Site Control Master Alarm Panel | Honeywell by Tri-Signal | DNA | Notifier | OM00029633 |  | Site control room |  |  |  |  | 110 | 5 |  | DNA |  |  | \Classifications\Building System Class\D50-Electrical SYS\D5030 - Comm & Security\Fire Alarm Panel - FAP | 1010350
10-O1 | 10-O1 B.F. Sisk Federal Courthouse | 10-O1-D3068-100-BAS01 | BAS Panel TCP-1 BAS01 (Tagged at BAS computer) | Servi-tech | Panel made for job F09002 | custom panel installed by Servi-tech | OM00029729 |  | Chiller Room | NA | NA | NA | DNA | 208/120 | DNA | Electric | 3 Phase | DNA | DNA | \Classifications\Building System Class\D30-HVAC Systems\D3060 - Control & Inst Air\Building Automation System - BAS | 1010357
10-O1 | 10-O1 B.F. Sisk Federal Courthouse | 10-O1-B2010-100-BLD01 | Building Exterior System BLD01 | NA | NA | NA | OM00029638 | PT001918/PR0065915 | DNA | NA | NA | NA | NA | NA | NA | NA | NA | NA | NA | \Classifications\Building System Class\B20-General Building Exterior\B2010 - Exterior Walls\Building - BLD | 1010442
10-O1 | 10-O1 B.F. Sisk Federal Courthouse | 10-O1-D3050-250-ACU01 | Stand Alone A/C Unit #1 - ACU01 Split System Tagged at CU-1 | Data Aire | 2009-1054-A | DAPA-834-A0 | OM00029024 | SAC - 1 ¦ OM00029063 | MPOE/IDF | DNA | (2) 20x25x4 | R-407C | 3 HP Blower | 460 volts entered | 20 | Electric | 3 | NA | NA | \Classifications\Building System Class\D30-HVAC Systems\D3050 - Package SYS\Air Conditioning,Split System - ACU | 1010443
10-O1 | 10-O1 B.F. Sisk Federal Courthouse | 10-O1-D3050-250-ACU02 | Stand Alone A/C Unit #2 - ACU02 Split System Tagged at CU-2 | Data Aire | 2009-1056-A | DAPA-534-A0 | OM00029025 | SAC - 2 ¦ OM00029506 | Electrical Room | DNA | DNA | R-407C | 2 HP Blower | 460 volts entered | 15 | Electric | 3 | NA | NA | \Classifications\Building System Class\D30-HVAC Systems\D3050 - Package SYS\Air Conditioning,Split System - ACU | 1010444
10-O1 | 10-O1 B.F. Sisk Federal Courthouse | 10-O1-D3050-250-ACU03 | Stand-Alone A/C Unit # 3 - ACU03 Split System Tagged at CU-03 | Data Aire | 2009-1057-A | DAPA-534-A0 | OM00029639 | SAC - 3 | Server Room - Ceiling | DNA | DNA | R-407C | 2 HP Blower | 460 | 15 | Electric | 3 | NA | NA | \Classifications\Building System Class\D30-HVAC Systems\D3050 - Package SYS\Air Conditioning,Split System - ACU | 1010445
10-O1 | 10-O1 B.F. Sisk Federal Courthouse | 10-O1-D3050-250-ACU04 | Stand-Alone A/C Unit # 4 - ACU04 Split System Tagged a CU-04 | Data Aire | 2009-1058-A | DAPA-534-A0 | OM00003900 | SAC - 4 | Basement North Area Walkway | DNA | DNA | R-407C | 2 HP Blower | 460 | 15 | Electric | 3 | NA | NA | \Classifications\Building System Class\D30-HVAC Systems\D3050 - Package SYS\Air Conditioning,Split System - ACU | 1010446
10-O1 | 10-O1 B.F. Sisk Federal Courthouse | 10-O1-D3050-250-ACU05 | Stand Alone A/C Unit #5 - ACU05 Split System Tagged at CU-5 | Data Aire | 2009-1059-A | DAPA-534-A0 | OM00029041 | SAC - 5 ¦ OM00029505 | Attorney Conference - Above Ceiling | DNA | DNA | R-407C | 2 HP Blower | 460 | 15 | Electric | 3 | NA | NA | \Classifications\Building System Class\D30-HVAC Systems\D3050 - Package SYS\Air Conditioning,Split System - ACU | 1010447
10-O1 | 10-O1 B.F. Sisk Federal Courthouse | 10-O1-D3050-250-ACU06 | Stand Alone A/C Unit #6 - ACU06 Split System Tagged at CU-6 | Data Aire | 2009-1060-A | DAPA-534-A0 | OM00029042 | SAC - 6 ¦ OM00029504 | Lobby Plenum | DNA | DNA | R-407C | 2 HP Blower | 460 | 15 | Electric | 3 | NA | NA | \Classifications\Building System Class\D30-HVAC Systems\D3050 - Package SYS\Air Conditioning,Split System - ACU | 1010448
10-O1 | 10-O1 B.F. Sisk Federal Courthouse | 10-O1-D3050-250-ACU07 | Stand Alone A/C Unit #7 - ACU07 Split System Tagged at CU-7 | Data Aire | 2009-1061-A | DAPA-534-A0 | OM00029043 | SAC - 7 ¦ OM00029503 | Lobby Plenum | DNA | DNA | R-407C | 2 HP Blower | 460 | 15 | Electric | 3 | NA | NA | \Classifications\Building System Class\D30-HVAC Systems\D3050 - Package SYS\Air Conditioning,Split System - ACU | 1010449
10-O1 | 10-O1 B.F. Sisk Federal Courthouse | 10-O1-D3050-250-ACU08 | Stand Alone A/C Unit #8 - ACU08 Split System Tagged at CU-8 | Data Aire | 2009-1071-A | DAPA-312-A0 | OM00029026 | OM00029508 | Electrical Room | DNA | DNA | R-407C | 3/4 HP Blower | 208 | 15 | Electric | 1 | NA | NA | \Classifications\Building System Class\D30-HVAC Systems\D3050 - Package SYS\Air Conditioning,Split System - ACU | 1010450
10-O1 | 10-O1 B.F. Sisk Federal Courthouse | 10-O1-D3050-250-ACU09 | Stand Alone A/C Unit #9 - ACU09 Split System Tagged at CU-9 | Data Aire | 2009-1059-A | DAPA-534-A0 | OM00003852 | SAC - 9 ¦OM00029072 | Server Room | DNA | DNA | R-407C | 2 HP Blower | 460 | 15 | Electric | 3 | NA | NA | \Classifications\Building System Class\D30-HVAC Systems\D3050 - Package SYS\Air Conditioning,Split System - ACU | 1010451
10-O1 | 10-O1 B.F. Sisk Federal Courthouse | 10-O1-D3050-250-ACU10 | Stand-Alone A/C Unit # 10 - ACU10 Split System Tagged at CU-10 | Data Aire | 2009-1072-A | DAPA-312-A0 | OM00029059 | SAC - 10 | Exterior Judges Parking Lot | NA | DNA | R-407C | 3/4 HP Blower | 208 | 5.3 | Electric | 1 | NA | NA | \Classifications\Building System Class\D30-HVAC Systems\D3050 - Package SYS\Air Conditioning,Split System - ACU | 1010452
10-O1 | 10-O1 B.F. Sisk Federal Courthouse | 10-O1-D3050-250-ACU11 | Stand-Alone A/C Unit # 11 - ACU11 Split System Tagged at CU-11 | Data Aire | 2009-1073-A | DAPA-312-A0 | OM00029060 | SAC - 11 | Exterior Judges Parking Lot | NA | DNA | R-407C | 3/4 HP Blower | 208 | 5.3 | Electric | 1 | NA | NA | \Classifications\Building System Class\D30-HVAC Systems\D3050 - Package SYS\Air Conditioning,Split System - ACU | 1010453
10-O1 | 10-O1 B.F. Sisk Federal Courthouse | 10-O1-D3050-250-ACU12 | Stand-Alone A/C Unit # 12 - ACU12 Split System Tagged at CU-12 | Data Aire | 2009-1074-A | DAPA-312-A0 | OM00029016 | SAC - 12 | Exterior Judges Parking Lot | DNA | DNA | R-407C | 3/4 HP Blower | 208 | 5.3 | Electric | 1 | NA | NA | \Classifications\Building System Class\D30-HVAC Systems\D3050 - Package SYS\Air Conditioning,Split System - ACU | 1010454
10-O1 | 10-O1 B.F. Sisk Federal Courthouse | 10-O1-D3050-250-ACU13 | Stand Alone A/C Unit #13 - ACU13 Split System Tagged at CU-13 | Data Aire | 2009-1075-A | DAPA-312-A0 | OM00003850 | SAC - 13 ¦ OM00029561 | Basement North Area Walkway | DNA | DNA | R-407C | 3/4 HP Blower | 208 | 15 | Electric | 3 | NA | NA | \Classifications\Building System Class\D30-HVAC Systems\D3050 - Package SYS\Air Conditioning,Split System - ACU | 1010455
10-O1 | 10-O1 B.F. Sisk Federal Courthouse | 10-O1-D3041-110-AHU01 | Air Handling Unit # 1 - AHU01 | Temtrol | T000877-001-00 | WF-DHRE38 | OM00003833 | AHU - 1 | HVAC Room | Sply (4) BX112 Rtrn (2) BX130 | (15) 24X24X12, (5) 24X24X12, (15) 24X24X2, (5) 24X12X2 | NA | 25 HP / 15 HP | 460 volts entered | 48.5 | Electric | 3 | NA | NA | \Classifications\Building System Class\D30-HVAC Systems\D3040 - Distribution SYS\Air Handling Unit - AHU | 1010469
10-O1 | 10-O1 B.F. Sisk Federal Courthouse | 10-O1-D3041-110-AHU02 | Air Handling Unit # 2 - AHU02 | Temtrol | T000877-002-00 | WF-DHRE65 | OM00003834 | AHU - 2 | HVAC Room | Sply (4) BX144 Rtrn (3) BX124 | (20) 24x24x12, (4) 24x12x12, (20) 24x24x2, (4) 24x12x2 | NA | 20 HP / 20 HP | 460 volts entered | 70 | Electric | 3 | NA | NA | \Classifications\Building System Class\D30-HVAC Systems\D3040 - Distribution SYS\Air Handling Unit - AHU | 1010470
10-O1 | 10-O1 B.F. Sisk Federal Courthouse | 10-O1-D3041-110-AHU03 | Air Handling Unit # 3 - AHU03 | Temtrol | T000877-003-00 | WF-DHRE67 | OM00003835 | AHU - 3 | HVAC Room | Sply (4) BX144 Rtrn (3) BX124 | (20) 24x24x12, (4) 24x12x12, (20) 24x24x2, (4) 24x12x2 | NA | 40 HP / 20 HP | 460 volts entered | 70 | Electric | 3 | NA | NA | \Classifications\Building System Class\D30-HVAC Systems\D3040 - Distribution SYS\Air Handling Unit - AHU | 1010471
10-O1 | 10-O1 B.F. Sisk Federal Courthouse | 10-O1-D3041-110-AHU04 | Air Handling Unit # 4 - AHU04 | Temtrol | T000877-004-00 | WF-DHRE52 | OM00003836 | AHU - 4 | HVAC Room | Sply (3) SVX1230 Rtrn BX133 | (15) 24x24x12, (5) 24x12x12, (15 24x24x2, (5) 24x12x2 | NA | 40 HP / 15 HP | 460 volts entered | 64.5 | Electric | 3 | NA | NA | \Classifications\Building System Class\D30-HVAC Systems\D3040 - Distribution SYS\Air Handling Unit - AHU | 1010472
10-O1 | 10-O1 B.F. Sisk Federal Courthouse | 10-O1-D3041-110-AHU05 | Air Handling Unit # 5 - AHU05 | Temtrol | T000877-005-00 | FC-DH286 | OM00039026 | AHU - 5 ¦ OM00029012 | Boiler Room | Sply (2) BX68 Rtrn (2) BX60 | (2) 8x42x2 | NA | 5 HP | 460 volts entered | 6.5 | Electric | 3 | NA | NA | \Classifications\Building System Class\D30-HVAC Systems\D3040 - Distribution SYS\Air Handling Unit - AHU | 1010473
10-O1 | 10-O1 B.F. Sisk Federal Courthouse | 10-O1-D3041-110-AHU06 | Air Handling Unit # 6 - AHU6 | Temtrol | T000877-006-00 | WF-DHRE13 | OM00003837 | AHU - 6 | HVAC Room | Sply (2) BX68 Rtrn (2) BX60 | (4) 24x24x12, (2) 24x12x12, (4) 24x24x2, (2) 24x12x2 | NA | 10 HP / 5 HP | 460 volts entered | 19 | Electric | 3 | NA | NA | \Classifications\Building System Class\D30-HVAC Systems\D3040 - Distribution SYS\Air Handling Unit - AHU | 1010474
10-O1 | 10-O1 B.F. Sisk Federal Courthouse | 10-O1-D3041-110-AHU07 | Air Handling Unit # 7 - AHU7 | Temtrol | T000877-007-00 | WF-DH30 | OM00029017 | AHU - 7 | Archive | Sply (3) BX72 | (9) 24x24x12, (3) 24x12x12, (9) 24x24x2, (3) 24x12x2 | NA | 20 HP | 460 volts entered | 24 | Electric | 3 | NA | NA | \Classifications\Building System Class\D30-HVAC Systems\D3040 - Distribution SYS\Air Handling Unit - AHU | 1010475
10-O1 | 10-O1 B.F. Sisk Federal Courthouse | 10-O1-D3041-110-AHU08 | Air Handling Unit # 8 - AHU08 | Temtrol | T002762-004-00 | WF-DHRE49 | OM00003841 | AHU - 8 | Fan Room | Sply (4) BX93 Rtrn (2) 5VX830 | (9) 24x24x12, (3) 24x12x12, (9) 24x24x2, (3) 24x12x2 | NA | DNA | DNA | DNA | Electric | DNA | NA | NA | \Classifications\Building System Class\D30-HVAC Systems\D3040 - Distribution SYS\Air Handling Unit - AHU | 1010476
10-O1 | 10-O1 B.F. Sisk Federal Courthouse | 10-O1-D3041-110-AHU09 | Air Handling Unit # 9 - AHU09 | Temtrol | T002762-001-00 | WF-DHRE8 | OM00003842 | AHU - 9 | Fan Room | Sply (2) BX53 Rtrn(2) BX55 | (15) 24x24x12, (5) 24x12x12, (15) 24x24x2, (5) 24x12x2 | NA | DNA | DNA | DNA | Electric | DNA | NA | NA | \Classifications\Building System Class\D30-HVAC Systems\D3040 - Distribution SYS\Air Handling Unit - AHU | 1010477
10-O1 | 10-O1 B.F. Sisk Federal Courthouse | 10-O1-D3041-110-AHU10 | Air Handling Unit # 10 - AHU10 | Temtrol | T002762-002-00 | WF-DHRE14 | OM00003839 | AHU - 10 | Fan Room | Sply (2) BX53 Rtrn(2) BX55 | (2) 24x24x12, (2) 24x12x12, (2) 24x24x2, (2) 24x12x2 | NA | 5 HP / 3 HP | 460 volts entered | 10.6 | Electric | 3 | NA | NA | \Classifications\Building System Class\D30-HVAC Systems\D3040 - Distribution SYS\Air Handling Unit - AHU | 1010478
10-O1 | 10-O1 B.F. Sisk Federal Courthouse | 10-O1-D3041-110-AHU11 | Air Handling Unit # 11 - AHU11 | Temtrol | T002762-003-00 | WF-DHRE14 | OM00003840 | AHU - 11 | Fan Room | Sply (2) BX53 Rtrn(2) BX55 | (2) 24x24x12, (2) 24x12x12, (2) 24x24x2, (2) 24x12x2 | NA | 5 HP / 3 HP | 460 volts entered | 10.6 | Electric | 3 | NA | NA | \Classifications\Building System Class\D30-HVAC Systems\D3040 - Distribution SYS\Air Handling Unit - AHU | 1010479
10-O1 | 10-O1 B.F. Sisk Federal Courthouse | 10-O1-D2022-260-HWG01 | 250 gal. Domestic Water Heater, Gas HWG01 | PVI | 209126494 | 560N250A-PVL | OM00003848 | WH - 1 | Boiler Room | NA | NA | NA | 1/3 HP (2) | 120 volts | 15 | Natural gas | 1 | 399,000 |  | \Classifications\Building System Class\D20-Plumbing\D2020 - Domestic Water\Domestic Water Heater, Gas - HWG | 1010480
10-O1 | 10-O1 B.F. Sisk Federal Courthouse | 10-O1-D2023-310-WBS01 | Domestic Water Booster System WBS01 | Bell & Gossett | PH006861-A | 70VS Junior | OM00003843 | BP - 1 | HVAC Room | NA | NA | NA | 3 HP | 480 | 5 |  | 3 |  |  | \Classifications\Building System Class\D20-Plumbing\D2020 - Domestic Water\Domestic Water Booster System - WBS | 1010481
10-O1 | 10-O1 B.F. Sisk Federal Courthouse | 10-O1-D2023-310-WBS02 | Domestic Water Booster Pump #2 | Bell & Gossett | PH006861-B | 70VS Junior | OM00003844 | BP - 2 | HVAC Room | [10 empty] | \Classifications\Building System Class\D20-Plumbing\D2020 - Domestic Water\Domestic Water Booster System - WBS | 1010482
10-O1 | 10-O1 B.F. Sisk Federal Courthouse | 10-O1-D3021-130-BLR01 | Benchmark 2.0 Boiler, Hot Water, Gas BLR01 | Aerco International, Inc. | G-09-178 | BMK 2.0 | OM00003830 | NA | Boiler Room | NA | NA | NA | NA | 208/120 VAC | 10 | Natural gas | DNA | 2,000,000 | 1,720,000 | \Classifications\Building System Class\D30-HVAC Systems\D3020 - Heat SYS\Boiler,Hot Water,Oil/Gas/Comb. - BLR | 1010485
10-O1 | 10-O1 B.F. Sisk Federal Courthouse | 10-O1-D3021-130-BLR02 | Benchmark 2.0 Boiler, Hot Water, Gas BLR02 | Aerco International, Inc. | G-09-180 | BMK 2.0 | OM00003831 | NA | Boiler Room | NA | NA | NA | NA | 208/120 VAC | 10 | Natural gas | DNA | 2,000,000 | 1,720,000 | \Classifications\Building System Class\D30-HVAC Systems\D3020 - Heat SYS\Boiler,Hot Water,Oil/Gas/Comb. - BLR | 1010486
10-O1 | 10-O1 B.F. Sisk Federal Courthouse | 10-O1-D3021-130-BLR03 | Benchmark 2.0 Boiler, Hot Water, Gas BLR03 | Aerco International, Inc. | G-09-179 | BMK 2.0 | OM00003832 | NA | Boiler Room | NA | NA | NA | NA | 208/120 VAC | 10 | Natural gas | DNA | 2,000,000 | 1,720,000 | \Classifications\Building System Class\D30-HVAC Systems\D3020 - Heat SYS\Boiler,Hot Water,Oil/Gas/Comb. - BLR | 1010487
10-O1 | 10-O1 B.F. Sisk Federal Courthouse | 10-O1-D3044-125-PHW01 | Heating Hot Water Supply Pump PHW01 | Bell & Gossett | C0088170-01F90 | 1510BF | OM00003845 | HHWP -1 | Boiler Room | NA | NA | NA | 15 HP | 480 | 20 | Electric | 3 | NA | NA | \Classifications\Building System Class\D30-HVAC Systems\D3040 - Distribution SYS\Hot Water Pump - PHW | 1010488
10-O1 | 10-O1 B.F. Sisk Federal Courthouse | 10-O1-D3044-125-PHW02 | Heating Hot Water Supply Pump PHW02 | Bell & Gossett | C0088170-02F90 | 1510BF | OM00003846 | HHWP - 2 | Boiler Room | NA | NA | NA | 15 HP | 480 | 20 | Electric | 3 | NA | NA | \Classifications\Building System Class\D30-HVAC Systems\D3040 - Distribution SYS\Hot Water Pump - PHW | 1010489
10-O1 | 10-O1 B.F. Sisk Federal Courthouse | 10-O1-D3020-100-HET01 | 75 gal. Air Separator (Deaerator) Tank DTK01 | Bell & Gossett | 194343 | B400/5G | OM00029056 | ET - 1 | N. Fan Room | NA | NA | NA | DNA | DNA | DNA | DNA | DNA | NA | NA | \Classifications\Building System Class\D30-HVAC Systems\D3020 - Heat SYS\Heater Water Expansion Tank - HET | 1010490
10-O1 | 10-O1 B.F. Sisk Federal Courthouse | 10-O1-D3020-100-HET02 | Air Separator (Deaerator) Tank HET01 - Attached to ceiling | Amtrol | DNA | DNA | OM00029726 | AS - 1 | Boiler Room | NA | NA | NA | DNA | DNA | DNA | DNA | DNA | NA | NA | \Classifications\Building System Class\D30-HVAC Systems\D3020 - Heat SYS\Heater Water Expansion Tank - HET | 1010491
10-O1 | 10-O1 B.F. Sisk Federal Courthouse | 10-O1-D3030-110-CTW01 | Cooling Tower #1 CTW01 | Evapco | 947820W | AT12724B | OM00029044 | CT - 1 | West Side | 6B148 | DNA | DNA | DNA | DNA | DNA | DNA | DNA | NA | NA | \Classifications\Building System Class\D30-HVAC Systems\D3030 - Cooling SYS\Cooling Tower - CTW | 1010492
10-O1 | 10-O1 B.F. Sisk Federal Courthouse | 10-O1-D2017-100-SHW01 | Eyewash & Emergency Showers SHW01 | Haws | DNA | DNA | OM00003847 | EW | Boiler Room | [10 empty] | \Classifications\Building System Class\D20-Plumbing\D2010 - Plumb Fix\Showers - SHW | 1010493
10-O1 | 10-O1 B.F. Sisk Federal Courthouse | 10-O1-D2030-410-PMS01 | Sewage Ejector Pump System, 1 Control Panel and 2 Pumps | Paco | 1971033851-A | 50-48011-44110-1623 | OM00029088 | SE - 1 ¦OM00029011 | Sewage Ejector Room | NA | NA |  | 3 HP | 480 | 4.8 |  | 3 |  |  | \Classifications\Building System Class\D20-Plumbing\D2030 - Sani Waste\Sewage Ejector Pump - PMS | 1010494
10-O1 | 10-O1 B.F. Sisk Federal Courthouse | 10-O1-D4022-210-FSG01 | Pump, Fire, Electric Motor Driven FGS01 | Metron | PA-10N43551-11 | MP400-75-480C MTS | OM00029009 | FSG - 1 | HVAC Room | NA | NA | NA | 75 HP | 480 | 150 | Electrical | 3 | NA | NA | \Classifications\Building System Class\D40-Fire Protection SYS\D4020 - Stand Pipe\Pump,Fire,Electric Motor Driven - FSG | 1010496
10-O1 | 10-O1 B.F. Sisk Federal Courthouse | 10-O1-D5092-210-GEN01 | Energency Standby Generator GEN01 | Caterpillar | 8ER03434 | Model 3406 | OM00003829 | GEN - 1 ¦ Permit #C-3891-2-0 | Emergency Generator Room |  |  |  | 599 | 480 | 527 | Diesel |  |  |  | \Classifications\Building System Class\D50-Electrical SYS\D5090 - Elec SYS\Emergency Generator - GEN | 1010498
10-O1 | 10-O1 B.F. Sisk Federal Courthouse | 10-O1-D3042-220-EFN29 | Generator Room Exhaust Fan - EFN | DNA | DNA | DNA | OM00029013 | F - 1 | Emergency Generator Room | (1) BX60 | NA | NA | 5 | 460 volts entered | 8 | Electric | 3 | NA | NA | \Classifications\Building System Class\D30-HVAC Systems\D3040 - Distribution SYS\Supply/Exhaust/Return fans- FAN | 1010499
10-O1 | 10-O1 B.F. Sisk Federal Courthouse | 10-O1-D5010-234-ATS01 | Automatic Transfer Switch ATS01 | Russ Electric | 28425-2A | 2000 | OM00003849 | ATS - 1 | Emergency Generator Room |  |  |  | NA | Other | 800 |  |  |  |  | \Classifications\Building System Class\D50-Electrical SYS\D5010 - Elec Service & Dist\Automatic Transfer Switch - ATS | 1010500
10-O1 | 10-O1 B.F. Sisk Federal Courthouse | 10-O1-G3063-100-DAT01 | Diesel Fuel Tank - 1000 gal. | Enviro-Vault | MH17565 | EV-1000 | OM00003851 | FSA - 1 | DNA | [6 empty] | Diesel |  |  |  | \Classifications\Building System Class\G30-Site Mechanical Utilities\G3060 - Fuel Distribution\Tank, Fuel Storage Day - DAT | 1010501
10-O1 | 10-O1 B.F. Sisk Federal Courthouse | 10-O1-D5092-100-UPS01 | Uninterruptable Power Switch 1 UPS01 | Eaton | EC304CAB01 | Model 80 | OM00029014 | UPS - 1 | Electrical Room |  |  |  |  | 480 |  | Electric and lead-sulfuric acid | 3 |  |  | \Classifications\Building System Class\D50-Electrical SYS\D5090 - Elec SYS\Uninterruptible Power System - UPS | 1010502
10-O1 | 10-O1 B.F. Sisk Federal Courthouse | 10-O1-D5092-100-UPS02 | Uninterruptable Power Switch 2 UPS02 | Eaton | EC304CAB20 | Model 80 | OM00029565 | UPS - 2 | Electrical Room |  |  |  |  | 480 |  | Electric and lead-sulfuric acid | 3 |  |  | \Classifications\Building System Class\D50-Electrical SYS\D5090 - Elec SYS\Uninterruptible Power System - UPS | 1010503
10-O1 | 10-O1 B.F. Sisk Federal Courthouse | 10-O1-D1010-100-ELE01 | Elevator 1, Passenger - EPDPLA-4 - ELE01, | Montgomery | C19068 | SIZE 210E | OM00029021 | State ID# 156374 ¦ Pass # 1 | Penthouse Hoist Room |  |  | NA | 30 | Other |  | Electric | 3 |  |  | \Classifications\Building System Class\D10-Conveyance Systems\D1010 - Elevator\Elevator,Electric,Pass/Freight - ELE | 1010504
10-O1 | 10-O1 B.F. Sisk Federal Courthouse | 10-O1-D1010-100-ELE02 | Elevator 2, Passenger - EPDPLA-5 - ELE02, | Montgomery | C19069 | SIZE 210E | OM00029022 | State ID# 156375 ¦ Pass # 2 | Penthouse Hoist Room | NA | NA | NA | 30 | Other | DNA | Electric | 3 | NA | NA | \Classifications\Building System Class\D10-Conveyance Systems\D1010 - Elevator\Elevator,Electric,Pass/Freight - ELE | 1010505
10-O1 | 10-O1 B.F. Sisk Federal Courthouse | 10-O1-D1010-100-ELE03 | Elevator 3, Passenger - EPDPLA-6 - ELE03, | Montgomery | C19070 | SIZE 214E | OM00029023 | State ID# 152745¦ Pass | Penthouse Hoist Room | NA | NA | NA | 40 | Other | DNA | Electric | 3 | NA | NA | \Classifications\Building System Class\D10-Conveyance Systems\D1010 - Elevator\Elevator,Electric,Pass/Freight - ELE | 1010506
10-O1 | 10-O1 B.F. Sisk Federal Courthouse | 10-O1-D1010-100-ELE04 | Elevator 4, Passenger - Hydraulic Unit - ELE04, | Motion Control Engr | 3374955 | HMC-2000 | OM00003814 | State ID# 156376¦ Pass # 4 | Basement HVAC Room B84 | NA | NA | NA | NA | Other | DNA | Hydraulic | 3 | NA | NA | \Classifications\Building System Class\D10-Conveyance Systems\D1010 - Elevator\Elevator,Hydraulic,Pass/Freight - ELE | 1010507
10-O1 | 10-O1 B.F. Sisk Federal Courthouse | 10-O1-D1010-100-ELE05 | Elevator 5 - Inmate, Hydraulic Unit ELE05, | Motion Control Engr | 3374956 | HMC-2000 | OM00003815 | State ID# 156377¦ Prsn # 5 | DNA | NA | NA | NA | NA | DNA | DNA | Hydraulic | DNA | NA | NA | \Classifications\Building System Class\D10-Conveyance Systems\D1010 - Elevator\Elevator,Hydraulic,Pass/Freight - ELE | 1010508
10-O1 | 10-O1 B.F. Sisk Federal Courthouse | 10-O1-D1010-100-ELE06 | Elevator 6 - Inmate - Sallyport to Basement - ELE06 | Motion Control Engr | 3374957 | HMC-2000 | OM00029566 | State ID# 156378¦ Pris # 6 | Basement HVAC Room B84 | NA | NA | NA | NA | DNA | DNA | Hydraulic | DNA | NA | NA | \Classifications\Building System Class\D10-Conveyance Systems\D1010 - Elevator\Elevator,Hydraulic,Pass/Freight - ELE | 1010509
10-O1 | 10-O1 B.F. Sisk Federal Courthouse | 10-O1-B2034-400-DOH01 | Cornell roll-up door controller DOH01 | Cornell | 39820 | MGHL 33 43 | OM00029551 |  | Entry/exit to secured lot | [10 empty] | \Classifications\Building System Class\B20-General Building Exterior\B2030 - Exterior Doors\Door,Overhead-Shutter,Manual,Elec,Roll-up - DOH | 1010513
10-O1 | 10-O1 B.F. Sisk Federal Courthouse | 10-O1-B2034-400-DOH02 | South entry to secured lot DOH02 | Door Master | 552348 | MODEL 472E | OM00029550 |  | South entry to secured lot | [10 empty] | \Classifications\Building System Class\B20-General Building Exterior\B2030 - Exterior Doors\Door,Overhead-Shutter,Manual,Elec,Roll-up - DOH | 1010514
10-O1 | 10-O1 B.F. Sisk Federal Courthouse | 10-O1-B2034-400-DOH03 | North entry to secured lot DOH03 | Door Master | 552356 | MODEL 472E | OM00029553 |  | North entry to secured lot | [10 empty] | \Classifications\Building System Class\B20-General Building Exterior\B2030 - Exterior Doors\Door,Overhead-Shutter,Manual,Elec,Roll-up - DOH | 1010515
10-O1 | 10-O1 B.F. Sisk Federal Courthouse | 10-O1-D5011-240-TRN01 | Transformer - TRN01 | Eaton | 48M28F12CUEEPOS | J09B05898 | OM00029080 |  | Transformer Room |  |  |  |  | 480 |  |  | 3 |  |  | \Classifications\Building System Class\D50-Electrical SYS\D5010 - Elec Service & Dist\Transformer - TRN | 1010516
10-O1 | 10-O1 B.F. Sisk Federal Courthouse | 10-O1-D5092-250-EML21 | Emergency And Exit Lighting - EML21 | NA | NA | NA | OM00029975 |  | DNA | NA | NA | NA | NA | DNA | DNA | Electric | DNA | NA | NA | \Classifications\Building System Class\D50-Electrical SYS\D5090 - Elec SYS\Emergency And Exit Lighting - EML | 1010517
10-O1 | 10-O1 B.F. Sisk Federal Courthouse | 10-O1-G2050-200-LSC01 | Landscaping - LSC01 | Ittritrol | 103506 | MC24E | OM00029560 |  | DNA | [10 empty] | \Classifications\Building System Class\G20-Other Systems\G2050 - Landscaping\Landscaping - LSC | 1010518
10-O1 | 10-O1 B.F. Sisk Federal Courthouse | 10-O1-D4010-150-FMS01 | System Extinguishing,Wet Pipe - SEW01 | DNA | NA | NA | OM00043054 |  | 1st. Flr. Stairwell 2 | [10 empty] | \Classifications\Building System Class\D40-Fire Protection SYS\D4010 - Sprinkler SYS\Fire Systems, stand pipes - FMS | 1010519
10-O1 | 10-O1 B.F. Sisk Federal Courthouse | 10-O1-D2023-100-BFP01 | Backflow Preventer, Fed Bldg, 1 of 2 - BFP01 | Febco | 7572 | 825YD-4"" | OM00029727 | ID # 03187 | Location Map S:01 | NA | NA | NA | NA | NA | NA | NA | NA | NA | NA | \Classifications\Building System Class\D20-Plumbing\D2020 - Domestic Water\Backflow Preventer - BFP | 1010520
10-O1 | 10-O1 B.F. Sisk Federal Courthouse | 10-O1-D2023-100-BFP02 | Backflow Preventer, Fed Bldg, 2 of 2 - BFP02 | Febco | 20120 | 825YD-3"" | OM00029728 | ID # 03186 | Location Map S:01 | NA | NA | NA | NA | NA | NA | NA | NA | NA | NA | \Classifications\Building System Class\D20-Plumbing\D2020 - Domestic Water\Backflow Preventer - BFP | 1010521
10-O1 | 10-O1 B.F. Sisk Federal Courthouse | 10-O1-D3042-220-EFN32 | Basement Sheriff Exhaust Fan/ Staff EFN03 | Greenheck | 11829602-0908 | QEI-22-1 | OM00029015 | EF - 3 | Basement Sheriff / Staff | DNA | DNA | NA | DNA | DNA | DNA | Electric | DNA | NA | NA | \Classifications\Building System Class\D30-HVAC Systems\D3040 - Distribution SYS\Supply/Exhaust/Return fans- FAN | 1010522
10-O1 | 10-O1 B.F. Sisk Federal Courthouse | 10-O1-D3042-220-EFN07 | 5th floor toilet Exhaust Fan EFN07 | Greenheck | 11827906-0908 | GB-081-4 | OM00029045 | EF - 7 | Roof | (1) 3L210 | DNA | NA | DNA | DNA | DNA | Electric | DNA | NA | NA | \Classifications\Building System Class\D30-HVAC Systems\D3040 - Distribution SYS\Supply/Exhaust/Return fans- FAN | 1010524
10-O1 | 10-O1 B.F. Sisk Federal Courthouse | 10-O1-D3042-220-EFN08 | 5th floor judge toilet exhaust FAN EFN08 | Greenheck | 11827907-0908 | GB-071-4 | OM00029050 | EF - 8 | Roof | (1) 3L210 | DNA | NA | DNA | DNA | DNA | Electric | DNA | NA | NA | \Classifications\Building System Class\D30-HVAC Systems\D3040 - Distribution SYS\Supply/Exhaust/Return fans- FAN | 1010525
10-O1 | 10-O1 B.F. Sisk Federal Courthouse | 10-O1-D3042-220-EFN09 | Exhaust Fan -Judges Chambers Toilets- (West) EFN09 | Greenheck | 11828170-0908 | CUBE-141HP-7 | OM00029048 | EF - 9 | Roof | (2) 3L220 | DNA | NA | DNA | DNA | DNA | Electric | DNA | NA | NA | \Classifications\Building System Class\D30-HVAC Systems\D3040 - Distribution SYS\Supply/Exhaust/Return fans- FAN | 1010526
10-O1 | 10-O1 B.F. Sisk Federal Courthouse | 10-O1-D3042-220-EFN10 | Exhaust Fan -Judges Chambers Toilets - (East) EFN10 | Greenheck | 11828171-0908 | CUBE-141HP-7 | OM00029051 | EF - 10 | Roof | (1) 3L220 | DNA | NA | DNA | DNA | DNA | Electric | DNA | NA | NA | \Classifications\Building System Class\D30-HVAC Systems\D3040 - Distribution SYS\Supply/Exhaust/Return fans- FAN | 1010527
10-O1 | 10-O1 B.F. Sisk Federal Courthouse | 10-O1-D3042-220-EFN11 | Exhaust Fan -Judges Chambers (Center) EFN11 | Greenheck | 11828172-0908 | CUBE-161HP | OM00029049 | EF - 11 | Roof | (2) 3L220 | DNA | NA | DNA | DNA | DNA | Electric | DNA | NA | NA | \Classifications\Building System Class\D30-HVAC Systems\D3040 - Distribution SYS\Supply/Exhaust/Return fans- FAN | 1010528
10-O1 | 10-O1 B.F. Sisk Federal Courthouse | 10-O1-D3042-220-EFN30 | Jury Deliberation Toilets Exhaust Fan-(West) | Greenheck | 11828173-0908 | CUBE-141HP-5 | OM00029046 | EF - 12 | Roof for 2nd Flr. Jury Delibration (west) | (1) 3L220 | DNA | NA | DNA | DNA | DNA | Electric | DNA | NA | NA | \Classifications\Building System Class\D30-HVAC Systems\D3040 - Distribution SYS\Supply/Exhaust/Return fans- FAN | 1010529
10-O1 | 10-O1 B.F. Sisk Federal Courthouse | 10-O1-D3042-220-EFN31 | Jury Deliberation Toilets Exhaust Fan-(East) | Greenheck | 00828174-0908 | CUBE-141HP-7 | OM00029052 | EF - 13 | Roof for 2nd Flr. Jury Delibration (east) | (1) 3L220 | DNA | NA | DNA | DNA | DNA | Electric | DNA | NA | NA | \Classifications\Building System Class\D30-HVAC Systems\D3040 - Distribution SYS\Supply/Exhaust/Return fans- FAN | 1010531
10-O1 | 10-O1 B.F. Sisk Federal Courthouse | 10-O1-D3042-220-EFN14 | Exhaust Fan -Jury Toilet Exhaust EFN14 | Greenheck | 11827910-0908 | CB-071-6 | OM00029053 | EF - 14 ¦ OM00029054 | Roof | (1) 3L210 | DNA | NA | DNA | DNA | DNA | Electric | DNA | NA | NA | \Classifications\Building System Class\D30-HVAC Systems\D3040 - Distribution SYS\Supply/Exhaust/Return fans- FAN | 1010532
10-O1 | 10-O1 B.F. Sisk Federal Courthouse | 10-O1-D3042-220-EFN26 | Exhaust Fan -Jury Toilet Exhaust EFN26 | Greenheck | 11827911 | CB-071-6 | OM00029054 | EF - 26 ¦ OM00029053 | Roof | (1) 3L220 | DNA | NA | DNA | DNA | DNA | Electric | DNA | NA | NA | \Classifications\Building System Class\D30-HVAC Systems\D3040 - Distribution SYS\Supply/Exhaust/Return fans- FAN | 1010533
10-O1 | 10-O1 B.F. Sisk Federal Courthouse | 10-O1-D3042-220-EFN27 | Exhaust Fan -5th floor judge toilet EFN27 | Greenheck | 11827903-0908 | GB-071-4 | OM00029047 | EF - 27 | Roof | (1) 3L210 | DNA | NA | DNA | DNA | DNA | Electric | DNA | NA | NA | \Classifications\Building System Class\D30-HVAC Systems\D3040 - Distribution SYS\Supply/Exhaust/Return fans- FAN | 1010534
10-O1 | 10-O1 B.F. Sisk Federal Courthouse | 10-O1-D3042-220-EFN28 | Exhaust Fan -5th floor judge toilet EFN28 | Greenheck | 11827909-0908 | GB-071-4 | OM00029055 | EF - 28 | Roof | (1) 3L210 | DNA | NA | DNA | DNA | DNA | Electric | DNA | NA | NA | \Classifications\Building System Class\D30-HVAC Systems\D3040 - Distribution SYS\Supply/Exhaust/Return fans- FAN | 1010535
10-O1 | 10-O1 B.F. Sisk Federal Courthouse | 10-O1-D5010-200-ESD11 | GE AV Line Switch Board - 1200 A, 480 v | GE | 5F176 | AV-1 Switchboard | OM00029075 |  | Chiller Room | [10 empty] | \Classifications\Building System Class\D50-Electrical SYS\D5010 - Elec Service & Dist\Electical Service and Distribution - ESD | 1010544
10-O1 | 10-O1 B.F. Sisk Federal Courthouse | 10-O1-D5011-240-TRN02 | 112.5 KVA Transformer 480 to 208/120 v Y TRN02 | Eaton | J09B05898 | X48M28F12CUEEPOS | OM00029100 |  | First Floor Room 786 | [10 empty] | \Classifications\Building System Class\D50-Electrical SYS\D5010 - Elec Service & Dist\Transformer - TRN | 1010545
10-O1 | 10-O1 B.F. Sisk Federal Courthouse | 10-O1-D3050-250-ACU14 | Rooftop Elevator Room Cooling/Split System | EMI | 1-01-L-4629-45 | SCC36DF0000AA0A | OM00029717 | SAC - 14 | Penthouse Elevator Mechanical Room |  |  | R-22 |  | 480 | 20 | Electrical | 3 |  |  | \Classifications\Building System Class\D30-HVAC Systems\D3050 - Package SYS\Air Conditioning,Split System - ACU | 1011024
10-O1 | 10-O1 B.F. Sisk Federal Courthouse | 10-O1-D3050-250-ACU15 | Rooftop Elevator Room Cooling/Split System ACU15 | EMI | 1-01-L-4629-45 | SCC36DF0000AA0A | OM00029718 | SAC - 15 | P85 - Rooftop | DNA | DNA | R-22 | DNA | 480 | 20 | Electrical | 3 | NA | NA | \Classifications\Building System Class\D30-HVAC Systems\D3050 - Package SYS\Air Conditioning,Split System - ACU | 1011025
10-O1 | 10-O1 B.F. Sisk Federal Courthouse | 10-O1-D4031-100-FEX106 | Fire Extinguishers - FEX106 |  |  |  | OM00029976 |  | DNA | [10 empty] | \Classifications\Building System Class\D40-Fire Protection SYS\D4030 - FIRE SPEC\Fire Extinguisher - FEX | 1011036
10-O1 | 10-O1 B.F. Sisk Federal Courthouse | 10-O1-G2023-150-PEG04 | O St. vehicle gate opener/controller PEG04 | Door King | 757 | 9150 | OM00029972 |  | Parking lot - Corner of O and Fresno Streets |  |  |  | 1 | 110 | [5 empty] | \Classifications\Building System Class\G20-Other Systems\G2020 - Parking Lots\Secured Parking Gate - PEG | 1011041
10-O1 | 10-O1 B.F. Sisk Federal Courthouse | 10-O1-G2023-150-PEG05 | P St. vehicle gate opener/controller - PEG05 | Door King | 758 | 9150 | OM00029973 |  | Parking Lot Corner of P and Fresno Street |  |  |  | 1 | 110 | [5 empty] | \Classifications\Building System Class\G20-Other Systems\G2020 - Parking Lots\Secured Parking Gate - PEG | 1011042
10-O1 | 10-O1 B.F. Sisk Federal Courthouse | 10-O1-D4022-210-JPM02 | Jockey Pump | Grundfos | 9008 | CR 2 UH | OM00029970 |  | At Fire Sprinkler pump |  |  |  | 2 | 480 | [5 empty] | \Classifications\Building System Class\D40-Fire Protection SYS\D4020 - Stand Pipe\Jockey Pump - JPM | 1011047
10-O1 | 10-O1 B.F. Sisk Federal Courthouse | 10-O1-G2023-150-PEG06 | P St. CustodyParkinglot gate opener/controller PEG06 | Door King | 759 | 9150 | OM00029974 |  | Southeast corner of the employees parking lot |  |  |  | 1 | 110 | [5 empty] | \Classifications\Building System Class\G20-Other Systems\G2020 - Parking Lots\Secured Parking Gate - PEG | 1011048
10-O1 | 10-O1 B.F. Sisk Federal Courthouse | 10-O1-B2033-120-DOR01 | Handicap Entry Door, Automatic | GE | DNA | PRO-SWING | OM00031333 |  | Lobby 1st Floor Public Entrance | NA | NA | NA | DNA | 120VAC | 8AMP | electrical | Single |  |  | \Classifications\Building System Class\B20-General Building Exterior\B2030 - Exterior Doors\Door,Automatic-Sliding,Revolving - DOR | 1011941
10-O1 | 10-O1 B.F. Sisk Federal Courthouse | 10-O1-C1020-110-FRD01 | Fire Curtain Elevator 1 1st Floor Public Lobby | Vertical Solutions | 6003560 | DNA | OM00030000 | Fire Curtain Elevator 1 1st Floor Public Elevator Lobby | 1st Floor Public Elevator Lobby | NA | NA | NA | DNA | DNA | DNA | DNA | DNA | DNA | DNA | \Classifications\Building System Class\C10-General Building Interior\C1020 - Fire Doors\Fire Doors - FRD | 1011942
10-O1 | 10-O1 B.F. Sisk Federal Courthouse | 10-O1-C1020-110-FRD02 | Fire Curtain Elevator 2 1st Floor Public Lobby | Vertical Solutions | 6003839 | DNA | OM00029999 |  | 1st Floor Public Elevator Lobby | NA | NA | NA | DNA | DNA | DNA | DNA | DNA | DNA | DNA | \Classifications\Building System Class\C10-General Building Interior\C1020 - Fire Doors\Fire Doors - FRD | 1011943
10-O1 | 10-O1 B.F. Sisk Federal Courthouse | 10-O1-C1020-110-FRD03 | Fire Curtain Elevator 3 1st Floor Public Lobby | Vertical Solutions | 6003562 | DNA | OM00029998 |  | 1st Floor Ppblic Elevator Lobby | NA | NA | NA | DNA | DNA | DNA | DNA | DNA | DNA | DNA | \Classifications\Building System Class\C10-General Building Interior\C1020 - Fire Doors\Fire Doors - FRD | 1011944
10-O1 | 10-O1 B.F. Sisk Federal Courthouse | 10-O1-C1020-110-FRD04 | Fire Curtain Elevator 1 2nd Floor Public Lobby | Vertical Solutions | 6003561 | DNA | OM00029997 |  | 2nd Floor Public Elevator Lobby | NA | NA | NA | DNA | DNA | DNA | DNA | DNA | DNA | DNA | \Classifications\Building System Class\C10-General Building Interior\C1020 - Fire Doors\Fire Doors - FRD | 1011945
10-O1 | 10-O1 B.F. Sisk Federal Courthouse | 10-O1-C1020-110-FRD05 | Fire Curtain Elevator 2 2nd Floor Pubic lobby | Vertical Solutions | 6003559 | DNA | OM00029996 |  | 2nd Floor Public Elevator Lobby | NA | NA | NA | DNA | DNA | DNA | DNA | DNA | DNA | DNA | \Classifications\Building System Class\C10-General Building Interior\C1020 - Fire Doors\Fire Doors - FRD | 1011946
10-O1 | 10-O1 B.F. Sisk Federal Courthouse | 10-O1-C1020-110-FRD06 | Fire Curtain Elevator 3 2nd floor Public Lobby | Vertical Solutions | 6003837 | DNA | OM00029995 |  | 2nd Floor Public Elevator Lobby | NA | NA | NA | DNA | DNA | DNA | DNA | DNA | DNA | DNA | \Classifications\Building System Class\C10-General Building Interior\C1020 - Fire Doors\Fire Doors - FRD | 1011947
10-O1 | 10-O1 B.F. Sisk Federal Courthouse | 10-O1-C1020-110-FRD07 | Fire Curtain Elevator 1 3rd Floor Public Lobby | Vertical Solutions | 6003840 | DNA | OM00029994 |  | 3rd Floor Public Elevator Lobby | NA | NA | NA | DNA | DNA | DNA | DNA | DNA | DNA | DNA | \Classifications\Building System Class\C10-General Building Interior\C1020 - Fire Doors\Fire Doors - FRD | 1011948
10-O1 | 10-O1 B.F. Sisk Federal Courthouse | 10-O1-C1020-110-FRD08 | Fire Curtain Elevator 2 3rd Floor Pubic Lobby | Vertical Solutions | 6003838 | DNA | OM00029993 |  | 3rd Floor Public Elevator Lobby | NA | NA | NA | DNA | DNA | DNA | DNA | DNA | DNA | DNA | \Classifications\Building System Class\C10-General Building Interior\C1020 - Fire Doors\Fire Doors - FRD | 1011949
10-O1 | 10-O1 B.F. Sisk Federal Courthouse | 10-O1-C1020-110-FRD09 | Fire Curtain Elevator 3 3rd Floor Public Lobby | Vertical Solutions | 6003841 | DNA | OM00029992 |  | 3rd Floor Public Elevator Lobby | NA | NA | NA | DNA | DNA | DNA | DNA | DNA | DNA | DNA | \Classifications\Building System Class\C10-General Building Interior\C1020 - Fire Doors\Fire Doors - FRD | 1011950
10-O1 | 10-O1 B.F. Sisk Federal Courthouse | 10-O1-C1020-110-FRD10 | Fire Curtain Elevator 1 4th Floor Public Lobby | Vertical Solutions | 6003842 | DNA | OM00029991 |  | 4th Floor Public Elevator Lobby | NA | NA | NA | DNA | DNA | DNA | DNA | DNA | DNA | DNA | \Classifications\Building System Class\C10-General Building Interior\C1020 - Fire Doors\Fire Doors - FRD | 1011951
10-O1 | 10-O1 B.F. Sisk Federal Courthouse | 10-O1-C1020-110-FRD11 | Fire Curtain Elevator 2 4th Floor Public Lobby | Vertical Solutions | 6003556 | DNA | OM00029990 |  | 4th Floor Public Elevator Lobby | NA | NA | NA | DNA | DNA | DNA | DNA | DNA | DNA | DNA | \Classifications\Building System Class\C10-General Building Interior\C1020 - Fire Doors\Fire Doors - FRD | 1011952
10-O1 | 10-O1 B.F. Sisk Federal Courthouse | 10-O1-C1020-110-FRD12 | Fire Curtain Elevator 3 4th Floor Public Lobby | Vertical Solutions | 6003557 | DNA | OM00029989 |  | 4th Floor Public Elevator Lobby | NA | NA | NA | DNA | DNA | DNA | DNA | DNA | DNA | DNA | \Classifications\Building System Class\C10-General Building Interior\C1020 - Fire Doors\Fire Doors - FRD | 1011953
10-O1 | 10-O1 B.F. Sisk Federal Courthouse | 10-O1-C1020-110-FRD13 | Fire Curtain Elevator 1 5th Floor Public Lobby | Vertical Solutions | 6003836 | DNA | OM00029988 |  | 5th Floor Public Elevator Lobby | NA | NA | NA | DNA | DNA | DNA | DNA | DNA | DNA | DNA | \Classifications\Building System Class\C10-General Building Interior\C1020 - Fire Doors\Fire Doors - FRD | 1011954
10-O1 | 10-O1 B.F. Sisk Federal Courthouse | 10-O1-C1020-110-FRD14 | Fire Curtain Elevator 2 5th Floor Public Lobby | Vertical Solutions | 6003558 | DNA | OM00029987 |  | 5th Floor Public Elevator Lobby | NA | NA | NA | DNA | DNA | DNA | DNA | DNA | DNA | DNA | \Classifications\Building System Class\C10-General Building Interior\C1020 - Fire Doors\Fire Doors - FRD | 1011955
10-O1 | 10-O1 B.F. Sisk Federal Courthouse | 10-O1-C1020-110-FRD15 | Fire Curtain Elevator 3 5th Floor Public Lobby | Vertical Solutions | 6003835 | DNA | OM00029986 |  | 5th Floor Public Elevator Lobby | NA | NA | NA | DNA | DNA | DNA | DNA | DNA | DNA | DNA | \Classifications\Building System Class\C10-General Building Interior\C1020 - Fire Doors\Fire Doors - FRD | 1011956
10-O1 | 10-O1 B.F. Sisk Federal Courthouse | 10-O1-C1020-110-FRD16 | Fire Curtain Elevator 3 5th Floor Secure Lobby | Vertical Solutions | 6003876 | DNA | OM00029985 |  | 5th Floor Judges' Secure Elevator Lobby | NA | NA | NA | DNA | DNA | DNA | DNA | DNA | DNA | DNA | \Classifications\Building System Class\C10-General Building Interior\C1020 - Fire Doors\Fire Doors - FRD | 1011957
10-O1 | 10-O1 B.F. Sisk Federal Courthouse | 10-O1-C1020-110-FRD17 | Fire Curtain Inmate Elevator 4 Basement Level | Vertical Solutions | 6003665 | DNA | OM00029984 |  | Basement Custody Elevator Hallway | NA | NA | NA | DNA | DNA | DNA | DNA | DNA | DNA | DNA | \Classifications\Building System Class\C10-General Building Interior\C1020 - Fire Doors\Fire Doors - FRD | 1011958
10-O1 | 10-O1 B.F. Sisk Federal Courthouse | 10-O1-C1020-110-FRD18 | Fire Curtain Inmate Elevator 5 Basement Level | Vertical Solutions | 6003564 | DNA | OM00029983 |  | Basement Custody Elevator Hallway | NA | NA | NA | DNA | DNA | DNA | DNA | DNA | DNA | DNA | \Classifications\Building System Class\C10-General Building Interior\C1020 - Fire Doors\Fire Doors - FRD | 1011959
10-O1 | 10-O1 B.F. Sisk Federal Courthouse | 10-O1-C1020-110-FRD19 | Fire Curtain Sally Port Elevator 6 Basement Level | Vertical Solutions | 6003844 | DNA | OM00029982 |  | Basement Sally Port Elevator Hallway | NA | NA | NA | DNA | DNA | DNA | DNA | DNA | DNA | DNA | \Classifications\Building System Class\C10-General Building Interior\C1020 - Fire Doors\Fire Doors - FRD | 1011960
10-O1 | 10-O1 B.F. Sisk Federal Courthouse | 10-O1-D2017-100-SHW02 | Chiller Room Eye Wash Station and Emergency shower | Haws | DNA | DNA | OM00029564 |  | Chiller Room | NA | NA | NA | NA | NA | NA | NA | NA | NA | NA | \Classifications\Building System Class\D20-Plumbing\D2010 - Plumb Fix\Showers - SHW | 1011961
10-O1 | 10-O1 B.F. Sisk Federal Courthouse | 10-O1-D2090-230-WIP01 | Water Treatment Pump Rust inhibitor | Roytronic LMI | 09112867356-2 | A15-92851 | OM00029735 |  | Chiller Room | NA | NA | NA | DNA | 120VAC | 1AMP | DNA | DNA | NA | NA | \Classifications\Building System Class\D20-Plumbing\D2090 - Other Plumbing SYS\Water Treatment Inhibitor Pump - WIP | 1011964
10-O1 | 10-O1 B.F. Sisk Federal Courthouse | 10-O1-D2090-230-WIP02 | Water Treatment Pump Biocide | Roytronic LMI | 09112867355-2 | A15-92851 | OM00029736 |  | Chiller Room | NA | NA | NA | DNA | 120VAC | 1AMP | DNA | DNA | NA | NA | \Classifications\Building System Class\D20-Plumbing\D2090 - Other Plumbing SYS\Water Treatment Inhibitor Pump - WIP | 1011965
10-O1 | 10-O1 B.F. Sisk Federal Courthouse | 10-O1-D2090-230-WIP03 | Biocide Controller | Walchem | 0911181599 | WCT410-142U | OM00029734 |  | Chiller Room | NA | NA | NA | DNA | 120vac | 8 amp | electrical | single | NA | NA | \Classifications\Building System Class\D20-Plumbing\D2090 - Other Plumbing SYS\Water Treatment Inhibitor Pump - WIP | 1011966
10-O1 | 10-O1 B.F. Sisk Federal Courthouse | 10-O1-D3030-110-CTW02 | Cooling Tower #2 CTW02 | Evapco | DNA | AT12724B | OM00029740 | CT-2 | Westside of Roof | NA | NA | NA | 15HP | 480V AC | 20 AMP | electrical | 3 | NA | NA | \Classifications\Building System Class\D30-HVAC Systems\D3030 - Cooling SYS\Cooling Tower - CTW | 1011967
10-O1 | 10-O1 B.F. Sisk Federal Courthouse | 10-O1-D3031-130-CLR03 | Chiller #1 350ton | York | SFXM-961300 | YMC2-S1231AA | OM00029730 | OM00029514 | Chiller Room | DNA | DNA | R-134a | DNA | 480V AC | 400 AMP | DNA | 3 | NA | NA | \Classifications\Building System Class\D30-HVAC Systems\D3030 - Cooling SYS\Chiller, Water Cooled - CLR | 1011968
10-O1 | 10-O1 B.F. Sisk Federal Courthouse | 10-O1-D3031-130-CLR04 | Chiller #2 350ton | York | SFXM-961420 | YMC2-S1231AA | OM00029731 | OM00029515 | Chiller Room | DNA | DNA | R-134a | DNA | 480V AC | 400 AMP | DNA | 3 | NA | NA | \Classifications\Building System Class\D30-HVAC Systems\D3030 - Cooling SYS\Chiller, Water Cooled - CLR | 1011969
10-O1 | 10-O1 B.F. Sisk Federal Courthouse | 10-O1-D3031-100-PCH03 | Chill water pump 3 | Paco | YJ94C1098802A | 11-30125-1A6201 | OM00029518 |  | Chiller room | NA | NA | NA | 15 hp | 480V AC | 20 FLA |  | 3 |  |  | \Classifications\Building System Class\D30-HVAC Systems\D3030 - Cooling SYS\Chilled Water Pump - PCH | 1011970
10-O1 | 10-O1 B.F. Sisk Federal Courthouse | 10-O1-D3031-100-PCH04 | Chill water pump 4 | Paco | YJ94C1098802B | 11-30125-1A6201 | OM00029517 |  | Chiller Room | NA | NA | NA | 15 HP | 480V AC | 20 FLA |  | 3 |  |  | \Classifications\Building System Class\D30-HVAC Systems\D3030 - Cooling SYS\Chilled Water Pump - PCH | 1011971
10-O1 | 10-O1 B.F. Sisk Federal Courthouse | 10-O1-D3031-100-PCH05 | CHWP-1 Chill water pump 1 | Paco | YJ94C1098801A | 11-40957-146201 | OM00029520 |  | Chiller Room | NA | NA | NA | 15 hp | 480 v A/C | 20 FLA |  | Three |  |  | \Classifications\Building System Class\D30-HVAC Systems\D3030 - Cooling SYS\Chilled Water Pump - PCH | 1011972
10-O1 | 10-O1 B.F. Sisk Federal Courthouse | 10-O1-D3031-100-PCH06 | Chill water pump 2 | Paco | YJ94C1098801B | 11-40957-146201 | OM00029519 |  | Chiller Room | NA | NA | NA | 15 hp | 480V AC | 20 FLA |  | 3 |  |  | \Classifications\Building System Class\D30-HVAC Systems\D3030 - Cooling SYS\Chilled Water Pump - PCH | 1011973
10-O1 | 10-O1 B.F. Sisk Federal Courthouse | 10-O1-D4013-114-FAC01 | Penthouse Fire Sprinkler System Air Compressor | Gast | C07J140357 | LAA10M100X | OM00031337 |  | Penthouse Corridor | NA | NA | NA | DNA | 120VAC | 10AMP | electrical | Single | NA | NA | \Classifications\Building System Class\D40-Fire Protection SYS\D4010 - Sprinkler SYS\Air Compressor (Dry) Used w/ Fire S - FAC | 1011976
10-O1 | 10-O1 B.F. Sisk Federal Courthouse | 10-O1-D3060-100-RDS01 | Refrigeration Detection System | Servi-Tech | DNA | DNA | OM00029733 |  | Chiller Room | DNA | DNA | DNA | DNA | DNA | DNA | DNA | DNA | DNA | DNA | \Classifications\Building System Class\D30-HVAC Systems\D3060 - Control & Inst Air\Refrigerant Leak Detection System - RDS | 1011977
10-O1 | 10-O1 B.F. Sisk Federal Courthouse | 10-O1-D5038-810-ITA01 | Intrusion Alarm Server for the Hirsch System | Dell | 19QK5M | Power Edge T610 Server | OM00029721 |  | Secured Server Room | NA | NA | NA | DNA | 120VAC | 15AMP | electrical | Single | NA | NA | \Classifications\Building System Class\D50-Electrical SYS\D5030 - Comm & Security\Intrusion Alarm - ITA | 1011979
10-O1 | 10-O1 B.F. Sisk Federal Courthouse | 10-O1-D5038-810-ITA02 | Intrusion Alarm Network Video Recorder NVR Server | Vicon Industries | 324410 | VN-NVR-8050-R-960606 | OM00031353 |  | Secured Server Room | NA | NA | NA | DNA | 120VAC | 10AMP | electrical |  | NA | NA | \Classifications\Building System Class\D50-Electrical SYS\D5030 - Comm & Security\Intrusion Alarm - ITA | 1011980
10-O1 | 10-O1 B.F. Sisk Federal Courthouse | 10-O1-D5038-810-ITA03 | Intrusion Alarm Network Video Recorder #1 NVR | Vicon Industries | 323584 | VN-NVR-SANV5-R-960609 | OM00031354 |  | Secured Server Room | NA | NA | NA | DNA | 120VAC | 10AMP | electrical | Single | NA | NA | \Classifications\Building System Class\D50-Electrical SYS\D5030 - Comm & Security\Intrusion Alarm - ITA | 1011981
10-O1 | 10-O1 B.F. Sisk Federal Courthouse | 10-O1-D5038-810-ITA04 | Intrusion Alarm Network Video Recorder #2 NVR | Vicon Industries | 298346 | VN-NVR-SANV5-R-960609 | OM00031355 |  | Basement Secured Server Room | NA | NA | NA | DNA | 120VAC | 10Amp | electrical | Single | NA | NA | \Classifications\Building System Class\D50-Electrical SYS\D5030 - Comm & Security\Intrusion Alarm - ITA | 1011982
10-O1 | 10-O1 B.F. Sisk Federal Courthouse | 10-O1-D5038-810-ITA05 | Intrusion Alarm Network Video Recorder #3 NVR | Vicon Industries | 298390 | VN-NVR-SANV5-R-960617 | OM00031356 |  | Basement Secured Server Room | NA | NA | NA | DNA | 120VAC | 10Amp | electrical | Single | NA | NA | \Classifications\Building System Class\D50-Electrical SYS\D5030 - Comm & Security\Intrusion Alarm - ITA | 1011983
10-O1 | 10-O1 B.F. Sisk Federal Courthouse | 10-O1-E1033-310-HLF01 | Loading Dock Leveler | DNA | DNA | QT009-1ﾺ PRZ 175 | OM00031344 |  | Loading Dock | NA | NA | NA | DNA | NONE | DNA | DNA | DNA | NA | NA | \Classifications\Building System Class\E10-Equipment\E1030 - Vehicular Equipment\Hydraulic Lift,Loading Dock - HLF | 1011984
10-O1 | 10-O1 B.F. Sisk Federal Courthouse | 10-O1-D5092-250-ELT67 | Exterior Building and Parking Area Lighting | Slyvania | MULTIPLE | MULTIPLE | OM00029737 |  | Building Exterior | NA | NA | NA | DNA | 277V AC |  | Electrical |  | NA | NA | \Classifications\Building System Class\D50-Electrical SYS\D5090 - Elec SYS\Exterior Lighting - ELT | 1011986
10-O1 | 10-O1 B.F. Sisk Federal Courthouse | 10-O1-G2049-300-HSC01 | Hardscape Equipment for the B.F. Sisk Courthouse | Turner construction | NA | NA | OM00029738 |  | DNA | NA | NA | NA | NA | NA | NA | NA | NA | NA | NA | \Classifications\Building System Class\G20-Other Systems\G2040 - Site Development\Hardscape - HSC | 1011987
10-O1 | 10-O1 B.F. Sisk Federal Courthouse | 10-O1-D2017-100-SHW03 | Cooling Tower Eye Wash Station | Guardian | DNA | Wall-mount eye/face wash w/hinged dust cover | OM00029981 |  | S E side of cooling tower | [10 empty] | \Classifications\Building System Class\D20-Plumbing\D2010 - Plumb Fix\Showers - SHW | 1015385
10-O1 | 10-O1 B.F. Sisk Federal Courthouse | 10-O1-D4094-450-SFM01 | Server Room Deluge Type Fire Extingushing System | Viking | NA | Total Pac2 | OM00029078 |  | Basement IDF Room | NA | NA | NA | NA | NA | NA | DNA | NA | NA | NA | \Classifications\Building System Class\D40-Fire Protection SYS\D4090 - Other Fire Protection Systems\Fire Suppression, Gaseous - SFM | 1015682
10-O1 | 10-O1 B.F. Sisk Federal Courthouse | 10-O1-G3010-210-PWT01 | Water Pressure Booster Tank | DNA | DNA | FX300V | OM00029971 | NA | Basement, Air Handler Room | NA | NA | NA | NA | NA | NA | NA | NA | NA | NA | \Classifications\Building System Class\G30-Site Mechanical Utilities\G3010 - Water Supply\Potable Water Storage Tank - PWT | 1016043
10-O1 | 10-O1 B.F. Sisk Federal Courthouse | 10-O1-D5010-200-ESD01 | Main Electrical Panel | CUTTLER HAMER | ESN 10803508419 | PGE 1004577071 | OM00029552 |  | NA | NA | NA | NA | NA | 480 | DNA | Electric | 3 | NA | NA | \Classifications\Building System Class\D50-Electrical SYS\D5010 - Elec Service & Dist\Electical Service and Distribution - ESD | 1016045
10-O1 | 10-O1 B.F. Sisk Federal Courthouse | 10-O1-D3040-120-FCU01 | Fan Coil Unit #1 - above ceiling tile in Engineers Office | Data Aire | 2009-1070-A | DAMC - 1 - 512 | OM00037213 |  | Basement in Engineers Office | DNA | DNA | NA | 1/2 | 208 | 60 | Electric | 1 | NA | NA | \Classifications\Building System Class\D30-HVAC Systems\D3040 - Distribution SYS\Fan Coil Unit - FCU | 1018031
10-O1 | 10-O1 B.F. Sisk Federal Courthouse | 10-O1-D4010-150-FMS02 | Dry Standpipe System FMS02 | NA | NA | NA | OM00031338 | NA | Tagged at 5th Flr. | NA | NA | NA | NA | NA | NA | NA | NA | NA | NA | \Classifications\Building System Class\D40-Fire Protection SYS\D4010 - Sprinkler SYS\Fire Systems, stand pipes - FMS | 1019499
10-O1 | 10-O1 B.F. Sisk Federal Courthouse | 10-O1-D4013-200-PRE01 | Fire Preaction System PRE01 | NA | NA | NA | OM00039028 | NA | Tagged at 5th Flr. | NA | NA | NA | NA | NA | NA | NA | NA | NA | NA | \Classifications\Building System Class\D40-Fire Protection SYS\D4010 - Sprinkler SYS\Fire Systems, Preaction System - PRE | 1019500
10-O1 | 10-O1 B.F. Sisk Federal Courthouse | 10-O1-D5010-110-MCC01 | Motor Control Center MCCD | Zinsco | NA | NA | OM00029536 |  | 5th Flr. Mech Penthouse | NA | NA | NA | NA | 480 | NA | Electric | 3 | NA | NA | \Classifications\Building System Class\D50-Electrical SYS\D5010 - Elec Service & Dist\Chiller Room Electrical Panel - MCC | 1019501
10-O1 | 10-O1 B.F. Sisk Federal Courthouse | 10-O1-D3042-220-EFN04 | Exhaust Fan - EF-04 | Greenheck | 1168281670908 | Cube 220HP 30-X | OM00039031 |  | Roof by cooling towers | DNA | NA | NA | NA | NA | NA | Electric | 1 | NA | NA | \Classifications\Building System Class\D30-HVAC Systems\D3040 - Distribution SYS\Supply/Exhaust/Return fans- FAN | 1019502
10-O1 | 10-O1 B.F. Sisk Federal Courthouse | 10-O1-D3042-220-EFN06 | Exhaust Fan - EF-06 | Greenheck | 118281690908 | 6B-200-20-X | OM00037321 |  | Roof | DNA | NA | NA | NA | NA | NA | Electric | 1 | NA | NA | \Classifications\Building System Class\D30-HVAC Systems\D3040 - Distribution SYS\Supply/Exhaust/Return fans- FAN | 1019503
10-O1 | 10-O1 B.F. Sisk Federal Courthouse | 10-O1-D5010-200-ESD12 | PRL4 Electrical Sub Panel Board | EATON | LSR05017-74 | BX3673 | OM00029065 |  | Basement HVAC Room | NA | NA | NA | NA | 480 | 600 | Electric | 3 | NA | NA | \Classifications\Building System Class\D50-Electrical SYS\D5010 - Elec Service & Dist\Electical Service and Distribution - ESD | 1019504
10-O1 | 10-O1 B.F. Sisk Federal Courthouse | 10-O1-D5010-200-ESD03 | EBLA 480/277V 3Ph 4W Electrical Sub Panel | NA | NA | NA | OM00029067 |  | Basement Generator Room | NA | NA | NA | NA | 480 | NA | Electric | 3 | NA | NA | \Classifications\Building System Class\D50-Electrical SYS\D5010 - Elec Service & Dist\Electical Service and Distribution - ESD | 1019505
10-O1 | 10-O1 B.F. Sisk Federal Courthouse | 10-O1-D5010-200-ESD04 | BLC 480Y/277V 3Ph 4W Electrical Sub Panel | NA | NA | NA | OM00029070 |  | Basement Boiler Room | NA | NA | NA | NA | 480 | NA | Electric | 3 | NA | NA | \Classifications\Building System Class\D50-Electrical SYS\D5010 - Elec Service & Dist\Electical Service and Distribution - ESD | 1019506
10-O1 | 10-O1 B.F. Sisk Federal Courthouse | 10-O1-D5010-200-ESD05 | BLA 480Y/277V 3Ph 4W Electrical Sub Panel | NA | NA | NA | OM00029082 |  | Basement Electrical Room | NA | NA | NA | NA | 480 | NA | Electric | 3 | NA | NA | \Classifications\Building System Class\D50-Electrical SYS\D5010 - Elec Service & Dist\Electical Service and Distribution - ESD | 1019507
10-O1 | 10-O1 B.F. Sisk Federal Courthouse | 10-O1-D5010-200-ESD06 | EBLAI 480/277V 3Ph 3W Electrical Sub Panel | EATON | NA | NA | OM00039027 |  | Basement Electrical Room | NA | NA | NA | NA | 480 | NA | Electric | 3 | NA | NA | \Classifications\Building System Class\D50-Electrical SYS\D5010 - Elec Service & Dist\Electical Service and Distribution - ESD | 1019508
10-O1 | 10-O1 B.F. Sisk Federal Courthouse | 10-O1-D5010-200-ESD07 | PDPL 480V 3Ph 3W Electrical Sub Panel | EATON | NA | NA | OM00039029 |  | S. Penthouse Fan Room | NA | NA | NA | NA | 480 | NA | Electric | 3 | NA | NA | \Classifications\Building System Class\D50-Electrical SYS\D5010 - Elec Service & Dist\Electical Service and Distribution - ESD | 1019509
10-O1 | 10-O1 B.F. Sisk Federal Courthouse | 10-O1-D5010-200-ESD08 | EPDPLA 480/277V 3Ph 4W Electrical Sub Panel | EATON | NA | NA | OM00039030 |  | 5th Flr S. Penthouse Fan Room | NA | NA | NA | NA | 480 | NA | Electric | 3 | NA | NA | \Classifications\Building System Class\D50-Electrical SYS\D5010 - Elec Service & Dist\Electical Service and Distribution - ESD | 1019510
10-O1 | 10-O1 B.F. Sisk Federal Courthouse | 10-O1-D5010-200-ESD09 | EBDPL Electrical Sub Panel | GE | 47721292TS | 178PP66934 | OM00029066 |  | 5th Flr S. Penthouse Fan Room | NA | NA | NA | NA | 480 | NA | Electric | 3 | NA | NA | \Classifications\Building System Class\D50-Electrical SYS\D5010 - Elec Service & Dist\Electical Service and Distribution - ESD | 1019511
10-O1 | 10-O1 B.F. Sisk Federal Courthouse | 10-O1-D5010-200-ESD10 | PPA E1-39 Electrical Sub Panel | Zinsco | NA | NA | OM00029533 |  | 5th Flr. Mech. Penthouse | NA | NA | NA | NA | 480 | NA | Electric | 3 | NA | NA | \Classifications\Building System Class\D50-Electrical SYS\D5010 - Elec Service & Dist\Electical Service and Distribution - ESD | 1019512
10-O1 | 10-O1 B.F. Sisk Federal Courthouse | 10-O1-D5010-200-ESD02 | Main Electrical Panel - Basement | EATON | 679941 | LSR05017 | OM00029083 |  | Basement Electrical Room | NA | NA | NA | NA | 480 | 4000 | Electric | 3 | NA | NA | \Classifications\Building System Class\D50-Electrical SYS\D5010 - Elec Service & Dist\Electical Service and Distribution - ESD | 1019513
10-O1 | 10-O1 B.F. Sisk Federal Courthouse | 10-O1-D5011-240-TRN03 | Panel EBRA Transformer TRN03 | GE | NA | 9T23B3872 | OM00029069 |  | Basement Generator Room | NA | NA | NA | NA | 480 | NA | Electric | 3 | NA | NA | \Classifications\Building System Class\D50-Electrical SYS\D5010 - Elec Service & Dist\Transformer - TRN | 1019514
10-O1 | 10-O1 B.F. Sisk Federal Courthouse | 10-O1-D5011-240-TRN04 | Transformer 30 KVA | Zinsco | NA | 302-415-7H | OM00029534 |  | 5th Flr. Mech Penthouse | NA | NA | NA | NA | 480 | NA | Electric | 3 | NA | NA | \Classifications\Building System Class\D50-Electrical SYS\D5010 - Elec Service & Dist\Transformer - TRN | 1019515
10-O1 | 10-O1 B.F. Sisk Federal Courthouse | 10-O1-D5011-240-TRN05 | Panel EPRA Transformer TRN05 | EATON | J09B06084 | X30002 | OM00029544 |  | 5th Flr S. Penthouse Fan Room | NA | NA | NA | NA | 480 | NA | Electric | 3 | NA | NA | \Classifications\Building System Class\D50-Electrical SYS\D5010 - Elec Service & Dist\Transformer - TRN | 1019516
10-O1 | 10-O1 B.F. Sisk Federal Courthouse | 10-O1-D5011-240-TRN06 | Elevator Transformer | Hammond | ME01H-02 | 162184 | OM00037322 |  | Penthouse Hoist Room | NA | NA | NA | NA | 480 | NA | Electric | 3 | NA | NA | \Classifications\Building System Class\D50-Electrical SYS\D5010 - Elec Service & Dist\Transformer - TRN | 1019517
10-O1 | 10-O1 B.F. Sisk Federal Courthouse | 10-O1-D5011-240-TRN07 | Elevator Transformer | Hammond | ME01H-01 | 162183 | OM00037323 |  | Penthouse Hoist Room | NA | NA | NA | NA | 480 | NA | Electric | 3 | NA | NA | \Classifications\Building System Class\D50-Electrical SYS\D5010 - Elec Service & Dist\Transformer - TRN | 1019518
10-O1 | 10-O1 B.F. Sisk Federal Courthouse | 10-O1-D5011-240-TRN08 | Elevator Transformer | Hammond | ME01H | 162186 | OM00037324 |  | Penthouse Hoist Room | NA | NA | NA | NA | 480 | NA | Electric | 3 | NA | NA | \Classifications\Building System Class\D50-Electrical SYS\D5010 - Elec Service & Dist\Transformer - TRN | 1019519
10-O1 | 10-O1 B.F. Sisk Federal Courthouse | 10-O1-D5011-240-TRN09 | 2nd. Flr. Transformer 480V 15 KVA | EATON | J09B05608 | X48M28F1SCUEEP0S | OM00029525 |  | 2nd. Flr. Electrical Room | NA | NA | NA | NA | 480 | NA | Electric | 3 | NA | NA | \Classifications\Building System Class\D50-Electrical SYS\D5010 - Elec Service & Dist\Transformer - TRN | 1019520
10-O1 | 10-O1 B.F. Sisk Federal Courthouse | 10-O1-D5011-240-TRN10 | 3rd. Flr. Transformer 480V 150 KVA | EATON | J09B05763 | X48M28F49CUEEP0S | OM00004215 |  | 3rd. Flr. Electrical Room | NA | NA | NA | NA | 480 | NA | Electric | 3 | NA | NA | \Classifications\Building System Class\D50-Electrical SYS\D5010 - Elec Service & Dist\Transformer - TRN | 1019521
10-O1 | 10-O1 B.F. Sisk Federal Courthouse | 10-O1-D5011-240-TRN11 | 4th Flr. Transformer 480V 15 KVA | EATON | J09B05615 | X48M28F15CUEEP0S | OM00029493 |  | 4th. Flr. Electical Room (484) | NA | NA | NA | NA | 480 | NA | Electric | 3 | NA | NA | \Classifications\Building System Class\D50-Electrical SYS\D5010 - Elec Service & Dist\Transformer - TRN | 1019522
10-O1 | 10-O1 B.F. Sisk Federal Courthouse | 10-O1-D5011-240-TRN12 | 4th Flr. 480V 225KVA Stepdown Transformer | EATON | J09B05778 | X48M28F22CUEEP0S | OM00029485 |  | 4th. Flr. Electical Room (484) | NA | NA | NA | NA | 480 | NA | Electric | 3 | NA | NA | \Classifications\Building System Class\D50-Electrical SYS\D5010 - Elec Service & Dist\Transformer - TRN | 1019523
10-O1 | 10-O1 B.F. Sisk Federal Courthouse | 10-O1-C1020-110-FRD20 | 1st. Flr. Mag Fire Double Doors for 104 Family Law Entrance | Stiles | NA | NA | OM00037215 |  | 1st. Flr. Rm. 104 Family Law Entrance | NA | NA | NA | NA | NA | NA | NA | NA | NA | NA | \Classifications\Building System Class\C10-General Building Interior\C1020 - Fire Doors\Fire Doors - FRD | 1019565
10-O1 | 10-O1 B.F. Sisk Federal Courthouse | 10-O1-C1020-110-FRD21 | 1st. Flr. Mag Fire Double Doors for Jury Assembly Law Entrance | Stiles | NA | NA | OM00037214 |  | 1st. Flr. Rm. Jurry Assembly Room Entrance | NA | NA | NA | NA | NA | NA | NA | NA | NA | NA | \Classifications\Building System Class\C10-General Building Interior\C1020 - Fire Doors\Fire Doors - FRD | 1019566
10-O1 | 10-O1 B.F. Sisk Federal Courthouse | 10-O1-C1020-110-FRD22 | 2nd. Flr Mag Fire Double Doors for South Secured Hallway | Stiles | NA | NA | OM00037152 |  | 2nd. Flr. South Secured Hallway | [10 empty] | \Classifications\Building System Class\C10-General Building Interior\C1020 - Fire Doors\Fire Doors - FRD | 1019567
10-O1 | 10-O1 B.F. Sisk Federal Courthouse | 10-O1-C1020-110-FRD23 | 2nd. Flr Mag Fire Double Doors for 200 Family Law Public Entrance | Stiles | NA | NA | OM00037151 |  | 2nd. Flr. 200 Public Family Law Entrance | NA | NA | NA | NA | NA | NA | NA | NA | NA | NA | \Classifications\Building System Class\C10-General Building Interior\C1020 - Fire Doors\Fire Doors - FRD | 1019568
10-O1 | 10-O1 B.F. Sisk Federal Courthouse | 10-O1-C1020-110-FRD24 | 2nd. Flr. Mag Fire Double Doors for North Secured Hallway | Stiles | NA | NA | OM00037150 |  | 2nd. Flr. North Secured Hallway | NA | NA | NA | NA | NA | NA | NA | NA | NA | NA | \Classifications\Building System Class\C10-General Building Interior\C1020 - Fire Doors\Fire Doors - FRD | 1019569
10-O1 | 10-O1 B.F. Sisk Federal Courthouse | 10-O1-C1020-110-FRD25 | 3rd. Flr. Mag Fire Double Doors for South Secured Hallway | Stiles | NA | NA | OM00037149 |  | 3rd. Flr. South Secured Hallway | NA | NA | NA | NA | NA | NA | NA | NA | NA | NA | \Classifications\Building System Class\C10-General Building Interior\C1020 - Fire Doors\Fire Doors - FRD | 1019570
10-O1 | 10-O1 B.F. Sisk Federal Courthouse | 10-O1-C1020-110-FRD26 | 3rd. Flr. Mag Fire Double Doors for North Secured Hallway | Stiles | NA | NA | OM00037148 |  | 3rd. Flr. North Secured Hallway | NA | NA | NA | NA | NA | NA | NA | NA | NA | NA | \Classifications\Building System Class\C10-General Building Interior\C1020 - Fire Doors\Fire Doors - FRD | 1019571
10-O1 | 10-O1 B.F. Sisk Federal Courthouse | 10-O1-C1020-110-FRD27 | 3rd. Flr. Mag Fire Double Doors for 335 Child Support Service Entrance | Stiles | NA | NA | OM00037147 |  | 3rd. Flr. 335 Child Support Service Entrance | NA | NA | NA | NA | NA | NA | NA | NA | NA | NA | \Classifications\Building System Class\C10-General Building Interior\C1020 - Fire Doors\Fire Doors - FRD | 1019572
10-O1 | 10-O1 B.F. Sisk Federal Courthouse | 10-O1-C1020-110-FRD28 | 4th. Flr. Mag Fire Double Doors for South Secured Hallway | Stiles | NA | NA | OM00037146 |  | 4th. Flr. North Secured Hallway | NA | NA | NA | NA | NA | NA | NA | NA | NA | NA | \Classifications\Building System Class\C10-General Building Interior\C1020 - Fire Doors\Fire Doors - FRD | 1019573
10-O1 | 10-O1 B.F. Sisk Federal Courthouse | 10-O1-C1020-110-FRD29 | 4th. Flr. Mag Fire Double Doors for South Secured Hallway | Stiles | NA | NA | OM00037145 |  | 4th. Flr. South Secured Hallway | NA | NA | NA | NA | NA | NA | NA | NA | NA | NA | \Classifications\Building System Class\C10-General Building Interior\C1020 - Fire Doors\Fire Doors - FRD | 1019574
10-O1 | 10-O1 B.F. Sisk Federal Courthouse | 10-O1-C1020-110-FRD30 | 4th. Flr. Mag Fire Double Doors for 400 Civil Public Entrance | Stiles | NA | NA | OM00037144 |  | 4th. Flr. 400 Civil Public Entrance | NA | NA | NA | NA | NA | NA | NA | NA | NA | NA | \Classifications\Building System Class\C10-General Building Interior\C1020 - Fire Doors\Fire Doors - FRD | 1019575
10-O1 | 10-O1 B.F. Sisk Federal Courthouse | 10-O1-C1020-110-FRD31 | 5th. Flr. Mag Fire Double Doors for Secured Hallway near Mens Restroom | Stiles | NA | NA | OM00037143 |  | 5th. Flr. Secured Hallway near Mens Restroom | NA | NA | NA | NA | NA | NA | NA | NA | NA | NA | \Classifications\Building System Class\C10-General Building Interior\C1020 - Fire Doors\Fire Doors - FRD | 1019576
10-O1 | 10-O1 B.F. Sisk Federal Courthouse | 10-O1-C1020-110-FRD32 | 5th. Flr. Mag Fire Double Doors for North Secured Hallway | Stiles | NA | NA | OM00037142 |  | 5th. Flr. North Secured Hallway | NA | NA | NA | NA | NA | NA | NA | NA | NA | NA | \Classifications\Building System Class\C10-General Building Interior\C1020 - Fire Doors\Fire Doors - FRD | 1019577
10-O1 | 10-O1 B.F. Sisk Federal Courthouse | 10-O1-C1020-110-FRD33 | 5th. Flr. Mag Fire Double Doors for Public Hallway by elevators | Stiles | NA | NA | OM00037141 |  | 5th. Flr. Public Hallway by elevator | NA | NA | NA | NA | NA | NA | NA | NA | NA | NA | \Classifications\Building System Class\C10-General Building Interior\C1020 - Fire Doors\Fire Doors - FRD | 1019578
10-O1 | 10-O1 B.F. Sisk Federal Courthouse | 10-O1-C1020-110-FRD34 | 5th. Flr. Mag Fire Double Doors for South Secured Hallway | Stiles | NA | NA | OM00043055 |  | 5th Flr. South Secured Hallway | NA | NA | NA | NA | NA | NA | NA | NA | NA | NA | \Classifications\Building System Class\C10-General Building Interior\C1020 - Fire Doors\Fire Doors - FRD | 1019776
10-O1 | 10-O1 B.F. Sisk Courthouse | 10-O1-D2023-310-HWP06 | HOT WATER PUMP HWP06 | GRUNDFOS | DNA | 96402736 | OM00031657 |  | BOILER RM | NA | NA | NA | NA | 208-230 | 1.96 | Electric | 3 | NA | NA | \Classifications\Building System Class\D20-Plumbing\D2020 - Domestic Water\Domestic Hot Water Circulating Pump - HWP | 1022635
10-O1 | 10-O1 B.F. Sisk Courthouse | 10-O1-D2023-310-HWP05 | HOT WATER PUMP HWP05 | GRUNDFOS | DNA | 96402736 | OM00031658 |  | BOILER RM | NA | NA | NA | NA | 208-230 | 1.96 | Electric | 3 | NA | NA | \Classifications\Building System Class\D20-Plumbing\D2020 - Domestic Water\Domestic Hot Water Circulating Pump - HWP | 1022636
10-P1 | 10-P1 JJC Delinquency Court | 10-P1-D1010-100-ELE01 | Elevator #1, Passenger. State ID# 152881 | ThyssenKrupp Elevator | EX2143 | EP12540 | OM00029772 | State ID# 152881 | 1st Floor, Elevator Room | NA | NA | NA | NA | 480 | DNA | Hydraulic | DNA | NA | NA | \Classifications\Building System Class\D10-Conveyance Systems\D1010 - Elevator\Elevator,Electric,Pass/Freight - ELE | 1009815
10-P1 | 10-P1 JJC Delinquency Court | 10-P1-D1010-100-ELE02 | Elevator #2, Passenger Conveyance # 152882 | Thyssen Krupp | EX2144 | EP12540 | OM00029773 | State ID# 152882 | 1st Floor, Elevator Room | NA | NA | NA | NA | 480 | 52.7 | Hydraulic | 3 | NA | NA | \Classifications\Building System Class\D10-Conveyance Systems\D1010 - Elevator\Elevator,Electric,Pass/Freight - ELE | 1010550
10-P1 | 10-P1 JJC Delinquency Court | 10-P1-D1010-100-ELE03 | Elevator #3 Passeneger Conveyance # 152883 | Thyssen Krupp | EX2145 | AP21550 | OM00029777 | State ID# 152883 | Floor 1, Elevator Room | NA | NA | NA | NA | 480 | 52.7 | Hydraulic | 3 | NA | NA | \Classifications\Building System Class\D10-Conveyance Systems\D1010 - Elevator\Elevator,Electric,Pass/Freight - ELE | 1010551
10-P1 | 10-P1 JJC Delinquency Court | 10-P1-D1010-100-ELE04 | Elevator #4, Passenge Conveyance State ID # 152884 | Thyssen Krupp | EX2146 | EP12540 | OM00029776 | State ID# 152884 | Floor 1, Elevator Room | NA | NA | NA | NA | 480 | 52.7 | Hydraulic | 3 | NA | NA | \Classifications\Building System Class\D10-Conveyance Systems\D1010 - Elevator\Elevator,Electric,Pass/Freight - ELE | 1010552
10-P1 | 10-P1 JJC Delinquency Court | 10-P1-D1010-100-ELE05 | Elevator #5, Passenger Conveyance # 152885 | Thyssen Krupp | EX2147 | AP21550 | OM00029778 | State ID# 152885 | Floor 1, Elevator Room | NA | NA | NA | NA | 480 | 52.7 | Hydraulic | 3 | NA | NA | \Classifications\Building System Class\D10-Conveyance Systems\D1010 - Elevator\Elevator,Electric,Pass/Freight - ELE | 1010553
10-P1 | 10-P1 JJC Delinquency Court | 10-P1-D5038-810-ITA02 | Security Rack #3 Security System | Chatsworth Products Inc. | NA | 7506 | OM00029775 |  | IT Room | NA | NA | NA | NA | DNA | DNA | DNA | DNA | NA | NA | \Classifications\Building System Class\D50-Electrical SYS\D5030 - Comm & Security\Intrusion Alarm - ITA | 1010554
10-P1 | 10-P1 JJC Delinquency Court | 10-P1-D5038-810-ITA03 | Security Rack #2 Security System | Chatsworth Products Inc. | NA | 7506 | OM00029774 |  | IT Room | NA | NA | NA | NA | DNA | DNA | DNA | DNA | NA | NA | \Classifications\Building System Class\D50-Electrical SYS\D5030 - Comm & Security\Intrusion Alarm - ITA | 1010555
10-P1 | 10-P1 JJC Delinquency Court | 10-P1-D3050-250-CTY01 | CU1-1 | Data Aire | 2008-0265-E | DARC-5034 | OM00004285 | CU1-1 | ROOF | DNA | DNA | R-22 | 3/4 | 460 | 11.0 | No Fuel | 3 | DNA | DNA | \Classifications\Building System Class\D30-HVAC Systems\D3050 - Package SYS\Air Conditioning,Split System - ACU | 1011988
10-P1 | 10-P1 JJC Delinquency Court | 10-P1-D3050-250-CTY02 | CU1-2 | Carrier | 2406E32192 | 24ACA342A600 | OM00004288 | CU1-2 | ROOF TOP | DNA | DNA | R-410a | DNA | 460 | 15 | electrical | 3 | DNA | DNA | \Classifications\Building System Class\D30-HVAC Systems\D3050 - Package SYS\Air Conditioning,Split System - ACU | 1011989
10-P1 | 10-P1 JJC Delinquency Court | 10-P1-D3050-250-CTY03 | ODU1-1A | Carries | 4107X90517 | 38HDF036---3 | OM00004291 | ODU1-1A | ROOF TOP | DNA | DNA | R-410A | DNA | 208/230 | 1 | electrical | DNA | DNA | DNA | \Classifications\Building System Class\D30-HVAC Systems\D3050 - Package SYS\Air Conditioning,Split System - ACU | 1011990
10-P1 | 10-P1 JJC Delinquency Court | 10-P1-D3050-250-CTY04 | ODU1-1B | Carrier | 3907X92347 | 38HDF036-301 | OM00004293 | ODU1-1B | Roof top | DNA | DNA | R-410A | 1/4 | 208/230 | 23.8 | No Fuel | 1 | DNA | DNA | \Classifications\Building System Class\D30-HVAC Systems\D3050 - Package SYS\Air Conditioning,Split System - ACU | 1011991
10-P1 | 10-P1 JJC Delinquency Court | 10-P1-D3050-250-CTY05 | ODU1-2A | Mitsubishi | 54U00144C | PUY-A18NHA2 | OM00004289 | ODU1-2A | ROOF TOP | DNA | DNA | R-410A | DNA | 208/230 | 15 | electrical | 1 | DNA | DNA | \Classifications\Building System Class\D30-HVAC Systems\D3050 - Package SYS\Air Conditioning,Split System - ACU | 1011992
10-P1 | 10-P1 JJC Delinquency Court | 10-P1-D3050-250-CTY06 | ODU1-2B | Mitsubishi | 72U01213B | PUY-A18NHA2 | OM00004292 | ODU1-2B | ROOF TOP | DNA | DNA | R-410A | DNA | 208/230 | 15 | electrical | 1 | DNA | DNA | \Classifications\Building System Class\D30-HVAC Systems\D3050 - Package SYS\Air Conditioning,Split System - ACU | 1011993
10-P1 | 10-P1 JJC Delinquency Court | 10-P1-D3050-250-CTY07 | ODU1-2C | Mitsubishi | 72U01212B | PUY-A18NHA2 | OM00004290 | ODU1-2C | ROOF TOP | DNA | DNA | R-410A | DNA | 208/230 | 15 | electrical | 1 | DNA | DNA | \Classifications\Building System Class\D30-HVAC Systems\D3050 - Package SYS\Air Conditioning,Split System - ACU | 1011994
10-P1 | 10-P1 JJC Delinquency Court | 10-P1-D3050-250-CTY08 | ODU1-2D | Mitsubishi | 72U01214B | PUY-A18NHA2 | OM00004287 | ODU1-2D | ROOF TOP | DNA | DNA | R-410A | DNA | 208/230 | 15 | electrical | 1 | DNA | DNA | \Classifications\Building System Class\D30-HVAC Systems\D3050 - Package SYS\Air Conditioning,Split System - ACU | 1011995
10-P1 | 10-P1 JJC Delinquency Court | 10-P1-D3050-250-CTY09 | ODU1-2E | Mitsubishi | 72U01214A | PUY-A118NHA2 | OM00004286 | ODU1-2E | ROOF TOP | DNA | DNA | R-410A | DNA | 208/230 | 15 | NA | 1 | DNA | DNA | \Classifications\Building System Class\D30-HVAC Systems\D3050 - Package SYS\Air Conditioning,Split System - ACU | 1011996
10-P1 | 10-P1 JJC Delinquency Court | 10-P1-B2010-100-BLD01 | Building Structure | NA | NA | NA | OM00031458 |  |  | NA | NA | NA | NA | NA | NA | NA | NA | NA | NA | \Classifications\Building System Class\B20-General Building Exterior\B2010 - Exterior Walls\Building - BLD | 1016519
10-P1 | 10-P1 JJC Delinquency Court | 10-P1-D4031-100-FEX36 | Fire Extinguishers - FEX36 | NA | ALL | NA | OM00031456 |  | All Various | NA | NA | NA | NA | NA | NA | NA | NA | NA | NA | \Classifications\Building System Class\D40-Fire Protection SYS\D4030 - FIRE SPEC\Fire Extinguisher - FEX | 1018325
10-P1 | 10-P1 JJC Delinquency Court | 10-P1-D5092-100-UPS01 | UPS - Liebert | Lievert | M08F300006 | NPOWER / 37SA030AAC6EH76 | OM00031455 |  | Floor 2, 2nd Flr. Server Room B245 | NA | NA | NA | NA | 480 | 33 | Electric and lead-sulfuric acid | 3 | NA | NA | \Classifications\Building System Class\D50-Electrical SYS\D5090 - Elec SYS\Uninterruptible Power System - UPS | 1018975
10-P1 | 10-P1 JJC Delinquency Court | 10-P1-D5092-250-EML45 | LIGHT, EMERGENCY, HARDWIRED SYSTEM | NA | NA | NA | OM00031457 |  | All | NA | NA | NA | NA | NA | NA | NA | NA | NA | NA | \Classifications\Building System Class\D50-Electrical SYS\D5090 - Elec SYS\Emergency And Exit Lighting - EML | 1019775
11-A1 | 11-A1 Historic Courthouse | 11-A1-D1010-100-ELE03 | Elevator, ELE03 | Dover | ED8343 | EP6015A | OM00031019 | State ID# 104580 | DNA | NA | NA | NA | NA | DNA | DNA | NA | DNA | NA | NA | \Classifications\Building System Class\D10-Conveyance Systems\D1010 - Elevator\Elevator,Electric,Pass/Freight - ELE | 1011633
11-A1 | 11-A1 Historic Courthouse | 11-A1-B2010-100-BLD01 | BUILDING | NA | NA | NA | OM00031032 | NA | ALL | NA | NA | NA | NA | NA | NA | NA | NA | NA | NA | \Classifications\Building System Class\B20-General Building Exterior\B2010 - Exterior Walls\Building - BLD | 1011997
11-A1 | 11-A1 Historic Courthouse | 11-A1-B3010-100-RUF01 | ROOF | NA | NA | NA | OM00031031 |  | ROOF | NA | NA | NA | NA | NA | NA | NA | NA | NA | NA | \Classifications\Building System Class\B30-Roofing\B3010 - Roof Types\Roof - RUF | 1011998
11-A1 | 11-A1 Historic Courthouse | 11-A1-D2022-100-HWE02 | Hot Water Heater | National | A42-c-79-11090 | ME40 | OM00031018 |  | Basement | NA | NA | NA | NA | 240 | 4500 WATTS | Electrical | 1PH | NA | NA | \Classifications\Building System Class\D20-Plumbing\D2020 - Domestic Water\Domestic Water Heater, Electric - HWE | 1012000
11-A1 | 11-A1 Historic Courthouse | 11-A1-D3031-210-CDR01 | Condenser for jury room 1 | Day & Niqht | 4995E00976 | 563CND048-A | OM00031014 |  | DNA | DNA | DNA | R-22 | DNA | 208/230 | 50 AMP | Electrical | 1 ph | NA | NA | \Classifications\Building System Class\D30-HVAC Systems\D3030 - Cooling SYS\Condensing Unit, Air Cooled - CDR | 1012002
11-A1 | 11-A1 Historic Courthouse | 11-A1-D3031-210-CDR02 | Condenser For Supervisor Chamber | Day & Niqht | 4595E2608 | 563CN048-A | OM00031016 |  | S/E Equipmen Pad | None | None | R-22 | NA | 208/23o | 50 AMP Max Fuse | Electrical | 1Ph | NA | NA | \Classifications\Building System Class\D30-HVAC Systems\D3030 - Cooling SYS\Condensing Unit, Air Cooled - CDR | 1012003
11-A1 | 11-A1 Historic Courthouse | 11-A1-D3031-210-CDR03 | Condensing Unit voter registration | Day & Night | 3695E00478 | 563CN042-A | OM00031012 |  | S/E Equipment Pad | NA | NA | R-22 | DNA | DNA | 40 Amp | Electrical | 1 | NA | NA | \Classifications\Building System Class\D30-HVAC Systems\D3030 - Cooling SYS\Condensing Unit, Air Cooled - CDR | 1012004
11-A1 | 11-A1 Historic Courthouse | 11-A1-D3050-122-FAH01 | Furnace For courtroom 1 | BDP | 4195A04082 | 350MAV060080 | OM00027310 |  | Attic Space | NA | 20X25X1 | NA | NA | 120 V | 15 | Natural Gas | DNA | 80,000 | 74,000 | \Classifications\Building System Class\D30-HVAC Systems\D3050 - Package SYS\Forced Air Heater,Oil/Gas fired - FAH | 1012006
11-A1 | 11-A1 Historic Courthouse | 11-A1-D3050-122-FAH02 | Furnace For Jury Room 1 | BDP | 3495A08686 | 350MAV048080 | OM00027309 |  | Attic Space | NA | None | NA | NA | 120 V | 15 | Natural Gas | 1PH | 80,000 | 74,000 | \Classifications\Building System Class\D30-HVAC Systems\D3050 - Package SYS\Forced Air Heater,Oil/Gas fired - FAH | 1012007
11-A1 | 11-A1 Historic Courthouse | 11-A1-D3050-122-FAH03 | FURNACE FOR PROBATION | BDP | 1395A04565 | 350MAV048080 | OM00027311 |  | ATTIC SPACE | NA | 20X25X1 | NA | NA | 120 | 15 | Natural Gas | DNA | 80,000 | 74,000 | \Classifications\Building System Class\D30-HVAC Systems\D3050 - Package SYS\Forced Air Heater,Oil/Gas fired - FAH | 1012008
11-A1 | 11-A1 Historic Courthouse | 11-A1-D3050-122-FAH04 | Furnace for Supervisor & Judge's Chambers | BDP | 3954A08618 | 350MAV048080 | OM00027312 |  | Attic | NA | 20X25X1 | NA | NA | 120 V | 15 | Electrical | 1 PH | 80,000 | 74,000 | \Classifications\Building System Class\D30-HVAC Systems\D3050 - Package SYS\Forced Air Heater,Oil/Gas fired - FAH | 1012009
11-A1 | 11-A1 Historic Courthouse | 11-A1-D3050-122-FAH05 | Furnace voter registration | BDP | 1395A04554 | 350MAV048060 | OM00031020 |  | Basement | NA | 20x25x1 | NA | DNA | 120 | DNA | Natural Gas | 1 PH | 80,000 | 74,000 | \Classifications\Building System Class\D30-HVAC Systems\D3050 - Package SYS\Forced Air Heater,Oil/Gas fired - FAH | 1012010
11-A1 | 11-A1 Historic Courthouse | 11-A1-D3050-210-PKU01 | Package Gas Electric Unit | York | NMHM156651 | D1HN048N06506C | OM00031021 |  | N/W Wide of the building | None | 12 x 24 (This is Too small for this size Unit.) | R-22 | DNA | DNA | 45 | Electric and natural gas | 1 Ph | 80,000 | NA | \Classifications\Building System Class\D30-HVAC Systems\D3050 - Package SYS\Package Unit - PKU | 1012011
11-A1 | 11-A1 Historic Courthouse | 11-A1-D3050-210-PKU02 | Package unit | Bryant | 3708G31211 | 574ANW036090NB | OM00031024 |  | West Side of Bldg | NA | (1) 16x25x1 | R-22 | 1/8hp | 208/230 | LRA 77A | Natural gas and electric | 1 | NA | 36000hr | \Classifications\Building System Class\D30-HVAC Systems\D3050 - Package SYS\Package Unit - PKU | 1012012
11-A1 | 11-A1 Historic Courthouse | 11-A1-D3050-210-PKU03 | Package unit ground level west side | Carrier | 4096G20314 | 48HJE006-331 | OM00031025 |  | West Side of Bldg | DNA | (2) 16x25x2 | R-22 | 1/4hp | 208/230 | LRA 169A | Natural gas and electric | 1 | NA | NA | \Classifications\Building System Class\D30-HVAC Systems\D3050 - Package SYS\Package Unit - PKU | 1012013
11-A1 | 11-A1 Historic Courthouse | 11-A1-D3050-250-ACU01 | Server Room Split System AC Unit | Goodman manufacturing | 0006950771 | HDP24-1B | OM00031023 |  | West Side of Bldg | NA | Washable | R-22 | 1/15 | 197/253 | LRA61 | Electrical | 1 | NA | NA | \Classifications\Building System Class\D30-HVAC Systems\D3050 - Package SYS\Air Conditioning,Split System - ACU | 1012015
11-A1 | 11-A1 Historic Courthouse | 11-A1-D3050-250-ACU02 | Server room split system ac unit | Fujitsu | EBN008901 | AOU36CLX | OM00031022 |  | West Side of Bldg | NA | Washable | R-410A | DNA | 208 | LRA 36A | Electrical | 1 | NA | 33100hr | \Classifications\Building System Class\D30-HVAC Systems\D3050 - Package SYS\Air Conditioning,Split System - ACU | 1012016
11-A1 | 11-A1 Historic Courthouse | 11-A1-D3050-250-ACU03 | Split system for supervisors office | Bryant | 0507E22241 | 113RNA048-B | OM00031015 |  | Southeast ground level outside | NA | NA | R-22 | 1/4hp | 208/230 | 40 | Electrical | 1 |  |  | \Classifications\Building System Class\D30-HVAC Systems\D3050 - Package SYS\Air Conditioning,Split System - ACU | 1012017
11-A1 | 11-A1 Historic Courthouse | 11-A1-D4031-100-FEX17 | FIRE EXTINGUSHERS | MULTIPLE | MULTIPLE | MULTIPLE | OM00031026 |  | MULTIPLE | NA | NA | NA | NA | NA | NA | NA | NA | NA | NA | \Classifications\Building System Class\D40-Fire Protection SYS\D4030 - FIRE SPEC\Fire Extinguisher - FEX | 1012018
11-A1 | 11-A1 Historic Courthouse | 11-A1-D5092-250-EML03 | EMERGENCY LIGHTING | MULTIPLE | MULTIPLE | MULTIPLE | OM00031027 |  | THROUGHOUT BUILDING | NA | NA | NA | NA | 120 | DNA | Electrical | 1 PH | NA | NA | \Classifications\Building System Class\D50-Electrical SYS\D5090 - Elec SYS\Emergency And Exit Lighting - EML | 1012020
11-A1 | 11-A1 Historic Courthouse | 11-A1-G2050-200-LSC01 | LANDSCAPE | NA | NA | NA | OM00031029 |  | Exterior Landscape | NA | NA | NA | NA | NA | NA | NA | NA | NA | NA | \Classifications\Building System Class\G20-Other Systems\G2050 - Landscaping\Landscaping - LSC | 1012021
11-A1 | 11-A1 Historic Courthouse | 11-A1-D5092-250-ELT05 | EXTERIOR LIGHTING | MULTIPLE | MULTIPLE | MULTIPLE | OM00031028 |  | EXTERIOR | NA | NA | NA | NA | 120 | DNA | Electrical | 1 PH | NA | NA | \Classifications\Building System Class\D50-Electrical SYS\D5090 - Elec SYS\Exterior Lighting - ELT | 1012022
11-A1 | 11-A1 Historic Courthouse | 11-A1-G2049-300-HSC01 | HARDSCAPE | NA | NA | NA | OM00031030 |  | EXTERIOR | NA | NA | NA | NA | NA | NA | NA | NA | NA | NA | \Classifications\Building System Class\G20-Other Systems\G2040 - Site Development\Hardscape - HSC | 1012023
11-A1 | 11-A1 Historic Courthouse | 11-A1-D3050-210-PKU05 | 3 ton cooling package unit clerks office south east | Heil | C124104917 | PGD336060K001C1 | OM00027273 | OM00031017 | south east exterior | Direct Drive | 14x30x1 | R-410A |  | 230 | 40 | Electric and natural gas | 1 | 60000 | 48000 | \Classifications\Building System Class\D30-HVAC Systems\D3050 - Package SYS\Package Unit - PKU | 1015485
11-A1 | 11-A1 Historic Courthouse | 11-A1-D5037-710-FAP02 | Main Fire Panel | Fire Light Alarms | NA | MS-10UD-7 | OM00037261 | NA | Floor 1 Janitors Closet | NA | NA | NA | NA | NA | NA | NA | NA | NA | NA | \Classifications\Building System Class\D50-Electrical SYS\D5030 - Comm & Security\Fire Alarm Panel - FAP | 1016250
11-A1 | 11-A1 Historic Courthouse | 11-A1-D5010-200-ESD01 | Main Electrical Panel | Square D | NA | NQD436M600FFB | OM00037262 | NA | Basement | NA | NA | NA | NA | 240 | 600 | Electric | 3 | NA | NA | \Classifications\Building System Class\D50-Electrical SYS\D5010 - Elec Service & Dist\Electical Service and Distribution - ESD | 1016452
11-A1 | 11-A1 Historic Courthouse | 11-A1-D4024-100-FHS02 | Fire Hose 2 | DNA | DNA | DNA | OM00039903 | NA | Floor 2 | NA | NA | NA | NA | NA | NA | NA |  | NA | NA | \Classifications\Building System Class\D40-Fire Protection SYS\D4020 - Stand Pipe\Other Stand Pipe Hose Systems - FHS | 1016660
11-A1 | 11-A1 Historic Courthouse | 11-A1-D3031-210-CDR05 | Courtroom 1 condensing Unit | Bryant | 2514X65115 | PA13NR060-J | OM00027241 | OM00031013 | S/E Equipment Pad | NA | NA | R-22 | 1/4 | 230 | 50 | Electric | 1 | NA | NA | \Classifications\Building System Class\D30-HVAC Systems\D3030 - Cooling SYS\Condensing Unit (Air and/or Water) - CDR | 1018030
11-A1 | 11-A1 Historic Courthouse | 11-A1-D2023-100-BFP02 | Landscape BFP01 | Zurn / Wilkins | 4141637 | 975XL2 | OM00039674 |  | Front of Bldg at the West side of Entrance | NA | NA | NA | NA | NA | NA | NA | NA | NA | NA | \Classifications\Building System Class\D20-Plumbing\D2020 - Domestic Water\Backflow Preventer - BFP | 1021636
11-A1 | 11-A1 Historic Courthouse | 11-A1-D2022-100-HWE04 | 6 GAL ELECTRIC WATER HEATER | Reliance | 1407J013020 | 66SOMSKK200 | OM00039639 | OM00027315 | Basement | NA | NA | NA | NA | DNA | DNA | Electric | DNA | NA | NA | \Classifications\Building System Class\D20-Plumbing\D2020 - Domestic Water\Domestic Water Heater, Electric - HWE | 1022641
11-A7 | 11-A7 Swing Space Modular | 11-A7-D4031-100-FEX03 | Portable, Hand Held, Fire Extinguisher FEX03 | Badger | NA | 5MB 611 | OM00031937 |  | 2 in the front lobby, one in the clerks area | NA | NA | NA | NA | NA | NA | NA |  | NA | NA | \Classifications\Building System Class\D40-Fire Protection SYS\D4030 - FIRE SPEC\Fire Extinguisher - FEX | 1011037
11-A7 | 11-A7 Swing Space Modular | 11-A7-B2010-100-BLD01 | Traffic court / MODULAR BUILDING | NA | NA | NA | OM00031940 |  | All | NA | NA | NA | NA | NA | NA | NA |  | NA | NA | \Classifications\Building System Class\B20-General Building Exterior\B2010 - Exterior Walls\Building - BLD | 1012547
11-A7 | 11-A7 Swing Space Modular | 11-A7-B3010-100-RUF01 | ROOF | NA | NA | NA | OM00031941 |  | Roof | NA | NA | NA | NA | NA | NA | NA | NA | NA | NA | \Classifications\Building System Class\B30-Roofing\B3010 - Roof Types\Roof - RUF | 1012548
11-A7 | 11-A7 Swing Space Modular | 11-A7-D3050-310-HPU01 | Wall mounted heat pump | Bard | 133P062201245-02 | WH361-B09XX4XXX | OM00028006 |  | Back of modular | NA | (1) 15x30x2 | R-22 | NA | 208/230v | 50 | Electrical | 3 | NA | NA | \Classifications\Building System Class\D30-HVAC Systems\D3050 - Package SYS\Heat Pump,Air Cooled - HPU | 1012549
11-A7 | 11-A7 Swing Space Modular | 11-A7-D3050-310-HPU02 | Wall mounted Heat Pump | Bard | 133P062281253-02 | WH361XX4XXX-EHWH 03 B09 | OM00028007 |  | Back of modular | NA | (1) 15x30x2 | R-22 | DNA | 208/230v | 50 | Electrical | 3 | NA | NA | \Classifications\Building System Class\D30-HVAC Systems\D3050 - Package SYS\Heat Pump,Air Cooled - HPU | 1012550
11-A7 | 11-A7 Swing Space Modular | 11-A7-D3050-310-HPU03 | Wall mounted Heat Pump | Bard | 133P062281243-02 | WH361-B09XX4XXX-EHWH 03 B09 | OM00028008 |  | Back of modular | NA | (1) 15x30x2 | R-22 | DNA | 208/230v | 50 | Electrical | 3 | NA | NA | \Classifications\Building System Class\D30-HVAC Systems\D3050 - Package SYS\Heat Pump,Air Cooled - HPU | 1012551
11-A7 | 11-A7 Swing Space Modular | 11-A7-D3050-310-HPU04 | Wall mounted Heat Pump | Bard | 133P062281246-02 | WH361-B09XXAXXX-EHWH 03 B09 | OM00028009 |  | Back of modular | NA | (1) 15x30x2 | R-22 | DNA | 208/230v | 50 | Electrical | 3 | NA | NA | \Classifications\Building System Class\D30-HVAC Systems\D3050 - Package SYS\Heat Pump,Air Cooled - HPU | 1012552
11-A7 | 11-A7 Swing Space Modular | 11-A7-D3050-310-HPU05 | Wall mounted Heat pump | Bard | 133P062281244-02 | WH361-B09XXAXXX-EHWH-B09 | OM00028010 |  | Back of modular | NA | (1) 15x30x2 | R-22 | DNA | 208/230v | 50 | Electrical | 3 ph | NA | NA | \Classifications\Building System Class\D30-HVAC Systems\D3050 - Package SYS\Heat Pump,Air Cooled - HPU | 1012553
11-A7 | 11-A7 Swing Space Modular | 11-A7-D3050-310-HPU06 | Wall mounted Heat Pump | Bard | 133P062281248-02 | WH361-B09XXAXXX-EHWH-B09 | OM00028011 |  | Back of modular | NA | (1) 15x30x2 | R-22 | DNA | 208/230v | 50 | Electrical | 3 | NA | NA | \Classifications\Building System Class\D30-HVAC Systems\D3050 - Package SYS\Heat Pump,Air Cooled - HPU | 1012554
11-A7 | 11-A7 Swing Space Modular | 11-A7-D5092-250-EML16 | EMERGENCY LIGHTING | MULTIPLE | MULTIPLE | MULTIPLE | OM00031938 |  | Throughout | NA | NA | NA | NA | NA | NA | Electrical | DNA | NA | NA | \Classifications\Building System Class\D50-Electrical SYS\D5090 - Elec SYS\Emergency And Exit Lighting - EML | 1012555
11-A7 | 11-A7 Swing Space Modular | 11-A7-D5092-250-ELT08 | Exterior Lighting Wall packs | MULTIPLE | MULTIPLE | MULTIPLE | OM00027670 |  | Throughout | NA | NA | NA | NA | nNA | NA | Electrical |  | NA | NA | \Classifications\Building System Class\D50-Electrical SYS\D5090 - Elec SYS\Exterior Lighting - ELT | 1012556
11-A7 | 11-A7 Swing Space Modular | 11-A7-G2049-300-HSC01 | Exterior areas | NA | NA | NA | OM00031939 |  | Exterior | NA | NA | NA | NA | NA | NA | NA | NA | NA | NA | \Classifications\Building System Class\G20-Other Systems\G2040 - Site Development\Hardscape - HSC | 1012557
11-A7 | 11-A7 Swing Space Modular | 11-A7-D5010-200-ESD01 | Main Switch Board | Eaton / Cutter-Hammer | F-138009 | 5676B43H01 | OM00039052 |  | Right side of front public Entrance | NA | NA | NA | NA | 240 | 400 | Electric | 3 | NA | NA | \Classifications\Building System Class\D50-Electrical SYS\D5010 - Elec Service & Dist\Electical Service and Distribution - ESD | 1017637
12-A1 | 12-A1 Humboldt County Courthouse (Eureka) | 12-A1-D3041-110-AHU01 | Air Handling Unit - AHU01 | TRANE | K03J31782A | MCCB012UA0X0UB | OM00004795 | NA | 2nd Floor, Fan Room, NEXT TO RM 231 | B46 (1) | 24X20X2 (2) | NA | 10 | 460 | 14 | Electric | 3 | NA | NA | \Classifications\Building System Class\D30-HVAC Systems\D3040 - Distribution SYS\Air Handling Unit - AHU | EQ-1003233
12-A1 | 12-A1 Humboldt County Courthouse (Eureka) | 12-A1-D3041-110-AHU02 | Air Handling Unit - AHU02 | TRANE | K03J31849A | MCCB012UA0C0UA | OM00004797 | NA | 2nd Floor, Fan Room 2-2 | B46 (1) | 24X20X2 (3) | NA | 10 | 460 | 14 | Electric | 3 | NA | NA | \Classifications\Building System Class\D30-HVAC Systems\D3040 - Distribution SYS\Air Handling Unit - AHU | EQ-1003234
12-A1 | 12-A1 Humboldt County Courthouse (Eureka) | 12-A1-D3041-110-AHU05 | Air Handling Unit - AHU05 | HERMAN NELSON | 332711 | JXJ215 | OM00004800 | NA | 3rd Floor, FAN ROOM | B 90 (2), B 105 (2) | 16X25X2 (10) | NA | 5 | 208/220/440 | 13.6/13.6/68 | Electric | 3 | NA | NA | \Classifications\Building System Class\D30-HVAC Systems\D3040 - Distribution SYS\Air Handling Unit - AHU | EQ-1003236
12-A1 | 12-A1 Humboldt County Courthouse (Eureka) | 12-A1-D3041-110-AHU06 | Air Handling Unit - AHU06 | HERMAN NELSON | 311126 | JXJ118 | OM00025183 | OM00004803 | 3rd Floor, FAN ROOM | B 90 (1) | 16X25X2 (8) | CHILLED WATER | 3 | 220/440 | 9.6/4.8 | Electric | 3 | NA | NA | \Classifications\Building System Class\D30-HVAC Systems\D3040 - Distribution SYS\Air Handling Unit - AHU | EQ-1003239
12-A1 | 12-A1 Humboldt County Courthouse (Eureka) | 12-A1-D3041-110-AHU07 | Air Handling Unit - AHU07 | WESTINGHOUSE | VA16108 | SFY4774-3 | OM00004804 | OM00004806 | 3rd Floor, FAN ROOM | A64 (1) | 16X20X2 (4) 20X20X2 (2) | NA | 3 | 200/400 | 10.8/5.4 | Electric | 3 | NA | NA | \Classifications\Building System Class\D30-HVAC Systems\D3040 - Distribution SYS\Air Handling Unit - AHU | EQ-1003240
12-A1 | 12-A1 Humboldt County Courthouse (Eureka) | 12-A1-D3041-110-AHU08 | Air Handling Unit - AHU08 | WESTINGHOUSE | VA1668A | SFY4772-2 | OM00004806 | OM00004804 | 3rd Floor, FAN ROOM | A75 (1) | 16X20X2 (4) 20X20X2 (2) | NA | 3 | 200/400 | 10.8/5.4 | Electric | 3 | NA | NA | \Classifications\Building System Class\D30-HVAC Systems\D3040 - Distribution SYS\Air Handling Unit - AHU | EQ-1003242
12-A1 | 12-A1 Humboldt County Courthouse (Eureka) | 12-A1-D3031-140-CLR01 | Chiller,Air Cooled - CLR01 | TRANE | U03K02559 | RTAA0704X00143D1BDF | OM00004808 | NA | ROOF | NA | NA | R-22 | NA | 460 | 133 | Electric | 3 | NA | NA | \Classifications\Building System Class\D30-HVAC Systems\D3030 - Cooling SYS\Chiller, Air Cooled - CLR | EQ-1003244
12-A1 | 12-A1 Humboldt County Courthouse (Eureka) | 12-A1-D3031-100-PCH01 | Chilled Water Pump - PCH01 | BELL & GOSSETT | 40030 | 2.5BB8.25BE | OM00004809 | NA | ROOF | NA | NA | NA | 7.5 | 208/230/460 | 19/9 | Electric | 3 | NA | NA | \Classifications\Building System Class\D30-HVAC Systems\D3030 - Cooling SYS\Chilled Water Pump - PCH | EQ-1003245
12-A1 | 12-A1 Humboldt County Courthouse (Eureka) | 12-A1-D3031-100-PCH02 | Chilled Water Pump - PCH02 | BELL & GOSSETT | 40029 | 2.5BB8.25BE | OM00004810 | NA | ROOF | NA | NA | NA | 7.5 | 208/230/460 | 19/9 | Electric | 3 | NA | NA | \Classifications\Building System Class\D30-HVAC Systems\D3030 - Cooling SYS\Chilled Water Pump - PCH | EQ-1003246
12-A1 | 12-A1 Humboldt County Courthouse (Eureka) | 12-A1-D3050-250-ACU01 | Air Conditioning,Split System - ACU01 | EMI | 1-03-K-2360-39 | SCC36DF0000AA0A | OM00004812 |  | ROOF | NA | NA | R-22 | 0.33 | 208/230 | 16.2 | Electric | 1 | NA | NA | \Classifications\Building System Class\D30-HVAC Systems\D3050 - Package SYS\Air Conditioning,Split System - ACU | EQ-1003248
12-A1 | 12-A1 Humboldt County Courthouse (Eureka) | 12-A1-D4031-100-FEX17 | Fire Extinguisher - FEX17 | Badger | NA | TGP10G | OM00019768 |  | Throughout | NA | NA | NA | NA | NA | NA | NA | NA | NA | NA | \Classifications\Building System Class\D40-Fire Protection SYS\D4030 - FIRE SPEC\Fire Extinguisher - FEX | EQ-1004986
12-A1 | 12-A1 Humboldt County Courthouse (Eureka) | 12-A1-B2010-100-BLD01 | Building Structure | NA | NA | NA | OM00025182 | OM00032389 | NA | NA | NA | NA | NA | NA | NA | NA | NA | NA | NA | \Classifications\Building System Class\B20-General Building Exterior\B2010 - Exterior Walls\Building - BLD | EQ-1007262
12-A1 | 12-A1 Humboldt County Courthouse (Eureka) | 12-A1-B3010-100-CTY01 | Roofing Systems, County Maintained | DNA | DNA | DNA | OM00032390 | DNA | NA | NA | NA | NA | NA | NA | NA | NA | NA | NA | NA | \Classifications\Building System Class\B30-Roofing\B3010 - Roof Types\Roof - RUF | EQ-1007439
12-A1 | 12-A1 Humboldt County Courthouse (Eureka) | 12-A1-D5092-250-EML56 | Emergency And Exit Lighting - EML56 | LITHONIA | NA | QUANTUM SERIES | OM00032187 |  | Throughout | NA | NA | NA | NA | 110 | DNA | Electric | 1 | NA | NA | \Classifications\Building System Class\D50-Electrical SYS\D5090 - Elec SYS\Emergency And Exit Lighting - EML | 1009173
12-A1 | 12-A1 Humboldt County Courthouse (Eureka) | 12-A1-D3050-250-ACU02 | Air Conditioning, Portable unit - ACU02 | Dayton | C101144540509B02100041 | 2NLR6 | OM00032188 |  | 2nd Floor, IT room 222 | NA | NA | R-22 | NA | 110 | 12 | electric | 1 | NA | NA | \Classifications\Building System Class\D30-HVAC Systems\D3050 - Package SYS\Air Conditioning,Split System - ACU | 1013567
12-A1 | 12-A1 Humboldt County Courthouse (Eureka) | 12-A1-D3050-250-ACU03 | Air Conditioning, Split System - ACU03 | Mitsubishi Electric | 44U04471C | PUZ-A36NHA4 | OM00025181 |  | 222 Roof | NA | NA | R-410A | NA | 208/230 | 40/25 | Electric | 1 | NA | NA | \Classifications\Building System Class\D30-HVAC Systems\D3050 - Package SYS\Air Conditioning,Split System - ACU | 1018949
12-A1 | 12-A1 Humboldt County Courthouse (Eureka) | 12-A1-D3041-110-AHU10 | Air Handling Unit - AHU10 | Alliance Air Produces | 2462AHU4 | 2SV-23.8-MB-FF-PF-HW-CW | OM00025184 |  | 2nd Floor Common and Chambers 1-4 | B-80 | 4-24x24x2 & 4-12x24x2 | Chilled Water | 15 | 208 | DNA | Electric | DNA | NA | NA | \Classifications\Building System Class\D30-HVAC Systems\D3040 - Distribution SYS\Air Handling Unit - AHU | 1022662
12-A1 | 12-A1 Humboldt County Courthouse (Eureka) | 12-A1-D3041-110-AHU11 | Air Handling Unit - AHU11 | Alliance Air Produces | 2462AHU9 | 4SB-16.5-PF-AS-MB-FF-CW-PF | OM00025185 |  | 3rd Floor - room 305 and HR | B-80 | 3-24x24x2 & 3-12x24x2 | Chilled Water | 15 & 5 | 460 | DNA | Electric | DNA | NA | NA | \Classifications\Building System Class\D30-HVAC Systems\D3040 - Distribution SYS\Air Handling Unit - AHU | 1022663
13-A1 | 13-A1 Imperial County Courthouse | 13-A1-D5092-250-EML16 | EmergencyExit Sign | Edwards | NA | NA | OM00028580 |  | Multiple Units Throughout Entire Facility - ADMIN Traffic DEPT | NA | NA | NA | NA | NA | NA | NA | NA | NA | NA | \Classifications\Building System Class\D50-Electrical SYS\D5090 - Elec SYS\Emergency And Exit Lighting - EML | EQ-1002878
13-A1 | 13-A1 Imperial County Courthouse | 13-A1-D4031-100-FEX31 | FireExtinguisher (31) | Unknown | NA | NA | OM00028579 |  | Multiple Units Throughout Entire Facility - Next of Window | NA | NA | NA | NA | NA | NA | NA | NA | NA | NA | \Classifications\Building System Class\D40-Fire Protection SYS\D4030 - FIRE SPEC\Fire Extinguisher - FEX | EQ-1002884
13-A1 | 13-A1 Imperial County Courthouse | 13-A1-B2010-100-BLD01 | Building Structure | NA | NA | NA | OM00028582 | NA | All | NA | NA | NA | NA | NA | NA | NA | NA | NA | NA | \Classifications\Building System Class\B20-General Building Exterior\B2010 - Exterior Walls\Building - BLD | EQ-1007263
13-A1 | 13-A1 Imperial County Courthouse | 13-A1-B3010-100-RUF01 | Roofing Systems | NA | NA | NA | OM00028581 |  | Roof | NA | NA | NA | NA | NA | NA | NA | NA | NA | NA | \Classifications\Building System Class\B30-Roofing\B3010 - Roof Types\Roof - RUF | EQ-1007440
13-A1 | 13-A1 Imperial County Courthouse | 13-A1-D3041-110-AHU01 | AIR HANDLER UNIT 1 | TRANE | U77L03768 | T8 | OM00028497 | NA | ATTIC | DNA | (4) 16X25X2 | NA | 5 | 220 | 13 | Electric | 3 | NA | NA | \Classifications\Building System Class\D30-HVAC Systems\D3040 - Distribution SYS\Air Handling Unit - AHU | 1010986
13-A1 | 13-A1 Imperial County Courthouse | 13-A1-D3041-110-AHU02 | AIR HANDLER UNIT 2 | TRANE | U771043772 | T6 | OM00028498 | NA | ATTIC | DNA | (4) 16X25X2 | NA | 1/4 | 220 | 33 | Electric | 3 | NA | NA | \Classifications\Building System Class\D30-HVAC Systems\D3040 - Distribution SYS\Air Handling Unit - AHU | 1010987
13-A1 | 13-A1 Imperial County Courthouse | 13-A1-D3041-110-AHU03 | AIR HANDLER UNIT 3 | MC QUAY | DNA | LSL106CH | OM00028504 | NA | ATTIC | DNA | (4) 20X25X2 | NA | 5 | 220 | DNA | Electric | 3 | NA | NA | \Classifications\Building System Class\D30-HVAC Systems\D3040 - Distribution SYS\Air Handling Unit - AHU | 1010988
13-A1 | 13-A1 Imperial County Courthouse | 13-A1-D3041-110-AHU04 | AIR HANDLER UNIT 4 | MC QUAY | DNA | LSL106CH | OM00028505 | NA | ATTIC | DNA | (4) 20X25X2 | NA | 5 | 220 | DNA | Electric | 2 | NA | NA | \Classifications\Building System Class\D30-HVAC Systems\D3040 - Distribution SYS\Air Handling Unit - AHU | 1010989
13-A1 | 13-A1 Imperial County Courthouse | 13-A1-D1010-100-ELE01 | Elevator, Passenger 1 | OTIS | 289851 | DNA | OM00028853 | State ID# 097591 | Lobby | NA | NA | NA | 25 | 208 | 78 | Hydraulic | 3 | NA | NA | \Classifications\Building System Class\D10-Conveyance Systems\D1010 - Elevator\Elevator,Hydraulic,Pass/Freight - ELE | 1011630
13-A1 | 13-A1 Imperial County Courthouse | 13-A1-D3050-210-PKU04 | PORTABLE COOLER 4 | DENSO SALES CALIFORNIA INC | 4082109140 | CLASSIC PLUS 14 | OM00014346 | NA | BASEMENT - AOC MAINTENANCE SHOP | DNA | 20X20X1 (2) | R-410A | DNA | 120 | 10.9 | Electric | 1 | NA | 13200 | \Classifications\Building System Class\D30-HVAC Systems\D3050 - Package SYS\Package Unit - PKU | 1013095
13-A1 | 13-A1 Imperial County Courthouse | 13-A1-E1091-100-PCE01 | PORTABLE COOLER 5 | DENSO SALES CALIFORNIA INC | 4082709140 | CLASSIC PLUS 14 | OM00014347 | NA | BASEMENT - AOC MAINTENANCE SHOP | DNA | 20X20X1 (2) | R-410A | DNA | 120 | 10.9 | Electric | 1 | NA | 13200 | \Classifications\Building System Class\E10-Equipment\E1090 - Other Equipment\Portable, Move and Cool - PCE | 1013096
13-A1 | 13-A1 Imperial County Courthouse | 13-A1-D3050-250-ACU02 | A/C SPLIT SYSTEM 2 | YORK | WDNM049099 | HP060X1221A | OM00014321 |  | EXTERIOR | NA | DNA | R-22 | 1/4 | 220 | 33 | Electric | 1 | NA | NA | \Classifications\Building System Class\D30-HVAC Systems\D3050 - Package SYS\Air Conditioning,Split System - ACU | 1013099
13-A1 | 13-A1 Imperial County Courthouse | 13-A1-D3040-120-FCU46 | FAN COIL UNIT 46 | DAY & NIGHT MFG | 0469-8244 | 30VHFCW-8 | OM00014344 | NA | SECOND FLOOR, OLD PUBLIC DEFENDER OFFICES | DNA | 20X20X1 (2) | DNA | 1/5 | 115 | 3.2 | Electric | 1 | NA | NA | \Classifications\Building System Class\D30-HVAC Systems\D3040 - Distribution SYS\Fan Coil Unit - FCU | 1013109
13-A1 | 13-A1 Imperial County Courthouse | 13-A1-D3040-120-FCU47 | FAN COIL UNIT 47 | DAY & NIGHT MFG | 0469-83084 | 36VHFCW-8 | OM00036438 | NA | SECOND FLOOR, OLD PUBLIC DEFENDER OFFICES | DNA | 20X20X1 (2) | DNA | 1/3 | 115 | 5.7 | Electric | 1 | NA | NA | \Classifications\Building System Class\D30-HVAC Systems\D3040 - Distribution SYS\Fan Coil Unit - FCU | 1013110
13-A1 | 13-A1 Imperial County Courthouse | 13-A1-D3040-120-FCU04 | FAN COIL UNIT 4 | TRANE | 16357 | 62F | OM00028495 | NA | BASEMENT | DNA | DNA | DNA | 1/2 | 120 | DNA | Electric | 1 | NA | NA | \Classifications\Building System Class\D30-HVAC Systems\D3040 - Distribution SYS\Fan Coil Unit - FCU | 1013111
13-A1 | 13-A1 Imperial County Courthouse | 13-A1-D3040-120-FCU43 | FAN COIL UNIT 43 | MAGIC AIRE | 79375 | HWBC-5UL | OM00028520 | NA | SECOND FLOOR, OLD PUBLIC DEFENDER OFFICES | DNA | 20X20X1 (2) | DNA | DNA | 240 | 4 | Electric | 1 | NA | NA | \Classifications\Building System Class\D30-HVAC Systems\D3040 - Distribution SYS\Fan Coil Unit - FCU | 1013112
13-A1 | 13-A1 Imperial County Courthouse | 13-A1-D3040-120-FCU42 | FAN COIL UNIT 42 | MAGIC AIRE | 79373 | HWBC-5UL | OM00028521 | NA | SECOND FLOOR, OLD PUBLIC DEFENDER OFFICES | DNA | DNA | DNA | DNA | 240 | 4 | Electric | 1 | NA | NA | \Classifications\Building System Class\D30-HVAC Systems\D3040 - Distribution SYS\Fan Coil Unit - FCU | 1013113
13-A1 | 13-A1 Imperial County Courthouse | 13-A1-D3040-120-FCU06 | FAN COIL UNIT 6 | TRANE | 16371 | 92F | OM00028876 | NA | BASEMENT | DNA | DNA | DNA | 1/2 | 120 | DNA | Electric | 1 | NA | NA | \Classifications\Building System Class\D30-HVAC Systems\D3040 - Distribution SYS\Fan Coil Unit - FCU | 1013114
13-A1 | 13-A1 Imperial County Courthouse | 13-A1-D3040-120-FCU02 | FAN COIL UNIT 2 | TRANE | 16379 | 92F | OM00028493 | NA | BASEMENT | DNA | DNA | DNA | 1/2 | 120 | DNA | Electric | 1 | NA | NA | \Classifications\Building System Class\D30-HVAC Systems\D3040 - Distribution SYS\Fan Coil Unit - FCU | 1013116
13-A1 | 13-A1 Imperial County Courthouse | 13-A1-D3040-120-FCU03 | FAN COIL UNIT 3 | TRANE | 88051 | 20C | OM00028494 | NA | BASEMENT | DNA | DNA | DNA | 1/2 | 120 | DNA | Electric | 1 | NA | NA | \Classifications\Building System Class\D30-HVAC Systems\D3040 - Distribution SYS\Fan Coil Unit - FCU | 1013118
13-A1 | 13-A1 Imperial County Courthouse | 13-A1-D3040-120-FCU05 | FAN COIL UNIT 5 | TRANE | 16333 | 62F | OM00028874 | NA | BASEMENT | DNA | DNA | DNA | 1/2 | 120 | DNA | Electric | 1 | NA | NA | \Classifications\Building System Class\D30-HVAC Systems\D3040 - Distribution SYS\Fan Coil Unit - FCU | 1013119
13-A1 | 13-A1 Imperial County Courthouse | 13-A1-D3040-120-FCU07 | FAN COIL UNIT 7 | TRANE | C16351 | 62 | OM00028877 | NA | BASEMENT | 4L300 | 1-10X35X2 | DNA | 1/4 | 110 | 5 | Electric | 1 | NA | NA | \Classifications\Building System Class\D30-HVAC Systems\D3040 - Distribution SYS\Fan Coil Unit - FCU | 1013120
13-A1 | 13-A1 Imperial County Courthouse | 13-A1-D3040-120-FCU08 | FAN COIL UNIT 8 | TRANE | 16378 | 92F | OM00028878 | NA | BASEMENT | DNA | DNA | DNA | 1/2 | 120 | DNA | Electric | 1 | NA | NA | \Classifications\Building System Class\D30-HVAC Systems\D3040 - Distribution SYS\Fan Coil Unit - FCU | 1013121
13-A1 | 13-A1 Imperial County Courthouse | 13-A1-D3040-120-FCU09 | FAN COIL UNIT 9 | TRANE | 16339 | 62F | OM00028879 | NA | BASEMENT | DNA | DNA | DNA | 1/2 | 120 | DNA | Electric | 1 | NA | NA | \Classifications\Building System Class\D30-HVAC Systems\D3040 - Distribution SYS\Fan Coil Unit - FCU | 1013122
13-A1 | 13-A1 Imperial County Courthouse | 13-A1-D3040-120-FCU10 | FAN COIL UNIT 10 | TRANE | DNA | 62F | OM00028875 | NA | BASEMENT | DNA | DNA | DNA | 1/2 | 120 | DNA | Electric | 1 | NA | NA | \Classifications\Building System Class\D30-HVAC Systems\D3040 - Distribution SYS\Fan Coil Unit - FCU | 1013123
13-A1 | 13-A1 Imperial County Courthouse | 13-A1-D3040-120-FCU12 | FAN COIL UNIT 12 | TRANE | DNA | 92F | OM00028496 | NA | FIRST FLOOR - INTERIOR WALL | DNA | DNA | DNA | 1/2 | 120 | DNA | Electric | 1 | NA | NA | \Classifications\Building System Class\D30-HVAC Systems\D3040 - Distribution SYS\Fan Coil Unit - FCU | 1013125
13-A1 | 13-A1 Imperial County Courthouse | 13-A1-D3040-120-FCU13 | FAN COIL UNIT 13 | TRANE | DNA | 32F | OM00028499 | NA | FIRST FLOOR - INTERIOR WALL | DNA | DNA | DNA | 1/2 | 120 | DNA | Electric | 1 | NA | NA | \Classifications\Building System Class\D30-HVAC Systems\D3040 - Distribution SYS\Fan Coil Unit - FCU | 1013126
13-A1 | 13-A1 Imperial County Courthouse | 13-A1-D3040-120-FCU14 | FAN COIL UNIT 14 | TRANE | 16362 | 92F | OM00028500 | NA | FIRST FLOOR - INTERIOR WALL | DNA | DNA | DNA | 1/2 | 120 | DNA | Electric | 1 | NA | NA | \Classifications\Building System Class\D30-HVAC Systems\D3040 - Distribution SYS\Fan Coil Unit - FCU | 1013127
13-A1 | 13-A1 Imperial County Courthouse | 13-A1-D3040-120-FCU15 | FAN COIL UNIT 15 | TRANE | DNA | 32F | OM00028501 | NA | FIRST FLOOR - INTERIOR WALL | DNA | DNA | DNA | 1/2 | 120 | DNA | Electric | 1 | NA | NA | \Classifications\Building System Class\D30-HVAC Systems\D3040 - Distribution SYS\Fan Coil Unit - FCU | 1013128
13-A1 | 13-A1 Imperial County Courthouse | 13-A1-D3040-120-FCU16 | FAN COIL UNIT 16 | TRANE | 16364 | 92F | OM00028502 | NA | FIRST FLOOR - INTERIOR WALL | DNA | DNA | DNA | 1/2 | 120 | DNA | Electric | 1 | NA | NA | \Classifications\Building System Class\D30-HVAC Systems\D3040 - Distribution SYS\Fan Coil Unit - FCU | 1013129
13-A1 | 13-A1 Imperial County Courthouse | 13-A1-D3040-120-FCU17 | FAN COIL UNIT 17 | TRANE | 16338 | 62F | OM00028503 | NA | FIRST FLOOR - INTERIOR WALL | DNA | DNA | DNA | 1/2 | 120 | DNA | Electric | 1 | NA | NA | \Classifications\Building System Class\D30-HVAC Systems\D3040 - Distribution SYS\Fan Coil Unit - FCU | 1013130
13-A1 | 13-A1 Imperial County Courthouse | 13-A1-D3040-120-FCU18 | FAN COIL UNIT 18 | TRANE | 16345 | 62F | OM00014343 | NA | FIRST FLOOR - INTERIOR WALL | DNA | DNA | DNA | 1/2 | 120 | DNA | Electric | 1 | NA | NA | \Classifications\Building System Class\D30-HVAC Systems\D3040 - Distribution SYS\Fan Coil Unit - FCU | 1013131
13-A1 | 13-A1 Imperial County Courthouse | 13-A1-D3040-120-FCU19 | FAN COIL UNIT 19 | TRANE | 16346 | 62F | OM00014342 | NA | FIRST FLOOR - INTERIOR WALL | DNA | DNA | DNA | 1/2 | 120 | DNA | Electric | 1 | NA | NA | \Classifications\Building System Class\D30-HVAC Systems\D3040 - Distribution SYS\Fan Coil Unit - FCU | 1013132
13-A1 | 13-A1 Imperial County Courthouse | 13-A1-D3040-120-FCU20 | FAN COIL UNIT 20 | TRANE | 16372 | 92F | OM00014341 | NA | FIRST FLOOR - INTERIOR WALL | DNA | DNA | DNA | 1/2 | 120 | DNA | Electric | 1 | NA | NA | \Classifications\Building System Class\D30-HVAC Systems\D3040 - Distribution SYS\Fan Coil Unit - FCU | 1013133
13-A1 | 13-A1 Imperial County Courthouse | 13-A1-D3040-120-FCU21 | FAN COIL UNIT 21 | TRANE | 16354 | 62F | OM00014340 | NA | FIRST FLOOR - INTERIOR WALL | DNA | DNA | DNA | 1/2 | 120 | DNA | Electric | 1 | NA | NA | \Classifications\Building System Class\D30-HVAC Systems\D3040 - Distribution SYS\Fan Coil Unit - FCU | 1013134
13-A1 | 13-A1 Imperial County Courthouse | 13-A1-D3040-120-FCU22 | FAN COIL UNIT 22 | TRANE | DNA | 32F | OM00028911 | NA | SECOND FLOOR - INTERIOR WALL | DNA | DNA | DNA | 1/2 | 120 | DNA | Electric | 1 | NA | NA | \Classifications\Building System Class\D30-HVAC Systems\D3040 - Distribution SYS\Fan Coil Unit - FCU | 1013135
13-A1 | 13-A1 Imperial County Courthouse | 13-A1-D3040-120-FCU23 | FAN COIL UNIT 23 | TRANE | DNA | 20C | OM00028514 | NA | SECOND FLOOR - INTERIOR WALL | DNA | DNA | DNA | 1/2 | 120 | DNA | Electric | 1 | NA | NA | \Classifications\Building System Class\D30-HVAC Systems\D3040 - Distribution SYS\Fan Coil Unit - FCU | 1013136
13-A1 | 13-A1 Imperial County Courthouse | 13-A1-D3040-120-FCU24 | FAN COIL UNIT 24 | TRANE | 16349 | 62F | OM00028515 | NA | SECOND FLOOR - INTERIOR WALL | DNA | DNA | DNA | 1/2 | 120 | DNA | Electric | 1 | NA | NA | \Classifications\Building System Class\D30-HVAC Systems\D3040 - Distribution SYS\Fan Coil Unit - FCU | 1013137
13-A1 | 13-A1 Imperial County Courthouse | 13-A1-D3040-120-FCU25 | FAN COIL UNIT 25 | TRANE | DNA | 62F | OM00028522 | NA | SECOND FLOOR - INTERIOR WALL | DNA | DNA | DNA | 1/2 | 120 | DNA | Electric | 1 | NA | NA | \Classifications\Building System Class\D30-HVAC Systems\D3040 - Distribution SYS\Fan Coil Unit - FCU | 1013138
13-A1 | 13-A1 Imperial County Courthouse | 13-A1-D3040-120-FCU26 | FAN COIL UNIT 26 | TRANE | 16344 | 62F | OM00014338 | NA | SECOND FLOOR - INTERIOR WALL | DNA | DNA | DNA | 1/2 | 120 | DNA | Electric | 1 | NA | NA | \Classifications\Building System Class\D30-HVAC Systems\D3040 - Distribution SYS\Fan Coil Unit - FCU | 1013139
13-A1 | 13-A1 Imperial County Courthouse | 13-A1-D3040-120-FCU27 | FAN COIL UNIT 27 | TRANE | 16337 | 62F | OM00028518 | NA | SECOND FLOOR - INTERIOR WALL | DNA | DNA | DNA | 1/2 | 120 | DNA | Electric | 1 | NA | NA | \Classifications\Building System Class\D30-HVAC Systems\D3040 - Distribution SYS\Fan Coil Unit - FCU | 1013140
13-A1 | 13-A1 Imperial County Courthouse | 13-A1-D3040-120-FCU28 | FAN COIL UNIT 28 | TRANE | 16367 | 92F | OM00028517 | NA | SECOND FLOOR - INTERIOR WALL | DNA | DNA | DNA | 1/2 | 120 | DNA | Electric | 1 | NA | NA | \Classifications\Building System Class\D30-HVAC Systems\D3040 - Distribution SYS\Fan Coil Unit - FCU | 1013141
13-A1 | 13-A1 Imperial County Courthouse | 13-A1-D3040-120-FCU29 | FAN COIL UNIT 29 | TRANE | 16353 | 62F | OM00014337 | NA | SECOND FLOOR - INTERIOR WALL | DNA | DNA | DNA | 1/2 | 120 | DNA | Electric | 1 | NA | NA | \Classifications\Building System Class\D30-HVAC Systems\D3040 - Distribution SYS\Fan Coil Unit - FCU | 1013142
13-A1 | 13-A1 Imperial County Courthouse | 13-A1-D3040-120-FCU30 | FAN COIL UNIT 30 | TRANE | 16335 | 62F | OM00028512 | NA | SECOND FLOOR - INTERIOR WALL | DNA | DNA | DNA | 1/2 | 120 | DNA | Electric | 1 | NA | NA | \Classifications\Building System Class\D30-HVAC Systems\D3040 - Distribution SYS\Fan Coil Unit - FCU | 1013143
13-A1 | 13-A1 Imperial County Courthouse | 13-A1-D3040-120-FCU31 | FAN COIL UNIT 31 | TRANE | 16342 | 62F | OM00014335 | NA | SECOND FLOOR - INTERIOR WALL | DNA | DNA | DNA | 1/2 | 120 | DNA | Electric | 1 | NA | NA | \Classifications\Building System Class\D30-HVAC Systems\D3040 - Distribution SYS\Fan Coil Unit - FCU | 1013144
13-A1 | 13-A1 Imperial County Courthouse | 13-A1-D3040-120-FCU32 | FAN COIL UNIT 32 | TRANE | 88043 | 20F | OM00014336 | NA | SECOND FLOOR - INTERIOR WALL | DNA | DNA | DNA | 1/2 | 120 | DNA | Electric | 1 | NA | NA | \Classifications\Building System Class\D30-HVAC Systems\D3040 - Distribution SYS\Fan Coil Unit - FCU | 1013145
13-A1 | 13-A1 Imperial County Courthouse | 13-A1-D3040-120-FCU33 | FAN COIL UNIT 33 | FIRST CO | D09A566159 | 20MB | OM00028870 | NA | BASEMENT - PHONE ROOM | DNA | DNA | DNA | 1/2 | 120 | 10.7 | Electric | 1 | NA | NA | \Classifications\Building System Class\D30-HVAC Systems\D3040 - Distribution SYS\Fan Coil Unit - FCU | 1013146
13-A1 | 13-A1 Imperial County Courthouse | 13-A1-D3040-120-FCU34 | FAN COIL UNIT 34 | FIRST CO | P09A566157 | 20MB | OM00028871 | NA | ATTIC, SECOND FLOOR | DNA | (1)20X25X1 | DNA | 3/4 | 120 | 10 | Electric | 1 | NA | NA | \Classifications\Building System Class\D30-HVAC Systems\D3040 - Distribution SYS\Fan Coil Unit - FCU | 1013147
13-A1 | 13-A1 Imperial County Courthouse | 13-A1-D3040-120-FCU35 | FAN COIL UNIT 35 | FIRST CO | P09A566161 | 20MB | OM00028872 | NA | ATTIC, SECOND FLOOR | DNA | (1) 20X25X1 | DNA | 3/4 | 120 | 10 | Electric | 1 | NA | NA | \Classifications\Building System Class\D30-HVAC Systems\D3040 - Distribution SYS\Fan Coil Unit - FCU | 1013148
13-A1 | 13-A1 Imperial County Courthouse | 13-A1-D3040-120-FCU36 | FAN COIL UNIT 36 | FIRST CO | P09A566163 | 20MB | OM00028873 | NA | ATTIC, SECOND FLOOR | DNA | (1)20X25X1 | DNA | 3/4 | 120 | 10 | Electric | 1 | NA | NA | \Classifications\Building System Class\D30-HVAC Systems\D3040 - Distribution SYS\Fan Coil Unit - FCU | 1013149
13-A1 | 13-A1 Imperial County Courthouse | 13-A1-D3040-120-FCU41 | FAN COIL UNIT 41 | FIRST CO | D09A566165 | 20MB | OM00028869 | NA | BASEMENT - PHONE ROOM | DNA | DNA | DNA | 3/4 | 120 | 10.7 | Electric | 1 | NA | NA | \Classifications\Building System Class\D30-HVAC Systems\D3040 - Distribution SYS\Fan Coil Unit - FCU | 1013154
13-A1 | 13-A1 Imperial County Courthouse | 13-A1-D3050-210-PKU02 | PACKAGE UNIT 2 | HEIL | E043769736 | CHC060LCB | OM00014325 | NA | ROOF | DNA | DNA | R-22 | 1/4 | 460 | 20 | Electric | 3 | NA | NA | \Classifications\Building System Class\D30-HVAC Systems\D3050 - Package SYS\Package Unit - PKU | 1013171
13-A1 | 13-A1 Imperial County Courthouse | 13-A1-D3050-210-PKU03 | PACKAGE UNIT 3 | HEIL | W1C1845314 | YHJD6054454A | OM00028523 | NA | ROOF | DNA | DNA | R-410A | 1/4 | 460 | 12 | Electric | 3 | NA | NA | \Classifications\Building System Class\D30-HVAC Systems\D3050 - Package SYS\Package Unit - PKU | 1013172
13-A1 | 13-A1 Imperial County Courthouse | 13-A1-D3041-110-AHU05 | AIR HANDLER UNIT 5 | MC QUAY | DNA | LSL106CH | OM00028506 | NA | ATTIC | DNA | (4) 20X25X2 | NA | 5 | 220 | DNA | Electric | 3 | NA | NA | \Classifications\Building System Class\D30-HVAC Systems\D3040 - Distribution SYS\Air Handling Unit - AHU | 1013173
13-A1 | 13-A1 Imperial County Courthouse | 13-A1-D5010-200-ESD01 | MAIN SWITCH BOARD | SQUARE D | 700864 | 4880445 | OM00028855 | DNA | BASEMENT - CENTRAL PLANT | NA | NA | NA | NA | 240 | 2400 | Electric | 3 | NA | NA | \Classifications\Building System Class\D50-Electrical SYS\D5010 - Elec Service & Dist\Electical Service and Distribution - ESD | 1013175
13-A1 | 13-A1 Imperial County Courthouse | 13-A1-D3021-130-BLR01 | BOILER GAS | PARKER BOILER | DNA | WH-1900 | OM00028856 | DNA | BASEMENT - CENTRAL PLANT | NA | NA | NA | DNA | 115 | DNA | Natural gas | 1 | 1,900,000 | 1,520,000 | \Classifications\Building System Class\D30-HVAC Systems\D3020 - Heat SYS\Boiler,Hot Water,Oil/Gas/Comb. - BLR | 1013178
13-A1 | 13-A1 Imperial County Courthouse | 13-A1-D3041-110-AHU06 | AIR HANDLER UNIT 6 | MC QUAY | DNA | LSL106CH | OM00028507 | NA | ATTIC | DNA | (4) 20X25X2 | NA | 5 | 220 | DNA | Electric | 3 | NA | NA | \Classifications\Building System Class\D30-HVAC Systems\D3040 - Distribution SYS\Air Handling Unit - AHU | 1013228
13-A1 | 13-A1 Imperial County Courthouse | 13-A1-D3041-110-AHU07 | AIR HANDLER UNIT 7 | MC QUAY | DNA | LSL106CH | OM00028508 | NA | ATTIC | DNA | (4) 20X25X2 | NA | 5 | 220 | DNA | Electric | 3 | NA | NA | \Classifications\Building System Class\D30-HVAC Systems\D3040 - Distribution SYS\Air Handling Unit - AHU | 1013229
13-A1 | 13-A1 Imperial County Courthouse | 13-A1-D3041-110-AHU08 | AIR HANDLER UNIT 8 | MC QUAY | DNA | LSL106CH | OM00028509 | NA | ATTIC | DNA | (4)20X25X2 | NA | 5 | 220 | DNA | Electric | 3 | NA | NA | \Classifications\Building System Class\D30-HVAC Systems\D3040 - Distribution SYS\Air Handling Unit - AHU | 1013230
13-A1 | 13-A1 Imperial County Courthouse | 13-A1-D3041-110-AHU09 | AIR HANDLER UNIT 9 | MC QUAY | DNA | LSL106CH | OM00028510 | NA | ATTIC | DNA | (4)20X25X2 | NA | 5 | 220 | DNA | Electric | 3 | NA | NA | \Classifications\Building System Class\D30-HVAC Systems\D3040 - Distribution SYS\Air Handling Unit - AHU | 1013231
13-A1 | 13-A1 Imperial County Courthouse | 13-A1-D3030-110-CTW04 | Cooling Tower #2 | Baltimore Air Coil | U136540701-01 | FXT-095 | OM00028902 |  | Grounds - East Corner of Building | 2 - B124 | NA | NA | NA | 480 | DNA | NA | DNA | NA | NA | \Classifications\Building System Class\D30-HVAC Systems\D3030 - Cooling SYS\Cooling Tower - CTW | 1018014
13-A1 | 13-A1 Imperial County Courthouse | 13-A1-D3030-110-CTW03 | Cooling Tower #1 | Baltimore Air Coil | U13654072-01 | FXT-095 | OM00028901 |  | Grounds - East Corner of Building | 2 - B124 | NA | NA | NA | 480 | DNA | NA | DNA | NA |  | \Classifications\Building System Class\D30-HVAC Systems\D3030 - Cooling SYS\Cooling Tower - CTW | 1018013
13-A1 | 13-A1 Imperial County Courthouse | 13-A1-D3031-130-CLR04 | Refrigerant Compressor (CLR04) | Multistack | ADO1-100, - ADO1-102 | MS030XC2H2W2AAC-410A, MS050XC2H2W2AAC-410A | OM00028908 |  | Basement Electrical & HVAC Unit | NA | NA | R-410A | NA | 480 | DNA | Electric | DNA | NA | NA | \Classifications\Building System Class\D30-HVAC Systems\D3030 - Cooling SYS\Chiller, Water Cooled - CLR | 1019339
13-A1 | 13-A1 Imperial County Courthouse | 13-A1-D3040-120-FCU48 | Fan Coil Unit 48 | First Co. | W03B394301 | 12MB | OM00028906 |  | Basement Electrical & HVAC Unit | NA | 20X22X1 | NA | 1/3 | 480 | DNA | Electric | DNA | NA | NA | \Classifications\Building System Class\D30-HVAC Systems\D3040 - Distribution SYS\Fan Coil Unit - FCU | 1019340
13-A1 | 13-A1 Imperial County Courthouse | 13-A1-D3040-120-FCU49 | Fan Coil Unit 49 | First Co. | W09B505638 | 60SHW4-E2RH | OM00028909 |  | Second Floor Dept 8 | NA | (4) 20X20X1 | NA | 1 | 240 | DNA | Electric | DNA | NA | NA | \Classifications\Building System Class\D30-HVAC Systems\D3040 - Distribution SYS\Fan Coil Unit - FCU | 1019341
13-A1 | 13-A1 Imperial County Courthouse | 13-A1-D3050-250-ACU50 | Mini Split Unit 50 | Goodman | 0312763230 | HDC24-1A | OM00028868 |  | Janitorial Room Basement | NA | Washable | R-22 | 1/4 | 240 | DNA | Electric | DNA | NA | NA | \Classifications\Building System Class\D30-HVAC Systems\D3050 - Package SYS\Air Conditioning,Split System - ACU | 1019342
13-A1 | 13-A1 Imperial County Courthouse | 13-A1-D3050-250-ACU51 | Condenser Unit 51 | Grandaire | X132976244 | WCA3604GKC100 | OM00028910 |  | Basement Data Server Room | NA | 2 - 14X20X1 | R-410A | 5 HP | 240 | DNA | Electric | DNA | NA | NA | \Classifications\Building System Class\D30-HVAC Systems\D3050 - Package SYS\Air Conditioning,Split System - ACU | 1019343
13-A1 | 13-A1 Imperial County Courthouse | 13-A1-D3031-130-CLR03 | Refrigerant Compressor (CLR03) | Multistack | AD01-101, AD01-103 | MS030XC2H2W2AAC-410A, MS050XC2H2W2AAC-410A | OM00028907 |  | Basement Electrical & HVAC Unit | NA | NA | R-410A | NA | 480 | DNA | Electric | DNA | NA | NA | \Classifications\Building System Class\D30-HVAC Systems\D3030 - Cooling SYS\Chiller, Water Cooled - CLR | 1019346
13-A1 | 13-A1 Imperial County Courthouse | 13-A1-D3050-250-ACU58 | ACU Split System | RUUD | W491742832 | RP1460AD1NA | OM00014332 |  | Roof Top | NA | 20X20X1 | R-410 | 5 | 480 | 7.1 | Electric | 3 | NA | NA | \Classifications\Building System Class\D30-HVAC Systems\D3050 - Package SYS\Air Conditioning,Split System - ACU | 1022468
13-A1 | 13-A1 Imperial County Courthouse | 13-A1-D3040-120-FCU52 | Fan Coil Unit FCU52 | Russell | B93962 | HAH-1844 | OM00028912 |  | Second Floor East Clerk's | A58 | 2 - 20X20X1 | NA | NA | 110 | DNA | Electric | 1 | NA | NA | \Classifications\Building System Class\D30-HVAC Systems\D3040 - Distribution SYS\Fan Coil Unit - FCU | 1022470
13-A1 | 13-A1 Imperial County Courthouse | 13-A1-D3040-120-FCU53 | Fan Coil Unit FCU53 | Trane | B88063 | 20C | OM00028900 |  | Second Floor Small Conference | 4L300 | 1- 10X35X1 | NA | NA | 120 | 2 | NA | 1 | NA | NA | \Classifications\Building System Class\D30-HVAC Systems\D3040 - Distribution SYS\Fan Coil Unit - FCU | 1022471
13-A1 | 13-A1 Imperial County Courthouse | 13-A1-D3040-120-FCU54 | Fan Coil Unit FCU54 | Trane | C16336 | 62F | OM00028890 |  | Chamber D-9 | 4L300 | 1- 10X35X2 | NA | .25 | 110 | 5.8 | Electric | 1 | NA | NA | \Classifications\Building System Class\D30-HVAC Systems\D3040 - Distribution SYS\Fan Coil Unit - FCU | 1022472
13-A1 | 13-A1 Imperial County Courthouse | 13-A1-D3040-120-FCU55 | Fan Coil Unit FCU55 | Day & Night | ACFMA-44156 | 36VHFCW-8 | OM00025517 |  | Chamber D-7 | NA | 2 -20X20X1 | NA | NA | 110 | 3.5 | Electric | 1 | NA | NA | \Classifications\Building System Class\D30-HVAC Systems\D3040 - Distribution SYS\Fan Coil Unit - FCU | 1022473
13-A1 | 13-A1 Imperial County Courthouse | 13-A1-D3040-120-FCU56 | Fan Coil Unit FCU56 | Trane | C16335 | 62F | OM00014339 |  | 2nd Floor, Jury Room D-9 | 4L300 | 1- 10X35X2 | NA | 1/4 | 110 | 5 | Electric | 1 | NA | NA | \Classifications\Building System Class\D30-HVAC Systems\D3040 - Distribution SYS\Fan Coil Unit - FCU | 1022474
13-A1 | 13-A1 Imperial County Courthouse | 13-A1-D3040-120-FCU57 | Fan Coil Unit FCU57 | Day & Night | 0469-83084 | 36VHFCW-8 | OM00014345 |  | 2nd Floor, next To Break Room | NA | 2- 20X20X1 | NA | 1/3 | 110 | DNA | Electric | 1 | NA | NA | \Classifications\Building System Class\D30-HVAC Systems\D3040 - Distribution SYS\Fan Coil Unit - FCU | 1022475
13-A1 | 13-A1 Imperial County Courthouse | 13-A1-D3050-250-ACU01 | ACU01 | Mitsubishi | 2001434 | MSZ-D36NA | OM00028889 |  | Basement Back Entrance | NA | NA | R-410 | NA | 240 | DNA | Electric | 1 | DNA | 36,000 | \Classifications\Building System Class\D30-HVAC Systems\D3050 - Package SYS\Air Conditioning,Split System - ACU | 1022476
13-A1 | 13-A1 Imperial County Courthouse | 13-A1-D3050-250-ACU05 | ACU05 | Tempstar | E134407316 | N4H360GLF100 | OM00028904 |  | Court Room Dept 9 | NA | 2 -16X25X2 | R410A | 5 | 480 | 20 | Electric | 3 | DNA | 60,000 | \Classifications\Building System Class\D30-HVAC Systems\D3050 - Package SYS\Air Conditioning,Split System - ACU | 1022477
13-A1 | 13-A1 Imperial County Courthouse | 13-A1-D3050-250-ACU06 | ACU06 | DNA | E132802512 | N4H360GLF100 | OM00028905 |  | Court Room Dept 7 | NA | 2- 16X25X2 | R410A | 5 | 480 | 20 | Electric | 3 | DNA | 60,000 | \Classifications\Building System Class\D30-HVAC Systems\D3050 - Package SYS\Air Conditioning,Split System - ACU | 1022478
13-A1 | 13-A1 Imperial County Courthouse | 13-A1-D3031-100-PCH02 | Pump Chilled Water - PCH02 | DNA | DNA | DNA | OM00028891 |  | Basement HVAC Equipment | NA | NA | NA | 7.5 | 480 | 2 | Electric | 3 | NA | NA | \Classifications\Building System Class\D30-HVAC Systems\D3030 - Cooling SYS\Chilled Water Pump - PCH | 1022479
13-A1 | 13-A1 Imperial County Courthouse | 13-A1-D3031-100-PCH03 | Pump Chilled Water - PCH03 | DNA | DNA | DNA | OM00028890(DUPLICATE) |  | DNA | NA | NA | NA | 7.5 | 480 | 2 | Electric | DNA | NA | NA | \Classifications\Building System Class\D30-HVAC Systems\D3030 - Cooling SYS\Chilled Water Pump - PCH | 1022480
13-A1 | 13-A1 Imperial County Courthouse | 13-A1-D2023-100-BFP02 | (Irrigation) Back Water Flow | Wilkins | 3522926 | 975XL2 | OM00028881 |  | Grounds, Northeast Of Building | NA | NA | NA | NA | NA | NA | NA | NA | NA | NA | \Classifications\Building System Class\D20-Plumbing\D2020 - Domestic Water\Backflow Preventer - BFP | 1022482
13-A1 | 13-A1 Imperial County Courthouse | 13-A1-B2034-400-DOH01 | Door DOH01 | DNA | DNA | DNA | DNA |  | DNA | NA | NA | NA | NA | DNA | DNA | DNA | DNA | NA | NA | \Classifications\Building System Class\B20-General Building Exterior\B2030 - Exterior Doors\Door,Overhead-Shutter,Manual,Elec,Roll-up - DOH | 1022484
13-A1 | 13-A1 Imperial County Courthouse | 13-A1-B2034-400-DOH02 | Door DOH02 | DNA | DNA | DNA | DNA |  | DNA | NA | NA | NA | NA | DNA | DNA | DNA | DNA | NA | NA | \Classifications\Building System Class\B20-General Building Exterior\B2030 - Exterior Doors\Door,Overhead-Shutter,Manual,Elec,Roll-up - DOH | 1022485
13-A1 | 13-A1 Imperial County Courthouse | 13-A1-B2034-400-DOH03 | Door DOH03 | DNA | DNA | DNA | DNA |  | DNA | NA | NA | NA | NA | DNA | DNA | DNA | DNA | NA | NA | \Classifications\Building System Class\B20-General Building Exterior\B2030 - Exterior Doors\Door,Overhead-Shutter,Manual,Elec,Roll-up - DOH | 1022486
13-A1 | 13-A1 Imperial County Courthouse | 13-A1-D2023-100-BFP01 | (Domestic) Back Water Flow | Wilkins | 76617 | 3 | OM00028880 |  | Grounds, North Corner | NA | NA | NA | NA | NA | NA | NA | NA | NA | NA | \Classifications\Building System Class\D20-Plumbing\D2020 - Domestic Water\Backflow Preventer - BFP | 1022481
13-A1 | 13-A1 Imperial County Courthouse | 13-A1-D2022-100-HWE01 | Water Heater - HWE01 | Rheem | 0187066157 | 68V-6S | OM00028899 |  | Over Dept. 1 | NA | NA | NA | NA | 110 | DNA | Electric | DNA | NA | NA | \Classifications\Building System Class\D20-Plumbing\D2020 - Domestic Water\Domestic Water Heater, Electric - HWE | 1022483
13-A1 | 13-A1 Imperial County Courthouse | 13-A1-B2034-400-DOH04 | Door DOH04 | DNA | DNA | DNA | DNA |  | DNA | NA | NA | NA | NA | DNA | DNA | DNA | DNA | NA |  | \Classifications\Building System Class\B20-General Building Exterior\B2030 - Exterior Doors\Door,Overhead-Shutter,Manual,Elec,Roll-up - DOH | 1022487
13-A1 | 13-A1 Imperial County Courthouse | 13-A1-D2023-310-HWP01 | Hot Water Pump HWP01 | Baldor | 1883741 | 4BF15035 | OM00028857 |  | Basement HVAC Room | NA | NA | NA | 6 | DNA | 5 | Electric | 3 | NA | NA | \Classifications\Building System Class\D20-Plumbing\D2020 - Domestic Water\Domestic Hot Water Circulating Pump - HWP | 1022488
13-A1 | 13-A1 Imperial County Courthouse | 13-A1-D5037-710-FAP02 | Fire Alarm pan | Honeywell | 19807561 | DNA | OM00028893 |  | Basement Electrical Room | NA | NA | NA | NA | DNA | 115 | Electric | 1 | NA | NA | \Classifications\Building System Class\D50-Electrical SYS\D5030 - Comm & Security\Fire Alarm Panel - FAP | 1022489
13-A1 | 13-A1 Imperial County Courthouse | 13-A1-D2023-310-WBS01 | Water Booster Pump WBS01 | Goulds | M1062518 | 3656 | OM00028898 |  | Northeast Of Building | NA | NA | NA | NA | 240 | DNA | Electric | 3 | NA | NA | \Classifications\Building System Class\D20-Plumbing\D2020 - Domestic Water\Domestic Water Booster System - WBS | 1022490
13-A1 | 13-A1 Imperial County Courthouse | 13-A1-D2040-100-PSU01 | Sump Pump PSU01 | DNA | DNA | DNA | OM00028897 |  | Northwest Of Building | NA | NA | NA | DNA | 110 | DNA | Electric | 1 | NA | NA | \Classifications\Building System Class\D20-Plumbing\D2040 - Rain Drain\Sump Pump - PSU | 1022491
13-A1 | 13-A1 Imperial County Courthouse | 13-A1-D2040-100-PSU02 | Sump Pump PSU02 | DNA | DNA | DNA | OM00028896 |  | Northeast | NA | NA | NA | DNA | 110 | DNA | Electric | 1 | NA | NA | \Classifications\Building System Class\D20-Plumbing\D2040 - Rain Drain\Sump Pump - PSU | 1022492
13-A1 | 13-A1 Imperial County Courthouse | 13-A1-D2090-670-WLR01 | Water Treatment WLR01 | Purfux | DNA | DNA | OM00028894 |  | Southeast Of Building | NA | NA | NA | NA | 110 | DNA | Electric | 1 | NA | NA | \Classifications\Building System Class\D20-Plumbing\D2090 - Other Plumbing SYS\Water Treatment,Chlorine - WLR | 1022493
13-A1 | 13-A1 Imperial County Courthouse | 13-A1-D2090-670-WLR02 | Water Treatment WLR02 | Mirco Flex | D910CF596 | DNA | OM00028895 |  | Southeast Of Building | NA | NA | NA | NA | 110 | DNA | Electric | 1 | NA | NA | \Classifications\Building System Class\D20-Plumbing\D2090 - Other Plumbing SYS\Water Treatment,Chlorine - WLR | 1022494
13-A1 | 13-A1 Imperial County Courthouse | 13-A1-D3060-100-RDS01 | Refrigerant Detection System RDS01 | Toxalert | CH-446,051 | A14N126 | OM00028892 |  | Basement HVAC Equipment Room | NA | NA | NA | NA | 110 | DNA | Electric | 1 | NA | NA | \Classifications\Building System Class\D30-HVAC Systems\D3060 - Control & Inst Air\Refrigerant Leak Detection System - RDS | 1022495
13-D1 | 13-D1 Winterhaven Court | 13-D1-D3050-210-PKU02 | A/C PKU02 | Concord | 1602L12818 | RPH10C36DB-5A | OM00002305 | NA | Roof, North A/C | DNA | 1-20X25X1 | R-22 | 3 | 230 | 25 | Electric and natural gas | 3 | 36,000 | NA | \Classifications\Building System Class\D30-HVAC Systems\D3050 - Package SYS\Package Unit - PKU | EQ-1002792
13-D1 | 13-D1 Winterhaven Court | 13-D1-D2018-100-DKF01 | Drinking Fountain DKF01 | DNA | DNA | DNA | OM00002307 | NA | Hallway | NA | NA | NA | NA | NA | NA | NA | NA | NA | NA | \Classifications\Building System Class\D20-Plumbing\D2010 - Plumb Fix\Drink Fountain (Refr Indvl Wtrcooler) - DKF | EQ-1002793
13-D1 | 13-D1 Winterhaven Court | 13-D1-D5092-250-EML02 | Emergency Light EML02 | NA | NA | NA | OM00028525 |  | Court Room | NA | NA | NA | NA | 115 | DNA | Electric | 1 | NA | NA | \Classifications\Building System Class\D50-Electrical SYS\D5090 - Elec SYS\Emergency And Exit Lighting - EML | EQ-1002795
13-D1 | 13-D1 Winterhaven Court | 13-D1-D4031-100-FEX02 | Fire Extinguisher FEX02 | NA | NA | NA | OM00002308 |  | Court Room | NA | NA | NA | NA | NA | NA | NA | NA | NA | NA | \Classifications\Building System Class\D40-Fire Protection SYS\D4030 - FIRE SPEC\Fire Extinguisher - FEX | EQ-1002797
13-D1 | 13-D1 Winterhaven Court | 13-D1-D5037-710-FAP01 | Fire Control Panel FAP01 | DNA | DNA | DNA | OM00002310 | NA | FIRST FLOOR - Electical Room | NA | NA | NA | NA | 115 | DNA | Electric | 1 | NA | NA | \Classifications\Building System Class\D50-Electrical SYS\D5030 - Comm & Security\Fire Alarm Panel - FAP | EQ-1002798
13-D1 | 13-D1 Winterhaven Court | 13-D1-D5010-200-ESD01 | Main Disc Elect Panel SBR01 | SQUARE D | DNA | DNA | OM00002309 | NA | FIRST FLOOR - Electical Room | NA | NA | NA | NA | 115/220 | 200 | Electric | DNA | NA | NA | \Classifications\Building System Class\D50-Electrical SYS\D5010 - Elec Service & Dist\Electical Service and Distribution - ESD | EQ-1002799
13-D1 | 13-D1 Winterhaven Court | 13-D1-B2010-100-BLD01 | Building Structure | NA | NA | NA | OM00028527 | NA | All | NA | NA | NA | NA | NA | NA | NA | NA | NA | NA | \Classifications\Building System Class\B20-General Building Exterior\B2010 - Exterior Walls\Building - BLD | EQ-1007265
13-D1 | 13-D1 Winterhaven Court | 13-D1-B3010-100-RUF01 | Roofing Systems | NA | NA | NA | OM00028526 |  | Roof | NA | NA | NA | NA | NA | NA | NA | NA | NA | NA | \Classifications\Building System Class\B30-Roofing\B3010 - Roof Types\Roof - RUF | EQ-1007442
13-D1 | 13-D1 Winterhaven Court | 13-D1-D3050-210-PKU03 | PACKAGE UNIT #1 | TRANE | G081951375 | PHZ360000K00A1 | OM00014126 |  | ROOF | DNA | DNA | R-410A | DNA | 230 | 42 | Electric | 1 | NA | NA | \Classifications\Building System Class\D30-HVAC Systems\D3050 - Package SYS\Package Unit - PKU | 1013638
13-E2 | 13-E2 Brawley Court | 13-E2-D3050-210-PKU03 | RooftopPackageA/C PKU03 | Trane | 2251LAP2H | YCP024F1LOAB | OM00002318 | NA | Roof | DNA | (2) 20X25X2 | R-22 | 2 1/4 | 230 | 9.1 | Electricity and natural gas | 3 | 38000 | 30000 | \Classifications\Building System Class\D30-HVAC Systems\D3050 - Package SYS\Package Unit - PKU | EQ-1002919
13-E2 | 13-E2 Brawley Court | 13-E2-D3050-210-PKU01 | RooftopPackageA/C PKU01 | Trane | 241100083L | YHC102A3RLA0TC0 | OM00002319 | NA | ROOF 1ST FLOOR | VEX32 | 4- 20X25X2 | R-22 | 3 | 230 | 9.4 | Electric and natural gas | 3 | NA | NA | \Classifications\Building System Class\D30-HVAC Systems\D3050 - Package SYS\Package Unit - PKU | EQ-1002920
13-E2 | 13-E2 Brawley Court | 13-E2-D5092-250-EML16 | ExitLight EML16 | Unknown | NA | NA | OM00002290 |  | Multiple Units Throughout Entire Facility - East Door | NA | NA | NA | NA | 115 | NA | Electric | NA | NA | NA | \Classifications\Building System Class\D50-Electrical SYS\D5090 - Elec SYS\Emergency And Exit Lighting - EML | EQ-1002926
13-E2 | 13-E2 Brawley Court | 13-E2-D5037-710-CTY01 | Fire Alarm FAP01 - County Responsibility | Stop Tec | DNA | 9248 | OM00002292 | NA | SouthWall, Fire Alarm Panel is COUNTY MAINTAINED | NA | NA | NA | NA | 115 | NA | NA | NA | NA | NA | \Classifications\Building System Class\D50-Electrical SYS\D5030 - Comm & Security\Fire Alarm Panel - FAP | EQ-1002927
13-E2 | 13-E2 Brawley Court | 13-E2-D4031-100-FEX06 | Fire Extinguisher FEX06 | Unknown | NA | NA | OM00002291 |  | WestWall - 1st Floor | NA | NA | NA | NA | 115 | NA | NA | NA | NA | NA | \Classifications\Building System Class\D40-Fire Protection SYS\D4030 - FIRE SPEC\Fire Extinguisher - FEX | EQ-1002928
13-E2 | 13-E2 Brawley Court | 13-E2-B3010-100-CTY01 | Roofing Systems | DNA | DNA | DNA | DNA | DNA | ROOF - COUNTY MAINTAINED | NA | NA | NA | NA | NA | NA | NA | NA | NA | NA | \Classifications\Building System Class\B30-Roofing\B3010 - Roof Types\Roof - RUF | EQ-1007443
13-E2 | 13-E2 Brawley Court | 13-E2-D1013-310-WCL03 | Wheelchair Lift #3 | DNA | DNA | DNA | OM00002320 | State ID# 125242 | FLOOR 1 | NA | NA | NA | NA | NA | NA | NA | NA | NA | NA | \Classifications\Building System Class\D10-Conveyance Systems\D1010 - Elevator\Wheelchair Lift - WCL | 1010840
13-E2 | 13-E2 Brawley Court | 13-E2-D3050-210-PKU04 | PKU04 | DNA | N1E8747242 | XXE12A2B3AA1A111A2 | OM00025519 |  | Roof Top | A50 | 4 - 20X20X2 | R-410A | 10 HP | 240 | 1-15.6, 2-16. | Electric | 3 | 119.000 Cooling |  | \Classifications\Building System Class\D30-HVAC Systems\D3050 - Package SYS\Package Unit - PKU | 1022649
14-B1 | 14-B1 Superior Court 2 | 14-B1-D4031-100-FEX03 | Fire Extinguishers (FEX03) (See Notes for CWO) | NA | NA | NA | DNA |  | ALL | NA | NA | NA | NA | NA | NA | NA | NA | NA | NA | \Classifications\Building System Class\D40-Fire Protection SYS\D4030 - FIRE SPEC\Fire Extinguisher - FEX | 1014894
15-A1 | 15-A1 Bakersfield Superior Court | 15-A1-D3050-250-ACU04 | Air Conditioning Split Unit (ACU04) | Fujitsu | ARN002694 | AOU24R1A | OM00005669 |  | Northwest Corner of Building | DNA | DNA | R-22 | DNA | 208-230 | 1.5 | electric | 1 | DNA | DNA | \Classifications\Building System Class\D30-HVAC Systems\D3050 - Package SYS\Air Conditioning,Split System - ACU | EQ-1005304
15-A1 | 15-A1 Bakersfield Superior Court | 15-A1-D3050-250-ACU05 | Air Conditioning Split Unit (ACU05) | Carrier | 2004E43066 | PA10JA060-C | OM00005668 |  | North Side | DNA | DNA | R-22 | 1.4 | 208 | 37.5 | electric | DNA | DNA | DNA | \Classifications\Building System Class\D30-HVAC Systems\D3050 - Package SYS\Air Conditioning,Split System - ACU | EQ-1005305
15-A1 | 15-A1 Bakersfield Superior Court | 15-A1-D3041-110-AHU21 | AIR HANDLER UNIT #21 | Trane Centrifugal Fan | K82J68986 | CAFB36C128A1H000000F0L1 | OM00005544 |  | Records Room | BP-108 (2) | 24x24x2 (16) | NA | 20 | 200-460 | 48.8/24.4 | electric | 3 | NA | NA | \Classifications\Building System Class\D30-HVAC Systems\D3040 - Distribution SYS\Air Handling Unit - AHU | EQ-1005307
15-A1 | 15-A1 Bakersfield Superior Court | 15-A1-D2018-100-DKF01 | Drinking Fountain DKF01 | Haw Drinking Fauset | DNA | DNA | OM00005900 |  | Hallway, Directly Outside of Civil Office | NA | NA | NA | NA | 110 | DNA | electric | Floor 1 | NA | NA | \Classifications\Building System Class\D20-Plumbing\D2010 - Plumb Fix\Drink Fountain (Refr Indvl Wtrcooler) - DKF | EQ-1005308
15-A1 | 15-A1 Bakersfield Superior Court | 15-A1-D3041-110-AHU04 | AHU-S4 AHU04 | Trane Centrifugal Fan | PP5674 | 21 | OM00005525 |  | Mezzenine | BP120 (2) | 20x20x4 (16) | NA | 7.5 | 240 | 17.4-8.7 | electric | 3 | NA | NA | \Classifications\Building System Class\D30-HVAC Systems\D3040 - Distribution SYS\Air Handling Unit - AHU | EQ-1005309
15-A1 | 15-A1 Bakersfield Superior Court | 15-A1-D3041-230-RFN10 | Return Fan (RFN10) | Trane Centrifugal Fan | PP5725 | 21 | OM00005526 |  | Mezzanine | BP 128 (2) | 20x20x4 | NA | 3 | 220-440 | 8.7/4.35 | electric | 3 | NA | NA | \Classifications\Building System Class\D30-HVAC Systems\D3040 - Distribution SYS\Supply/Exhaust/Return fans- FAN | EQ-1005310
15-A1 | 15-A1 Bakersfield Superior Court | 15-A1-D3041-230-RFN09 | Return Fan (RFN09) | Trane Centrifugal Fan | PP5724 | 21 | OM00005527 |  | Mezzanine | BP 158 (2) | 20x20x4 | NA | 5 | 230/460 | 17.7/8.85 | electric | 3 | NA | NA | \Classifications\Building System Class\D30-HVAC Systems\D3040 - Distribution SYS\Supply/Exhaust/Return fans- FAN | EQ-1005311
15-A1 | 15-A1 Bakersfield Superior Court | 15-A1-D3041-110-AHU03 | AHU-S3 AHU03 | Trane Centrifugal Fan | PP5673 | 21 | OM00005528 |  | Mezzenine | BP136 (2) | 20x20x4 (16) | NA | 15.00 | 230/460 | 34.6/17.3 | electric | 3 | NA | NA | \Classifications\Building System Class\D30-HVAC Systems\D3040 - Distribution SYS\Air Handling Unit - AHU | EQ-1005312
15-A1 | 15-A1 Bakersfield Superior Court | 15-A1-D3041-110-AHU02 | AHU-S2 AHU02 | Trane Centrifugal Fan | PP5672 | 21 | OM00005529 |  | Mezzenine | BP112 (2) | 20x20x4 (12) | NA | 7.5 | 220-440 | 20.4-10.4 | electric | 3 | NA | NA | \Classifications\Building System Class\D30-HVAC Systems\D3040 - Distribution SYS\Air Handling Unit - AHU | EQ-1005313
15-A1 | 15-A1 Bakersfield Superior Court | 15-A1-D3041-230-RFN08 | Return Fan (RFN08) | Trane Centrifugal Fan | PP5723 | 21 | OM00005531 |  | Mezzanine | BP 136 (2) | 20x20x4 | NA | 3 | 220-440 | 8.7-4.35 | electric | 3 | NA | NA | \Classifications\Building System Class\D30-HVAC Systems\D3040 - Distribution SYS\Supply/Exhaust/Return fans- FAN | EQ-1005315
15-A1 | 15-A1 Bakersfield Superior Court | 15-A1-D3041-230-RFN06 | Return Fan (RFN06) | Trane Centrifugal Fan | PP5691 | 21 | OM00005532 |  | Mezzenine | BP 128 (2) | 20x20x4 | NA | 5 | 208-220/440 | 13.6/6.8 | electric | 3 | NA | NA | \Classifications\Building System Class\D30-HVAC Systems\D3040 - Distribution SYS\Supply/Exhaust/Return fans- FAN | EQ-1005316
15-A1 | 15-A1 Bakersfield Superior Court | 15-A1-D3041-230-RFN07 | Return Fan (RFN07) | Trane Centrifugal Fan | PP5722 | 21 | OM00005533 |  | Mezzenine | BP 144 (2) | 20x20x4 | NA | 5 | 220-440 | 13.6/6.8 | electric | 3 | NA | NA | \Classifications\Building System Class\D30-HVAC Systems\D3040 - Distribution SYS\Supply/Exhaust/Return fans- FAN | EQ-1005317
15-A1 | 15-A1 Bakersfield Superior Court | 15-A1-D3041-110-AHU01 | AHU-S1 AHU01 | Trane Centrifugal Fan | PP5671 | 21 | OM00005534 |  | Mezzenine | BP120 (2) | 20x20x4 (16) | NA | 15 | 230/460 | 36/18 | electric | 3 | NA | NA | \Classifications\Building System Class\D30-HVAC Systems\D3040 - Distribution SYS\Air Handling Unit - AHU | EQ-1005318
15-A1 | 15-A1 Bakersfield Superior Court | 15-A1-D3042-220-EFN02 | Exhuast Fan EFN02 | Genn Air | DNA | 161CRQT | OM00005536 |  | Mezzenine Roof Above 2nd Floor | NA | NA | NA | 3/4 | 208-230/460 | 3.3/1.5 | electric | 3 | NA | NA | \Classifications\Building System Class\D30-HVAC Systems\D3040 - Distribution SYS\Supply/Exhaust/Return fans- FAN | EQ-1005319
15-A1 | 15-A1 Bakersfield Superior Court | 15-A1-D3042-220-EFN03 | Exhuast Fan EFN03 | Genn Air | DNA | 161CRQT | OM00005537 |  | Mezzenine Roof, above 2nd floor | NA | NA | NA | 3/4 | 208-230/460 | 3.3/1.5 | electric | 3 | NA | NA | \Classifications\Building System Class\D30-HVAC Systems\D3040 - Distribution SYS\Supply/Exhaust/Return fans- FAN | EQ-1005320
15-A1 | 15-A1 Bakersfield Superior Court | 15-A1-D4031-100-FEX61 | Extinguishers FEX61 | American Fire | PG-024380 | 85u semi auto | OM00005761 |  | All Floors - 2 units rotation for 15-G1 | NA | NA | NA | NA | NA | NA | NA | NA | NA | NA | \Classifications\Building System Class\D40-Fire Protection SYS\D4030 - FIRE SPEC\Fire Extinguisher - FEX | EQ-1005323
15-A1 | 15-A1 Bakersfield Superior Court | 15-A1-D3041-230-RFN05 | Return Fan (RFN05) | Trane Centrifugal Fan | PP5683 | 21 | OM00005509 |  | Custodail Room 1st Floor | B-105 (2) | DNA | NA | 3 | 220-440 | 8.7-8.35 | electric | 3 | NA | NA | \Classifications\Building System Class\D30-HVAC Systems\D3040 - Distribution SYS\Supply/Exhaust/Return fans- FAN | EQ-1005324
15-A1 | 15-A1 Bakersfield Superior Court | 15-A1-D3041-230-RFN11 | Return Fan (RFN11) | Trane Centrifugal Fan | PP5685 | 21 | OM00005510 |  | Custodail Room 2nd Floor, East side of Building | B112 (2) | DNA | NA | 3 | 208-230/460 | 8.5-8.2/4.1 | electric | 3 | NA | NA | \Classifications\Building System Class\D30-HVAC Systems\D3040 - Distribution SYS\Supply/Exhaust/Return fans- FAN | EQ-1005325
15-A1 | 15-A1 Bakersfield Superior Court | 15-A1-D3041-230-RFN12 | Return Fan (RFN12) | Trane Centrifugal Fan | PP5684 | 21 | OM00005511 |  | Custodail Room 3rd Floor, East side of Building | B112 (2) | DNA | NA | 3 | 220-440 | 8.7/4.35 | electric | 3 | NA | NA | \Classifications\Building System Class\D30-HVAC Systems\D3040 - Distribution SYS\Supply/Exhaust/Return fans- FAN | EQ-1005326
15-A1 | 15-A1 Bakersfield Superior Court | 15-A1-D3041-230-RFN13 | Return Fan (RFN13) | Trane Centrifugal Fan | PP5688 | 21 | OM00005512 |  | Custodail Room 4th Floor, East side of Building | B112 (2) | DNA | NA | 3 | 220-440 | 8.7/4.35 | electric | 3 | NA | NA | \Classifications\Building System Class\D30-HVAC Systems\D3040 - Distribution SYS\Supply/Exhaust/Return fans- FAN | EQ-1005327
15-A1 | 15-A1 Bakersfield Superior Court | 15-A1-D3041-230-RFN14 | Return Fan (RFN14) | Trane Centrifugal Fan | PP5686 | 21 | OM00005513 |  | Custodail Room 5th Floor, Next to East Side Stairwell | B112 (2) | DNA | NA | 5 | 230-460 | 4 | electric | 3 | NA | NA | \Classifications\Building System Class\D30-HVAC Systems\D3040 - Distribution SYS\Supply/Exhaust/Return fans- FAN | EQ-1005328
15-A1 | 15-A1 Bakersfield Superior Court | 15-A1-D3041-230-RFN04 | Fan Return | Trane Centrifugal Fan | PP5687 | 21 | OM00005514 |  | Floor 6 Custodail Room 6th Floor, East Side of Building | B112 (2) | DNA | NA | 3 | 220-440 | 8.7-4.35 | electric | 3 | NA | NA | \Classifications\Building System Class\D30-HVAC Systems\D3040 - Distribution SYS\Supply/Exhaust/Return fans- FAN | EQ-1005329
15-A1 | 15-A1 Bakersfield Superior Court | 15-A1-D3041-230-RFN03 | Return Fan 7th Floor | Trane Centrifugal Fan | PP5689 | 21 | OM00005515 |  | Custodail Room 7th floor | B112 (2) | DNA | NA | 1.5 | 220/440 | 5.0/2.5 | electric | 3 | NA | NA | \Classifications\Building System Class\D30-HVAC Systems\D3040 - Distribution SYS\Supply/Exhaust/Return fans- FAN | EQ-1005330
15-A1 | 15-A1 Bakersfield Superior Court | 15-A1-D3031-130-CLR01 | Chiller Water Cooled , Centrifugal | Trane | 3304TUMDD | CGA180B400EA | OM00005516 |  | 3rd Floor Roof | NA | NA | R-22 | DNA | 460 | 40 | electric | 3 | NA | NA | \Classifications\Building System Class\D30-HVAC Systems\D3030 - Cooling SYS\Chiller, Water Cooled - CLR | EQ-1005331
15-A1 | 15-A1 Bakersfield Superior Court | 15-A1-D3041-110-AHU05 | AHU-S5 AHU05 | Trane Centrifugal Fan | PP5675 | 21 | OM00005519 |  | Basement Mech. Room | B85 or 5L880 (2) | 24x24x4 (9) | NA | 3 | 230-460 | 7.8-3.9 | electric | 3 | NA | NA | \Classifications\Building System Class\D30-HVAC Systems\D3040 - Distribution SYS\Air Handling Unit - AHU | EQ-1005334
15-A1 | 15-A1 Bakersfield Superior Court | 15-A1-D3042-220-EFN15 | Exhaust Fan (Basement Mech Room) (Belt Driven) | Trane Centrifugal Fan | PP5862 | 21 | OM00005520 |  | Across From Electrical Room | B97 (2) | DNA | NA | 1 | 208-220 | 4.0-4.2 | electric | 3 | NA | NA | \Classifications\Building System Class\D30-HVAC Systems\D3040 - Distribution SYS\Supply/Exhaust/Return fans- FAN | EQ-1005335
15-A1 | 15-A1 Bakersfield Superior Court | 15-A1-D3042-220-EFN18 | Exhaust Fan (EFN18) | Trane Company | PP5086 | 18K2FC4810 | OM00005524 |  | Mezzenine Roof Above 2nd Floor | NA | NA | NA | 1/2 | 208-230/460 | 1.65-160/.80 | electric | 3 | NA | NA | \Classifications\Building System Class\D30-HVAC Systems\D3040 - Distribution SYS\Supply/Exhaust/Return fans- FAN | EQ-1005339
15-A1 | 15-A1 Bakersfield Superior Court | 15-A1-D3041-110-AHU20 | AHU-3 AHU20 | American Blower | ARR-T-C | 7046L | OM00005541 |  | File Room | B75 (2) | 20x25x2 (6) | NA | 5 | 230-460 | 13.6/6.8 | electric | 3 | NA | NA | \Classifications\Building System Class\D30-HVAC Systems\D3040 - Distribution SYS\Air Handling Unit - AHU | EQ-1005349
15-A1 | 15-A1 Bakersfield Superior Court | 15-A1-D1010-100-ELE01 | Elevator #1 | Otis Elevator Company | 245_844 | Type72 | OM00026286 | State ID #033181 | Roof top mechanical room | NA | NA | NA | 31 | 165 | 160 | electric | 3 | NA | NA | \Classifications\Building System Class\D10-Conveyance Systems\D1010 - Elevator\Elevator,Electric,Pass/Freight - ELE | EQ-1005350
15-A1 | 15-A1 Bakersfield Superior Court | 15-A1-D1010-100-ELE02 | Elevator #2 | Otis Elevator Company | 245842 | Type72 | OM00026287 | State ID #033182 | Roof top mechanical room | NA | NA | NA | 31 | 145-165 | 160 | electric | 3 | NA | NA | \Classifications\Building System Class\D10-Conveyance Systems\D1010 - Elevator\Elevator,Electric,Pass/Freight - ELE | EQ-1005351
15-A1 | 15-A1 Bakersfield Superior Court | 15-A1-D1013-310-WCL01 | Wheel chair lift WCL01 | South Worth Products Corp | M016535-100-1 | LS05-28 | OM00005840 | State ID# 131300 | Dept 12 | NA | NA | NA | 3 | 110 | 20 | electric | DNA | NA | NA | \Classifications\Building System Class\D10-Conveyance Systems\D1010 - Elevator\Wheelchair Lift - WCL | EQ-1005352
15-A1 | 15-A1 Bakersfield Superior Court | 15-A1-B2010-100-BLD01 | Building Structure | NA | NA | NA | OM00005843 |  | All | NA | NA | NA | NA | NA | NA | NA | NA | NA | NA | \Classifications\Building System Class\B20-General Building Exterior\B2010 - Exterior Walls\Building - BLD | EQ-1007267
15-A1 | 15-A1 Bakersfield Superior Court | 15-A1-B3010-100-RUF01 | Roofing Systems | NA | NA | NA | OM00041015 |  | NA | NA | NA | NA | NA | NA | NA | NA | NA | NA | NA | \Classifications\Building System Class\B30-Roofing\B3010 - Roof Types\Roof - RUF | EQ-1007444
15-A1 | 15-A1 Bakersfield Superior Court | 15-A1-D2023-100-BFP01 | Backflow Prevention Device- Irrigation - BFP01 | Wilkins Zurn | W665501 | 720-A 2" | OM00005888 | FA0024448-061344-BD0004274 | SOUTH WEST CORNER - See Asset Notes for Test Form Instructions | NA | NA | NA | NA | NA | NA | NA | NA | NA | NA | \Classifications\Building System Class\D20-Plumbing\D2020 - Domestic Water\Backflow Preventer - BFP | 1009820
15-A1 | 15-A1 Bakersfield Superior Court | 15-A1-D1010-100-ELE03 | Elevator, freight #3 -side walk elevator (freight elevator) | Otis Elevator Company | SFW1558C | 10HDL | OM00026289 | State ID# 033185 | Room B6, Next to Stairs | NA | NA | NA | DNA | 480 | DNA | Hydraulic | 3 | NA | NA | \Classifications\Building System Class\D10-Conveyance Systems\D1010 - Elevator\Elevator,Hydraulic,Pass/Freight - ELE | 1010841
15-A1 | 15-A1 Bakersfield Superior Court | 15-A1-D1020-100-ESC02 | Escalator, Down - ESC02 | Otis Elevator Company | DNA | DNA | OM00005839 | State ID# 033184¦ Down | Lobby Area, Behind security ckeck-point | NA | NA | NA | DNA | DNA | DNA | Electric | DNA | NA | NA | \Classifications\Building System Class\D10-Conveyance Systems\D1020 - Escalator\Escalator,Electric - ESC | 1010951
15-A1 | 15-A1 Bakersfield Superior Court | 15-A1-D1010-100-CTY04 | Elevator - Jail - State ID#033010 - Maintained by the County | DNA | DNA | DNA | DNA | State ID# 033010 ¦County Maintained/County Permitted | Located in the Jail - Maintained by the County | [10 empty] | \Classifications\Building System Class\D10-Conveyance Systems\D1010 - Elevator\Elevator,Electric,Pass/Freight - ELE | 1010952
15-A1 | 15-A1 Bakersfield Superior Court | 15-A1-D5037-710-FAP02 | Fire Alarm Panel #2 (Basement Electrical Rm) | Fire Watch | 21329028A | 411 UDAC | OM00026263 |  | West Wall in Basement's Electrical Room, Main Electrical Room | NA | NA | NA | NA | DNA | DNA | Electric |  | NA | NA | \Classifications\Building System Class\D50-Electrical SYS\D5030 - Comm & Security\Fire Alarm Panel - FAP | 1010983
15-A1 | 15-A1 Bakersfield Superior Court | 15-A1-D4010-150-FMS01 | Sprinkler System - SEW01 - | DNA | DNA | DNA | OM00036007 |  | BASEMENT | NA | NA | NA | NA | NA | NA | NA | NA | NA | NA | \Classifications\Building System Class\D40-Fire Protection SYS\D4010 - Sprinkler SYS\Fire Systems, stand pipes - FMS | 1010985
15-A1 | 15-A1 Bakersfield Superior Court | 15-A1-D1020-100-ESC01 | Escalator, Up - ESC01 | Otis Elevator Company | DNA | DNA | OM00005838 | State ID# 033183¦ Up | Lobby Area, Behind security ckeck-point | NA | NA | NA | DNA | DNA | DNA | Electric | DNA | NA | NA | \Classifications\Building System Class\D10-Conveyance Systems\D1020 - Escalator\Escalator,Electric - ESC | 1011137
15-A1 | 15-A1 Bakersfield Superior Court | 15-A1-D1010-100-ELE04 | Elevator #4 JURY SERVICES | Otis Elevator Company | 238534 | 49ES | OM00026288 | State ID# 031612 | Basement in Electrical Room By Room B20 | NA | NA | NA | 4.25 | 208 | 19.5 | Electric | 3 | NA | NA | \Classifications\Building System Class\D10-Conveyance Systems\D1010 - Elevator\Elevator,Electric,Pass/Freight - ELE | 1011292
15-A1 | 15-A1 Bakersfield Superior Court | 15-A1-D1091-100-DMW01 | Dumbwaiter 01 | Otis Elevator Company | SFW_1552 | 10N0X | OM00005841 | State ID# 033187 | DNA | NA | NA | NA | DNA | 480 | DNA | DNA | DNA | NA | NA | \Classifications\Building System Class\D10-Conveyance Systems\D1090 - Other Conveyance Systems\Dumbwaiter - DMW | 1011505
15-A1 | 15-A1 Bakersfield Superior Court | 15-A1-D1091-100-CTY02 | Dumbwaiter 02 - In DA Office County Maintained | All |  |  | NA | State ID# 100348 | Dumbwaiter 02 - In DA Office County Maintained | NA | NA | NA | DNA | DNA | DNA | NA | DNA | NA | NA | \Classifications\Building System Class\D10-Conveyance Systems\D1090 - Other Conveyance Systems\Dumbwaiter - DMW | 1011506
15-A1 | 15-A1 Bakersfield Superior Court | 15-A1-D5092-210-GEN01 | Generator | OnSite Energy | 326602-1-1-1110 | DS00100D6SRAK0574 | OM00026285 |  | NORTH/WEST SIDE IN QUAD AREA | NA | NA | NA | 158 | 277/480 | 150 | Diesel | 3 | NA | NA | \Classifications\Building System Class\D50-Electrical SYS\D5090 - Elec SYS\Emergency Generator - GEN | 1011507
15-A1 | 15-A1 Bakersfield Superior Court | 15-A1-D1091-100-DMW03 | Dumbwaiter | Otis Elevator Company | SFW_1552 | 10N0X | OM00005842 | State ID# 033188 | Basement | NA | NA | NA | DNA | 480 | DNA | DNA | 3 | NA | NA | \Classifications\Building System Class\D10-Conveyance Systems\D1090 - Other Conveyance Systems\Dumbwaiter - DMW | 1011534
15-A1 | 15-A1 Bakersfield Superior Court | 15-A1-D5010-234-ATS01 | Automatic Transfer Switch | Thomson Technology Power & Control | MW-000371-005 | TS873A0250A1AY3AKKAA | OM00026262 |  | Main Electrical Room | NA | NA | NA | NA | 600 | 250 | Electric | DNA | NA | NA | \Classifications\Building System Class\D50-Electrical SYS\D5010 - Elec Service & Dist\Automatic Transfer Switch - ATS | 1011559
15-A1 | 15-A1 Bakersfield Superior Court | 15-A1-D5092-250-EML50 | Emergency Lights | NA | NA | NA | OM00030472 |  | NA | NA | NA | NA | NA | DNA | DNA | Electric | DNA | NA | NA | \Classifications\Building System Class\D50-Electrical SYS\D5090 - Elec SYS\Emergency And Exit Lighting - EML | 1011560
15-A1 | 15-A1 Bakersfield Superior Court | 15-A1-D4022-210-FSG01 | Fire Pump Electric | Peerless Pumps | DNA | DNA | OM00008998 |  | Basement,Fire Pump Room, Next to Dept. 16 | NO BELT | DNA | DNA | 20 | 208-220/440 | 48.0/24.0 | Electric | 3 | NA | NA | \Classifications\Building System Class\D40-Fire Protection SYS\D4020 - Stand Pipe\Pump,Fire,Electric Motor Driven - FSG | 1011561
15-A1 | 15-A1 Bakersfield Superior Court | 15-A1-D4022-210-JPM01 | Jockey Pump | Pacific Pump Company | 4LX803 | N4C | OM00026264 |  | Fire Pump Room, Next to Dept 16 | NA | NA | NA | 1 | 220 | 3.0/1.5 | Electric | 3 | DNA | DNA | \Classifications\Building System Class\D40-Fire Protection SYS\D4020 - Stand Pipe\Jockey Pump - JPM | 1011562
15-A1 | 15-A1 Bakersfield Superior Court | 15-A1-D3042-220-EFN01 | Exhuast Fan 9 | Trane Company | PP5690 | 21 | OM00005819 |  | Roof next to elevator room 1 and 2 | BP97 (2) | NA | NA | 1.50 | 220/460 | 5.0/2.5 | Electric | 3 | NA | NA | \Classifications\Building System Class\D30-HVAC Systems\D3040 - Distribution SYS\Supply/Exhaust/Return fans- FAN | 1011563
15-A1 | 15-A1 Bakersfield Superior Court | 15-A1-D1010-100-CTY05 | Elevator #5, JAIL | DNA | DNA | DNA | DNA | State ID# 084336 ¦ County Maintained/County Permitted | DNA | [10 empty] | \Classifications\Building System Class\D10-Conveyance Systems\D1010 - Elevator\Elevator,Electric,Pass/Freight - ELE | 1011597
15-A1 | 15-A1 Bakersfield Superior Court | 15-A1-D1010-100-CTY06 | Elevator #6, JAIL | DNA | DNA | DNA | DNA | State ID# 084337 ¦County Maintained/County Permitted | DNA | [10 empty] | \Classifications\Building System Class\D10-Conveyance Systems\D1010 - Elevator\Elevator,Electric,Pass/Freight - ELE | 1011598
15-A1 | 15-A1 Bakersfield Superior Court | 15-A1-D4010-150-FMS02 | Standpipe on West Side of Building Riser | Alpha Fire Sprinkler Corp | NA | NA | OM00005820 | A-0063 | Dept. 13, Judge's Chambers closet | NA | NA | NA | NA | NA | NA | NA | NA | NA | NA | \Classifications\Building System Class\D40-Fire Protection SYS\D4010 - Sprinkler SYS\Fire Systems, stand pipes - FMS | 1014907
15-A1 | 15-A1 Bakersfield Superior Court | 15-A1-B2034-400-DOH05 | DOOR, OVERHEAD (MANUAL) WINDOW (DOH05) | COOKSON DOOR COMPANY | DNA | ALUMILITED | OM00005866 |  | CIVIL DEPT | NA | NA | NA | NA | NA | NA | NA | NA | NA | NA | \Classifications\Building System Class\B20-General Building Exterior\B2030 - Exterior Doors\Door,Overhead-Shutter,Manual,Elec,Roll-up - DOH | 1015307
15-A1 | 15-A1 Bakersfield Superior Court | 15-A1-C1020-110-FRD01 | FIRE DOOR SLIDING #1 (MANUAL FIRE CURTAIN) WINDOW | COOKSON DOOR COMPANY | 129316 | DNA | OM00030474 |  | HR OFFICE, Reception Office | NA | NA | NA | NA | NA | NA | NA | NA | NA | NA | \Classifications\Building System Class\C10-General Building Interior\C1020 - Fire Doors\Fire Doors - FRD | 1015308
15-A1 | 15-A1 Bakersfield Superior Court | 15-A1-C1020-110-FRD02 | FIRE DOOR SLIDING (MANUAL FIRE CURTAIN) WINDOW | Overhead Doors Company | B04621 | 259449-1 | OM00030475 |  | HR OFFICE | NA | NA | NA | NA | NA | NA | NA | NA | NA | NA | \Classifications\Building System Class\C10-General Building Interior\C1020 - Fire Doors\Fire Doors - FRD | 1015309
15-A1 | 15-A1 Bakersfield Superior Court | 15-A1-D3042-220-EFN19 | Exhaust Fan (EFN19) | GENN-AIR | DNA | 161 CRQT | OM00005538 |  | Mezzenine Roof, above 2nd floor | DNA | NA | NA | 3/4 | 208-220/440 | 3.1/1.55 | Electric | 3 | NA | NA | \Classifications\Building System Class\D30-HVAC Systems\D3040 - Distribution SYS\Supply/Exhaust/Return fans- FAN | 1015310
15-A1 | 15-A1 Bakersfield Superior Court | 15-A1-D3042-220-EFN20 | Exhaust Fan (EFN20) | GENN-AIR | DNA | 161 CRQT | OM00005539 |  | Mezzenine Roof, above 2nd floor | DNA | NA | NA | 3/4 | 208-220/440 | 3.1/1.55 | Electric | 3 | NA | NA | \Classifications\Building System Class\D30-HVAC Systems\D3040 - Distribution SYS\Supply/Exhaust/Return fans- FAN | 1015311
15-A1 | 15-A1 Bakersfield Superior Court | 15-A1-B2034-400-DOH01 | DOOR, OVERHEAD (MANUAL) | COOKSON DOOR COMPANY | DNA | ALUMILITED | OM00005862 |  | CIVIL DEPT | NA | NA | NA | NA | NA | NA | NA | NA | NA | NA | \Classifications\Building System Class\B20-General Building Exterior\B2030 - Exterior Doors\Door,Overhead-Shutter,Manual,Elec,Roll-up - DOH | 1015313
15-A1 | 15-A1 Bakersfield Superior Court | 15-A1-B2034-400-DOH02 | DOOR, OVERHEAD (MANUAL) WINDOW (DOH02) | COOKSON DOOR COMPANY | DNA | ALUMILITED | OM00005863 |  | CIVIL DEPT | NA | NA | NA | NA | NA | NA | NA | NA | NA | NA | \Classifications\Building System Class\B20-General Building Exterior\B2030 - Exterior Doors\Door,Overhead-Shutter,Manual,Elec,Roll-up - DOH | 1015314
15-A1 | 15-A1 Bakersfield Superior Court | 15-A1-B2034-400-DOH03 | DOOR, OVERHEAD (MANUAL) WINDOW (DOH03) | COOKSON DOOR COMPANY | DNA | ALUMILITED | OM00005864 |  | CIVIL DEPT | NA | NA | NA | NA | NA | NA | NA | NA | NA | NA | \Classifications\Building System Class\B20-General Building Exterior\B2030 - Exterior Doors\Door,Overhead-Shutter,Manual,Elec,Roll-up - DOH | 1015315
15-A1 | 15-A1 Bakersfield Superior Court | 15-A1-B2034-400-DOH04 | DOOR, OVERHEAD (MANUAL) | COOKSON DOOR COMPANY | DNA | ALUMILITED | OM00005865 |  | CIVIL DEPT | NA | NA | NA | NA | NA | NA | NA | NA | NA | NA | \Classifications\Building System Class\B20-General Building Exterior\B2030 - Exterior Doors\Door,Overhead-Shutter,Manual,Elec,Roll-up - DOH | 1015316
15-A1 | 15-A1 Bakersfield Superior Court | 15-A1-G2050-200-LSC01 | LANDSCAPING | NA | NA | NA | OM00026268 |  | GROUNDS | NA | NA | NA | NA | NA | NA | NA | NA | NA | NA | \Classifications\Building System Class\G20-Other Systems\G2050 - Landscaping\Landscaping - LSC | 1015520
15-A1 | 15-A1 Bakersfield Superior Court | 15-A1-D1010-100-CTY07 | Passenger Elevator, Public Defender's Office | Otis Elevator Company | 241860 | Type83_ES | OM00001680 | State ID# 031611 ¦County Maintained/County Permitted |  |  |  |  | 7.50 | 208 | 29 |  | 3 |  |  | \Classifications\Building System Class\D10-Conveyance Systems\D1010 - Elevator\Elevator,Electric,Pass/Freight - ELE | 1015802
15-A1 | 15-A1 Bakersfield Superior Court | 15-A1-D2030-410-PMS01 | PUMP, EJECTOR SEWAGE #1 | GOULDS WATER TECHNOLOGY | H1219197 | WS2032D4 | OM00026265 |  | BASEMENT RECORDS AREA | NA | NA | NA | 2 | 240 | 11.6 | NA | 3 | NA | NA | \Classifications\Building System Class\D20-Plumbing\D2030 - Sani Waste\Sewage Ejector Pump - PMS | 1015891
15-A1 | 15-A1 Bakersfield Superior Court | 15-A1-D2030-410-PMS02 | PUMP EJECTOR SEWAGE #2 | GOULDS WATER TECHNOLOGY | A131-1795 | WS2032D4 | OM00026266 |  | BASEMENT RECORDS AREA | NA | NA | NA | 2 | 240 | 11.6 | NA | 3 | NA | NA | \Classifications\Building System Class\D20-Plumbing\D2030 - Sani Waste\Sewage Ejector Pump - PMS | 1015892
15-A1 | 15-A1 Bakersfield Superior Court | 15-A1-G2049-300-HSC01 | HARDSCAPE | NA | NA | NA | OM00036097 |  | GROUNDS | NA | NA | NA | NA | NA | NA | NA | NA | NA | NA | \Classifications\Building System Class\G20-Other Systems\G2040 - Site Development\Hardscape - HSC | 1016053
15-A1 | 15-A1 Bakersfield Superior Court | 15-A1-D3050-250-ACU03 | AIR CONDITIONING SPLIT SYSTEM #3 | Mitsubishi Electric | 13U05334B | PUY-A12NHA4 | OM00035921 |  | 2ND FLOOR ROOF WEST SIDE | NA | NA | R-410A | NA | 208 | 15 | Electric | 1 | NA | NA | \Classifications\Building System Class\D30-HVAC Systems\D3050 - Package SYS\Air Conditioning,Split System - ACU | 1017238
15-A1 | 15-A1 Bakersfield Superior Court | 15-A1-D5010-110-MCC01 | MOTOR CONTROL #1 (SEWAGE PUMP) | CHAMBERLAN ELITE | 6710C49G05 | A200M1CAC | OM00026209 |  | BASEMENT RECORDS AREA | NA | NA | NA | 7.5 | 480 | 30 |  |  | NA | NA | \Classifications\Building System Class\D50-Electrical SYS\D5010 - Elec Service & Dist\Chiller Room Electrical Panel - MCC | 1017746
15-A1 | 15-A1 Bakersfield Superior Court | 15-A1-D5010-110-MCC02 | MOTOR CONTROL #2 (SEWAGE PUMP) | CHAMBERLAN ELITE | 6710C49G05 | A200M1CAC | OM00026280 |  | BASEMENT RECORDS AREA | NA | NA | NA | 7.5 | 480 | 30 |  |  | NA | NA | \Classifications\Building System Class\D50-Electrical SYS\D5010 - Elec Service & Dist\Chiller Room Electrical Panel - MCC | 1017747
15-A1 | 15-A1 Bakersfield Superior Court | 15-A1-D4010-150-FMS03 | Fire Systems All Stand Pipes, Deluge, Preaction Systems FMS03 | Central Automatic Sprinkler Co | DNA | 1955 | OM00005904 |  | Public Defenders Records | NA | NA | NA | NA | NA | NA | NA | NA | NA | NA | \Classifications\Building System Class\D40-Fire Protection SYS\D4010 - Sprinkler SYS\Fire Systems, stand pipes - FMS | 1019045
15-A1 | 15-A1 Bakersfield Superior Court | 15-A1-D4094-450-CTY01 | Fire System,Extinguishing,FM200 | Ansul Fire Suppression Sys | DNA | AutoPulse | OM00001684 |  | Public Defenders Records | NA | NA | NA | NA | NA | NA | NA | NA | NA | NA | \Classifications\Building System Class\D40-Fire Protection SYS\D4090 - Other Fire Protection Systems\Fire Suppression, Gaseous - SFM | 1019046
15-A1 | 15-A1 Bakersfield Superior Court | 15-A1-D3041-210-SFN11 | Trane CentriFugal Fan SFN11 | Trane CentriFugal Fan | PP5692 | 21 | OM00026296 |  | 7th Floor | B90 (2) | 24x24x4 (9) | NA | 7.5 | 230/460 | 19.1/9.55 | Electric | 3 | NA | NA | \Classifications\Building System Class\D30-HVAC Systems\D3040 - Distribution SYS\Supply/Exhaust/Return fans- FAN | 1019047
15-A1 | 15-A1 Bakersfield Superior Court | 15-A1-D2023-100-BFP03 | Backflow Preventor BFP03 | Watts | 026552 | 800M4_QT 2" | OM00001677 | FA0024448-061344-BD0013450 | Northwest Corner of Building - See Asset Notes for Test Form Instructions | NA | NA | NA | NA | NA | NA | NA | NA | NA | NA | \Classifications\Building System Class\D20-Plumbing\D2020 - Domestic Water\Backflow Preventer - BFP | 1019048
15-A1 | 15-A1 Bakersfield Superior Court | 15-A1-D3041-210-SFN12 | Fan Supply SFN12 | Trane | PP5676 | 21 | OM00026295 |  | Floor 6, Mechanical Room Inside Custodial Room East Side | B112 (2) | 24x24x4 (12) 18X24X4 (3) | NA | 7.5 | 230 | 18.4 | Electric | 3 | NA | NA | \Classifications\Building System Class\D30-HVAC Systems\D3040 - Distribution SYS\Supply/Exhaust/Return fans- FAN | 1019049
15-A1 | 15-A1 Bakersfield Superior Court | 15-A1-D3041-210-SFN13 | Fan Supply SFN13 | Trane Air Conditioning Co | PP5678 | 21 | OM00026293 |  | Custodial Room, East Side of Building | B112 (2) | 24x24x4 (12) 18X24X4 (3) | NA | 7.5 | 230 | 22-20.2/10.1 | Electric | 3 | NA | NA | \Classifications\Building System Class\D30-HVAC Systems\D3040 - Distribution SYS\Supply/Exhaust/Return fans- FAN | 1019050
15-A1 | 15-A1 Bakersfield Superior Court | 15-A1-D3041-210-SFN14 | Fan Supply SFN14 | Trane Air Conditioning Co | PP5679 | 21 | OM00026292 |  | Custodial Room East Side, Mechanical Room inside | B112 (2) | 24x24x4 (12) 18X24X4 (3) | NA | 7.5 | 230 | 18.4/9.2 | Electric | 3 | NA | NA | \Classifications\Building System Class\D30-HVAC Systems\D3040 - Distribution SYS\Supply/Exhaust/Return fans- FAN | 1019051
15-A1 | 15-A1 Bakersfield Superior Court | 15-A1-D3041-210-SFN15 | Fan Supply SFN15 | Trane Air Conditioning Co | PP5680 | 21 | OM00026291 |  | Floor 2, Custodial Room East Side, Mechanical Room inside | B112 (2) | 24x24x4 (12) 18X24X4 (3) | NA | 7.5 | 230 | 18.4/9.2 | Electric | 3 | NA | NA | \Classifications\Building System Class\D30-HVAC Systems\D3040 - Distribution SYS\Supply/Exhaust/Return fans- FAN | 1019052
15-A1 | 15-A1 Bakersfield Superior Court | 15-A1-D3041-210-SFN16 | Fan Supply SFN16 | Trane Air Conditioning Co | PP5681 | 21 | OM00026290 |  | Floor 1, Custodial Room East Side, Mechanical Room inside | BX 105 (2) | 24x24x4 (12) 18X24X4 (3) | NA | 7.5 | 230 | 18.4/9.2 | Electric | 3 | NA | NA | \Classifications\Building System Class\D30-HVAC Systems\D3040 - Distribution SYS\Supply/Exhaust/Return fans- FAN | 1019053
15-A1 | 15-A1 Bakersfield Superior Court | 15-A1-D3031-100-PCH01 | Pump, Chilled Water PCH01 | DNA | DNA | DNA | OM00001676 |  | Floor 3, 3rd Floor/ 2nd Floor Roof | NA | NA | NA | DNA | 110 | DNA | Electric | DNA | NA | NA | \Classifications\Building System Class\D30-HVAC Systems\D3030 - Cooling SYS\Chilled Water Pump - PCH | 1019054
15-A1 | 15-A1 Bakersfield Superior Court | 15-A1-D3031-100-PCH02 | Pump, Chilled Water PCH02 | Taco Pump | KV2009 | DNA | OM00001675 |  | 3rd Floor/ 2nd Floor Roof | NA | NA | NA | DNA | DNA | DNA | Electric | DNA | NA | NA | \Classifications\Building System Class\D30-HVAC Systems\D3030 - Cooling SYS\Chilled Water Pump - PCH | 1019055
15-A1 | 15-A1 Bakersfield Superior Court | 15-A1-D3041-110-AHU22 | Air Handling Unit AHU22 | American Blower Products | ARR-T_C | DNA | OM00005665 |  | Basement, Behind Records Office | DNA | DNA | NA | 5 | 208-220/440 | 14/7 | Electric | 3 | NA | NA | \Classifications\Building System Class\D30-HVAC Systems\D3040 - Distribution SYS\Air Handling Unit - AHU | 1019056
15-A1 | 15-A1 Bakersfield Superior Court | 15-A1-D5010-200-ESD01 | Electrical, Switchboard, under 560 volts SBR01 | Zinsco Electric Co. | DNA | DNA | OM00001685 |  | Basement, Air Handler Room Behind Records Office | NA | NA | NA | NA | 120/200 | 225 | Electric | 3 | NA | NA | \Classifications\Building System Class\D50-Electrical SYS\D5010 - Elec Service & Dist\Electical Service and Distribution - ESD | 1019057
15-A1 | 15-A1 Bakersfield Superior Court | 15-A1-D5010-110-MCC03 | Motor Control Center MCC03 | Cutler Hammer Control | DNA | DNA | OM00001686 |  | Basement, Air Handler Room Behind Records Office | NA | NA | NA | NA | DNA | DNA | Electric | DNA | NA | NA | \Classifications\Building System Class\D50-Electrical SYS\D5010 - Elec Service & Dist\Chiller Room Electrical Panel - MCC | 1019058
15-A1 | 15-A1 Bakersfield Superior Court | 15-A1-D3042-220-EFN16 | Fan, Exhaust (Belt Driven Fan) EFN16 | Trane Utility Fan | PP5087 | 18K2FC4822 | OM00001678 |  | 7th Floor, Next to Elevator Room | A45 | NA | NA | 3/4 | 208-230/460 | 2.8/3/1.4/1.5 | Electric | 3 | NA | NA | \Classifications\Building System Class\D30-HVAC Systems\D3040 - Distribution SYS\Supply/Exhaust/Return fans- FAN | 1019059
15-A1 | 15-A1 Bakersfield Superior Court | 15-A1-D3042-220-EFN17 | Fan, Exhaust EFN17 | GreenHeck, Inc. | 12648157_1110 | GB-081-4X-QD-R3 | OM00001674 |  | 2nd Floor, Roof above mezzenine | 3L180 | NA | NA | 1/4 | 115 | 4.6 | Electric | 1 | NA | NA | \Classifications\Building System Class\D30-HVAC Systems\D3040 - Distribution SYS\Supply/Exhaust/Return fans- FAN | 1019060
15-A1 | 15-A1 Bakersfield Superior Court | 15-A1-D3041-110-AHU23 | Air Handling Unit AHU23 | Trane Systems Distribution System | PP5693 | 21 | OM00005818 |  | Floor 7, Next to Elevator Room 1 & 2 | B90 (2) | 24x24x4 (10) | NA | NA | 230/460 | 12.90/6.50 | Electric | 3 | NA | NA | \Classifications\Building System Class\D30-HVAC Systems\D3040 - Distribution SYS\Air Handling Unit - AHU | 1019061
15-A1 | 15-A1 Bakersfield Superior Court | 15-A1-D3041-110-AHU24 | Air Handling Unit AHU24 | Trane Centerifugal Air Foil Sys. | K82J68987 | CAFB36C11BA1H000000FOR1 | OM00001683 |  | Behind Records Room in Air Handler Room | BP-108 (2) | 24x24x4 (16) | NA | 20 | 230/460 | 48.5/24.30 | Electric | DNA | NA | NA | \Classifications\Building System Class\D30-HVAC Systems\D3040 - Distribution SYS\Air Handling Unit - AHU | 1019062
15-A1 | 15-A1 Bakersfield Superior Court | 15-A1-D4024-100-FHS24 | Hose Systems 24 | DNA | DNA | DNA | OM00002632 |  | Throughout Facility | NA | NA | NA | NA | NA | NA | NA | NA | NA | NA | \Classifications\Building System Class\D40-Fire Protection SYS\D4020 - Stand Pipe\Other Stand Pipe Hose Systems - FHS | 1019766
15-A1 | 15-A1 Bakersfield Superior Court | 15-A1-D5037-710-FAP05 | Fire Alarm Panel #5 (FAP05) | Notifier | 1W6AL03AEVOLX | NFW-50X | OM00046448 |  | 1st floor hallway | NA | NA | NA | NA | 110 | 3.9 | Electric | DNA | NA | NA | \Classifications\Building System Class\D50-Electrical SYS\D5030 - Comm & Security\Fire Alarm Panel - FAP | 1022871
15-A1 | 15-A1 Bakersfield Superior Court | 15-A1-D5037-710-FAP04 | Fire Alarm Panel #4 (Jury Services Clerks Office) | Fire Line | S624 | MS-10UD-7 | OM00046442 |  | 1st Floor Jury Clerks' Office | NA | NA | NA | DNA | 110 | 3.9 | Electric | DNA | NA | NA | \Classifications\Building System Class\D50-Electrical SYS\D5030 - Comm & Security\Fire Alarm Panel - FAP | 1022872
15-A1 | 15-A1 Bakersfield Superior Court | 15-A1-D3050-210-PKU04 | Day Night Package Unit (PKU04) | Day Night | C184283477 | PHS072H0CA0AATA | OM00046447 |  | 3rd Floor Roof | DNA | 16x16x2 (4) | 410A | 1/5,1/6 | 208-230 | DNA | Electric | 3 | NA | NA | \Classifications\Building System Class\D30-HVAC Systems\D3050 - Package SYS\Package Unit - PKU | 1022873
15-A2 | 15-A2 Bakersfield Superior Court Modular | 15-A2-D3050-210-PKU01 | Pact Unit AC PKU04 | Bard | 70691JR | 24WA | OM00005811 |  | South Parking Lot | DNA | DNA | R-22 | DNA | 230 | 1.6 | electric | DNA | DNA | DNA | \Classifications\Building System Class\D30-HVAC Systems\D3050 - Package SYS\Package Unit - PKU | EQ-1005340
15-A2 | 15-A2 Bakersfield Superior Court Modular | 15-A2-D4031-100-FEX02 | Fire Extinguishers - FEX02 | NA | NA | NA | OM00026261 |  | Floor 1 | NA | NA | NA | NA | NA | NA | NA | NA | NA | NA | \Classifications\Building System Class\D40-Fire Protection SYS\D4030 - FIRE SPEC\Fire Extinguisher - FEX | 1011533
15-A2 | 15-A2 Bakersfield Superior Court Modular | 15-A2-B2010-100-BLD01 | Building - Modular | NA | NA | Na | NA | [12 empty] | \Classifications\Building System Class\B20-General Building Exterior\B2010 - Exterior Walls\Building - BLD | 1016570
15-A2 | 15-A2 Bakersfield Superior Court Modular | 15-A2-D3050-210-PKU09 | Package Unit (S Side Modular) | Bard | 314D13300846902 | W24H1A04XX4XXX | OM00035920 |  | South Side of Modular | NA | NA | R-410A | 1 | 208/230 | DNA | Electric | 3 | NA | NA | \Classifications\Building System Class\D30-HVAC Systems\D3050 - Package SYS\Package Unit - PKU | 1018604
15-A2 | 15-A2 Bakersfield Superior Court Modular | 15-A2-D3050-210-PKU10 | Package Unit (S Side of Modular) | Bard | 314K14315657202 | W24H2A04XX4XXX | OM00035916 |  | South Side of Modular | NA | 16X25X1 | R-410A | 1/5-1/6 | 230/208 | DNA | Electric | 1 | NA | NA | \Classifications\Building System Class\D30-HVAC Systems\D3050 - Package SYS\Package Unit - PKU | 1018940
15-A2 | 15-A2 Bakersfield Superior Court Modular | 15-A2-D5092-250-EML01 | Emergency Lighting (1) | NA | NA | NA | OM00037621 |  | Throughout Building | NA | NA | NA | NA | DNA | DNA | Electric | DNA | NA | NA | \Classifications\Building System Class\D50-Electrical SYS\D5090 - Elec SYS\Emergency And Exit Lighting - EML | 1019213
15-A2 | 15-A2 Bakersfield Superior Court Modular | 15-A2-B3010-100-RUF01 | Roofing Systems | DNA | DNA | DNA | OM00037631 |  | Roof | NA | NA | NA | NA | NA | NA | NA | NA | NA | NA | \Classifications\Building System Class\B30-Roofing\B3010 - Roof Types\Roof - RUF | 1019283
15-A2 | 15-A2 Bakersfield Superior Court Modular | 15-A2-D3050-210-PKU11 | HVAC, Bard Wall Unit PKU11 | Bard | 314F153233802-02 | W24H2-A04XXX4XXX | OM00041022 |  | Floor 1 | DNA | DNA | R-410A | 1/5-1/6 | DNA | 230/208 | Electric | 1 | DNA |  | \Classifications\Building System Class\D30-HVAC Systems\D3050 - Package SYS\Package Unit - PKU | 1019759
15-A2 | 15-A2 Bakersfield Superior Court Modular | 15-A2-D3050-210-PKU12 | Pact Unit AC (PKU12) | BARD | 314M163378406-02 | W24H2-A04XX4XXX | OM00041025 |  | South side of modular | NA | 16x26x2 | R-410A | 1/5-1/6 | 230-208 | 12.7/15.2 | Electric | 1 | NA | NA | \Classifications\Building System Class\D30-HVAC Systems\D3050 - Package SYS\Package Unit - PKU | 1021666
15-A2 | 15-A2 Bakersfield Superior Court Modular | 15-A2-D3050-210-PKU13 | Package Unit AC (PKU13) | BARD | 314M163375842-02 | W24H2-A04XX4XXX | OM00041026 |  | South side of modular | NA | 16x26x2 | R-410A | 1/5-1/6 | 230-208 | 12.7/15.2 | Electric | 1 | NA | NA | \Classifications\Building System Class\D30-HVAC Systems\D3050 - Package SYS\Package Unit - PKU | 1021667
15-B1 | 15-B1 Bakersfield Justice Bldg. | 15-B1-D4031-100-FEX15 | Fire Extinguishers -FEX15 | NA | NA | NA | OM00026294 |  | Floors 0-2 - Shared Buiding | NA | NA | NA | NA | NA | NA | NA | NA | NA | NA | \Classifications\Building System Class\D40-Fire Protection SYS\D4030 - FIRE SPEC\Fire Extinguisher - FEX | 1010818
15-B1 | 15-B1 Bakersfield Justice Bldg. | 15-B1-B2010-100-CTY01 | Building Asset | NA | NA | NA | OM00037873 | [12 empty] | \Classifications\Building System Class\B20-General Building Exterior\B2010 - Exterior Walls\Building - BLD | 1016529
15-B1 | 15-B1 Bakersfield Justice Bldg. | 15-B1-D5092-250-EML07 | Emergency Lighting (7) | NA | NA | NA | OM00037622 |  | Throughout Building | NA | NA | NA | NA | 110 | DNA | Electric | DNA | NA | NA | \Classifications\Building System Class\D50-Electrical SYS\D5090 - Elec SYS\Emergency And Exit Lighting - EML | 1019214
15-C1 | 15-C1 Bakersfield Juvenile Center | 15-C1-D3050-210-PKU01 | PACKAGE UNIT (15 TON) | TRANE | 927100267D | TCH181E40BAA | OM00030443 |  | Roof | DNA | DNA | R-410A | 6 | 460 | 39 | electric | 3 | DNA | DNA | \Classifications\Building System Class\D30-HVAC Systems\D3050 - Package SYS\Package Unit - PKU | EQ-1005353
15-C1 | 15-C1 Bakersfield Juvenile Center | 15-C1-D3050-250-ACU01 | Air Conditioning , Split System #1 | Mitsubishi Electric | DNA | MS15NN | OM00030458 |  | SALLY PORT | DNA | DNA | R-22 | 6 | 115 | 15 | electric | 1 | DNA | DNA | \Classifications\Building System Class\D30-HVAC Systems\D3050 - Package SYS\Air Conditioning,Split System - ACU | EQ-1005354
15-C1 | 15-C1 Bakersfield Juvenile Center | 15-C1-D1010-100-ELE02 | Elevator ELE02 | Dover | 1289051501 | 109548 | OM00005850 | State ID# 093702 | Roof | NA | NA | NA | 12 | 115 | 12.2 | electric | 3 | NA | NA | \Classifications\Building System Class\D10-Conveyance Systems\D1010 - Elevator\Elevator,Electric,Pass/Freight - ELE | EQ-1005355
15-C1 | 15-C1 Bakersfield Juvenile Center | 15-C1-D1010-100-ELE03 | Elevator ELE03 | Dover | 250000000000 | 16639 | OM00005857 | State ID# 093703 | Roof | NA | NA | NA | DNA | 260 | DNA | electric | 3 | NA | NA | \Classifications\Building System Class\D10-Conveyance Systems\D1010 - Elevator\Elevator,Electric,Pass/Freight - ELE | EQ-1005356
15-C1 | 15-C1 Bakersfield Juvenile Center | 15-C1-D4031-100-FEX38 | Fire Extinguishers FEX38 | Amerex | NA | NA | OM00005848 |  | Basement | NA | NA | NA | NA | 460 | NA | NA | NA | NA | NA | \Classifications\Building System Class\D40-Fire Protection SYS\D4030 - FIRE SPEC\Fire Extinguisher - FEX | EQ-1005357
15-C1 | 15-C1 Bakersfield Juvenile Center | 15-C1-D4010-150-FMS01 | Fire water pipe SEW01 | Sprink-KUPL | DNA | DNA | OM00005852 |  | Basement | NA | NA | NA | NA | NA | NA | NA | NA | NA | NA | \Classifications\Building System Class\D40-Fire Protection SYS\D4010 - Sprinkler SYS\Fire Systems, stand pipes - FMS | EQ-1005358
15-C1 | 15-C1 Bakersfield Juvenile Center | 15-C1-D5010-234-ATS01 | Automatic transfer switch ATS01 | Metron | CT-8941527-02 | ZTS10E5 | OM00030451 |  | Basement | NA | NA | NA | NA | 115 | 0.5 | electric | DNA | NA | NA | \Classifications\Building System Class\D50-Electrical SYS\D5010 - Elec Service & Dist\Automatic Transfer Switch - ATS | EQ-1005360
15-C1 | 15-C1 Bakersfield Juvenile Center | 15-C1-D3030-110-CTW01 | water Cooling tower | Baltimore air coil | U083452401 | 15270 | OM00030464 |  | Out Side | DNA | NA | NA | DNA | 480 | DNA | electric | 3 | NA | NA | \Classifications\Building System Class\D30-HVAC Systems\D3030 - Cooling SYS\Cooling Tower - CTW | EQ-1005362
15-C1 | 15-C1 Bakersfield Juvenile Center | 15-C1-D3041-110-AHU01 | Air Handler | Trane | K89A01963 | 030F03 | OM00005894 |  | Basement Mechanical Room | 3B133 | DNA | NA | DNA | 480 | DNA | electric | 3 | NA | NA | \Classifications\Building System Class\D30-HVAC Systems\D3040 - Distribution SYS\Air Handling Unit - AHU | EQ-1005363
15-C1 | 15-C1 Bakersfield Juvenile Center | 15-C1-D3041-110-AHU02 | Air Handler | Trane | K02L76903A | 030F03 | OM00005897 |  | Basement Mechanical Room | X3H328B | DNA | NA | 10 | 460 | DNA | electric | 3 | NA | NA | \Classifications\Building System Class\D30-HVAC Systems\D3040 - Distribution SYS\Air Handling Unit - AHU | EQ-1005364
15-C1 | 15-C1 Bakersfield Juvenile Center | 15-C1-D3041-110-AHU03 | Air Handler | Trane | k89803307 | 030F03 | OM00005896 |  | Basement Mechanical Room | 16x25x2 (8) 16x20x2 (12) | DNA | NA | DNA | 480 | DNA | electric | 3 | NA | NA | \Classifications\Building System Class\D30-HVAC Systems\D3040 - Distribution SYS\Air Handling Unit - AHU | EQ-1005366
15-C1 | 15-C1 Bakersfield Juvenile Center | 15-C1-D1010-100-ELE01 | Elevator Passenger - ELE01 | Dover | 1289211501 | 109548 | OM00030434 | State ID# 093701 | Roof top penthouse | X3H328B | NA | NA | DNA | 220/440 | DNA | electric | 3 | NA | NA | \Classifications\Building System Class\D10-Conveyance Systems\D1010 - Elevator\Elevator,Electric,Pass/Freight - ELE | EQ-1005367
15-C1 | 15-C1 Bakersfield Juvenile Center | 15-C1-D3031-130-CLR01 | Chiller CLR01 CHILLER #2 | Trane | L89B00725 | CGWCD101RDHKK62DTP | OM00005856 |  | Basement Mechanical Room | NA | NA | R-22 | 15 | 460 | 225 | electric | 3 | NA | NA | \Classifications\Building System Class\D30-HVAC Systems\D3030 - Cooling SYS\Chiller, Water Cooled - CLR | EQ-1005368
15-C1 | 15-C1 Bakersfield Juvenile Center | 15-C1-D3031-130-CLR02 | Chiller #1 | Trane | L89B00724 | CGWCD101RDHKK62DTP | OM00005893 |  | Basement Mechanical Room | NA | 16x25x2 (8) 16x20x2 (12) | R-22 | 15 | 460 | 225 | electric | 3 | NA | NA | \Classifications\Building System Class\D30-HVAC Systems\D3030 - Cooling SYS\Chiller, Water Cooled - CLR | EQ-1005369
15-C1 | 15-C1 Bakersfield Juvenile Center | 15-C1-B2010-100-BLD01 | Building Structure | NA | NA | NA | OM00033839 |  | All | NA | NA | NA | NA | NA | NA | NA | NA | NA | NA | \Classifications\Building System Class\B20-General Building Exterior\B2010 - Exterior Walls\Building - BLD | EQ-1007268
15-C1 | 15-C1 Bakersfield Juvenile Center | 15-C1-B3010-100-RUF01 | Roofing Systems | NA | NA | NA | OM00033837 |  | Roof | NA | NA | NA | NA | NA | NA | NA | NA | NA | NA | \Classifications\Building System Class\B30-Roofing\B3010 - Roof Types\Roof - RUF | EQ-1007445
15-C1 | 15-C1 Bakersfield Juvenile Center | 15-C1-D2023-100-BFP03 | Backflow Prevention Device - BFP03 | Febco | H24869 | 860 .75 inch Type:RP | OM00030463 | FA0024609006326-BD0010622 | ASM2 - Basement of Juvenile Courts | NA | NA | NA | NA | NA | NA | NA | NA | NA | NA | \Classifications\Building System Class\D20-Plumbing\D2020 - Domestic Water\Backflow Preventer - BFP | 1010948
15-C1 | 15-C1 Bakersfield Juvenile Center | 15-C1-D1010-100-ELE04 | Elevator Passenger - ELE04 | Dover | 1289032002 | 67950 | OM00005851 | State ID# 093704 | Judges | NA | NA | NA | DNA | DNA | DNA | ELECTRIC | DNA | NA | NA | \Classifications\Building System Class\D10-Conveyance Systems\D1010 - Elevator\Elevator,Electric,Pass/Freight - ELE | 1011553
15-C1 | 15-C1 Bakersfield Juvenile Center | 15-C1-D5037-710-FAP01 | FIRE ALARM PANEL | NOTIFIER NFS2-3030 | 1st - 325561, 2nd - 3234294 | NOTIFIER NFS2-3030 | OM00030449 |  | BASEMENT ELECTRICAL ROOM | NA | NA | NA | NA | 120 | 2.25 | Electric | 3 | NA | NA | \Classifications\Building System Class\D50-Electrical SYS\D5030 - Comm & Security\Fire Alarm Panel - FAP | 1015303
15-C1 | 15-C1 Bakersfield Juvenile Center | 15-C1-D2023-310-HWP02 | PUMP, DOMESTIC HOT WATER CIRCULATING #1 | Marathon Electric | DNA | DNA | OM00030456 |  | BOILER ROOM IN BASEMENT | NA | NA | NA | 2 | Other | 3.1 | Electric | 3 | NA | NA | \Classifications\Building System Class\D20-Plumbing\D2020 - Domestic Water\Domestic Hot Water Circulating Pump - HWP | 1015521
15-C1 | 15-C1 Bakersfield Juvenile Center | 15-C1-D2023-310-HWP03 | PUMP, DOMESTIC HOT WATER CIRCULATING #2 | Balador | F1001253457 | F1001253457 | OM00030457 |  | BOILER ROOM IN BASEMENT | NA | NA | NA | 2 | Other | 3.1 | Electric | 3 | NA | NA | \Classifications\Building System Class\D20-Plumbing\D2020 - Domestic Water\Domestic Hot Water Circulating Pump - HWP | 1015522
15-C1 | 15-C1 Bakersfield Juvenile Center | 15-C1-D2023-310-HWP04 | PUMP, DOMESTIC HOT WATER CIRCULATING #3 | NIDEC MOTOR | DNA | DNA | OM00030455 |  | BOILER ROOM IN BASEMENT | NA | NA | NA | 2 | Other | 3.1 | Electric | 3 | NA | NA | \Classifications\Building System Class\D20-Plumbing\D2020 - Domestic Water\Domestic Hot Water Circulating Pump - HWP | 1015523
15-C1 | 15-C1 Bakersfield Juvenile Center | 15-C1-D2022-260-HWG01 | WATER HEATER, DOMESTIC #1 (GAS) | AO SMITH WATER PRODUCTS | SH89-30055-Y3 | BTP-125-199 | OM00005860 |  | BOILER ROOM IN BASEMENT | NA | NA | NA | 12-Jan | Other | 5.7 | Gas | 1 | DNA | DNA | \Classifications\Building System Class\D20-Plumbing\D2020 - Domestic Water\Domestic Water Heater, Gas - HWG | 1015524
15-C1 | 15-C1 Bakersfield Juvenile Center | 15-C1-D3021-130-BLR01 | BOILER, HOT WATER (GAS - BLR) | Raypak | 289100898 | H0514 | OM00005870 |  | BOILER ROOM IN BASEMENT | NA | NA | NA | DNA | DNA | DNA | Gas | DNA | 511,000 | 409,200 | \Classifications\Building System Class\D30-HVAC Systems\D3020 - Heat SYS\Boiler,Hot Water,Oil/Gas/Comb. - BLR | 1015526
15-C1 | 15-C1 Bakersfield Juvenile Center | 15-C1-D3021-130-BLR02 | BOILER, HOT WATER #2 (GAS) | Raypak | 289100897 | H0514 | OM00005871 |  | BOILER ROOM IN BASEMENT | NA | NA | NA | NA | NA | NA | Gas | NA | 511,500 | 409,200 | \Classifications\Building System Class\D30-HVAC Systems\D3020 - Heat SYS\Boiler,Hot Water,Oil/Gas/Comb. - BLR | 1015527
15-C1 | 15-C1 Bakersfield Juvenile Center | 15-C1-D3031-100-PCH01 | PUMP, CHILLED WATER #1 | BOLDOR RELIANCER | F0907154315 | DNA | OM00030445 |  | CHILLER ROOM IN BASEMENT | NA | NA | NA | 7.5 | Other | 9.4 | Electric | 3 | NA | NA | \Classifications\Building System Class\D30-HVAC Systems\D3030 - Cooling SYS\Chilled Water Pump - PCH | 1015528
15-C1 | 15-C1 Bakersfield Juvenile Center | 15-C1-D3031-100-PCH03 | PUMP, CHILLED WATER #3 | BOLDOR RELIANCER | DNA | F0907154310 | OM00030446 |  | CHILLER ROOM IN BASEMENT | NA | NA | NA | 7.5 | Other | 9.4 | Electric | 3 | NA | NA | \Classifications\Building System Class\D30-HVAC Systems\D3030 - Cooling SYS\Chilled Water Pump - PCH | 1015529
15-C1 | 15-C1 Bakersfield Juvenile Center | 15-C1-D3031-100-PCH04 | PUMP, CHILLER WATER #4 (CONDENSER WATER/TOWER WATER PUMP) | PACO | DNA | BD-89C0033301 | OM00005853 |  | CHILLER ROOM IN BASEMENT | NA | NA | NA | 5 | Other | 6.65 | Electric | 3 | NA | NA | \Classifications\Building System Class\D30-HVAC Systems\D3030 - Cooling SYS\Chilled Water Pump - PCH | 1015530
15-C1 | 15-C1 Bakersfield Juvenile Center | 15-C1-D3031-100-PCH05 | PUMP, CHILLER WATER #5 (CONDENSER WATER/TOWER WATER PUMP) | PACO | DNA | BD-89C0033302 | OM00030448 |  | CHILLER ROOM IN BASEMENT | NA | NA | NA | 5 | Other | 6.65 | Electric | 3 | NA | NA | \Classifications\Building System Class\D30-HVAC Systems\D3030 - Cooling SYS\Chilled Water Pump - PCH | 1015531
15-C1 | 15-C1 Bakersfield Juvenile Center | 15-C1-D3031-100-PCH06 | PUMP, CHILLER WATER #6 (CONDENSER WATER/TOWER WATER PUMP) | PACO | DNA | BD-89C0033401 | OM00030447 |  | CHILLER ROOM IN BASEMENT | NA | NA | NA | 5 | Other | 6.65 | Electric | 3 | NA | NA | \Classifications\Building System Class\D30-HVAC Systems\D3030 - Cooling SYS\Chilled Water Pump - PCH | 1015532
15-C1 | 15-C1 Bakersfield Juvenile Center | 15-C1-D3041-110-AHU04 | AIR HANDLING UNIT #4 (AHU) | TRANE | K89803309 | DNA | OM00030452 |  | AHU MECH ROOM IN BASEMENT | B-83 (2) | 16X25X2 (8), 16X20X2 (12) | NA | 15 | Other | 21 | Electric | 3 | NA | NA | \Classifications\Building System Class\D30-HVAC Systems\D3040 - Distribution SYS\Air Handling Unit - AHU | 1015533
15-C1 | 15-C1 Bakersfield Juvenile Center | 15-C1-D3041-110-AHU05 | AIR HANDLING UNIT #5 (AHU) | TRANE | K89803308 | DNA | OM00005895 |  | AHU MECH ROOM IN BASEMENT | BX810707 | 16x25x2 (14) | NA | 25 | Other | 32 | Electric | 3 | NA | NA | \Classifications\Building System Class\D30-HVAC Systems\D3040 - Distribution SYS\Air Handling Unit - AHU | 1015534
15-C1 | 15-C1 Bakersfield Juvenile Center | 15-C1-D3042-220-EFN01 | FAN, EXHAUST #1 (BELT DRIVEN FAN) | DNA | DNA | DNA | OM00005833 |  | AHU MECH ROOM IN BASEMENT | NA | NA | NA | 5 | Other | 6.6 | Electric | 3 | NA | NA | \Classifications\Building System Class\D30-HVAC Systems\D3040 - Distribution SYS\Supply/Exhaust/Return fans- FAN | 1015535
15-C1 | 15-C1 Bakersfield Juvenile Center | 15-C1-D3042-220-EFN02 | FAN, EXHUAST #2 | DNA | DNA | DNA | OM00005834 |  | AHU MECH ROOM IN BASEMENT | NA | NA | NA | 5 | Other | 6.6 | Electric | 3 | NA | NA | \Classifications\Building System Class\D30-HVAC Systems\D3040 - Distribution SYS\Supply/Exhaust/Return fans- FAN | 1015536
15-C1 | 15-C1 Bakersfield Juvenile Center | 15-C1-D3042-220-EFN03 | FAN, EXHAUST #3 (BELT DRIVEN FAN) | DNA | DNA | DNA | OM00030454 |  | AHU MECH ROOM IN BASEMENT | NA | NA | NA | 5 | Other | 7.4 | Electric | 3 | NA | NA | \Classifications\Building System Class\D30-HVAC Systems\D3040 - Distribution SYS\Supply/Exhaust/Return fans- FAN | 1015537
15-C1 | 15-C1 Bakersfield Juvenile Center | 15-C1-D3042-220-EFN04 | FAN, EXHAUST #4 | DNA | DNA | DNA | OM00030453 |  | AHU MECH ROOM IN BASEMENT | AX66 | NA | NA | 5 | Other | 7.7 | Electric | 3 | NA | NA | \Classifications\Building System Class\D30-HVAC Systems\D3040 - Distribution SYS\Supply/Exhaust/Return fans- FAN | 1015538
15-C1 | 15-C1 Bakersfield Juvenile Center | 15-C1-D3042-220-EFN05 | FAN, EXHAUST #5 (BELT DRIVEN FAN) | DNA | DNA | DNA | OM00005891 |  | AHU MECH ROOM IN BASEMENT | 4610 A54 | NA | NA | 1 | Other | 1.8 | Electric | 3 | NA | NA | \Classifications\Building System Class\D30-HVAC Systems\D3040 - Distribution SYS\Supply/Exhaust/Return fans- FAN | 1015539
15-C1 | 15-C1 Bakersfield Juvenile Center | 15-C1-D3042-220-EFN06 | FAN, EXHAUST #6 (BELT DRIVEN FAN) | DNA | DNA | DNA | OM00005890 |  | AHU MECH ROOM IN BASEMENT | 4610A54 | NA | NA | 1 | Other | 4-Mar | Electric | 3 | NA | NA | \Classifications\Building System Class\D30-HVAC Systems\D3040 - Distribution SYS\Supply/Exhaust/Return fans- FAN | 1015540
15-C1 | 15-C1 Bakersfield Juvenile Center | 15-C1-D3068-100-BAS01 | BUILDING AUTOMATION SYSTEM (BAS) | JOHNSON CONTROLS | DNA | DNA | OM00030444 |  | CHILLER ROOM IN BASEMENT | NA | NA | NA | NA | Other | 4 | Electric | DNA | NA | NA | \Classifications\Building System Class\D30-HVAC Systems\D3060 - Control & Inst Air\Building Automation System - BAS | 1015541
15-C1 | 15-C1 Bakersfield Juvenile Center | 15-C1-D3090-114-CMP01 | COMPRESSOR, CONTROL AIR | Air Compressor Products | 288-1-A4211 | DNA | OM00005877 |  | BOILER ROOM IN BASEMENT | AX 55 (2) | NA | NA | 2 | Other | 2.8 | Electric | 3 | NA | NA | \Classifications\Building System Class\D30-HVAC Systems\D3090 - Other HVAC Systems and Equipment\Air Compressor - CMP | 1015542
15-C1 | 15-C1 Bakersfield Juvenile Center | 15-C1-D3020-100-HET01 | EXPANSION TANK | AMTROL | AX-60V-S6 | 89-1852 | OM00005846 |  | BOILER ROOM IN BASEMENT | NA | NA | NA | NA | NA | NA | NA | NA | NA | NA | \Classifications\Building System Class\D30-HVAC Systems\D3020 - Heat SYS\Heater Water Expansion Tank - HET | 1015543
15-C1 | 15-C1 Bakersfield Juvenile Center | 15-C1-D3090-220-CMD01 | COMPRESSOR, AIR DRYER (CMD) | HANKISON | DNA | H510A1150812296 | OM00005876 |  | BOILER ROOM IN BASEMENT | NA | NA | R-134a | NA | Other | 2.57 | Electric | 1 | NA | NA | \Classifications\Building System Class\D30-HVAC Systems\D3090 - Other HVAC Systems and Equipment\Compressed Air Dryer - CMD | 1015544
15-C1 | 15-C1 Bakersfield Juvenile Center | 15-C1-D4022-210-FSG02 | PUMP, FIRE, ELECTRIC MOTOR DRIVEN #2 | MARATHON ELECTRIC | VFt84TTDR8619AN | 89PT13714-L | OM00005873 |  | BOILER ROOM IN BASEMENT | NA | NA | NA | 3 | Other | DNA | Electric | 3 | NA | NA | \Classifications\Building System Class\D40-Fire Protection SYS\D4020 - Stand Pipe\Pump,Fire,Electric Motor Driven - FSG | 1015545
15-C1 | 15-C1 Bakersfield Juvenile Center | 15-C1-D4022-210-JPM01 | PUMP, JOCKEY FIRE PUMP | BOLDER | 2-50 | W1098 | OM00005874 |  | BOILER ROOM IN BASEMENT | NA | NA | NA | 1.5 | Other | 4.9 | Electric | 3 | NA | NA | \Classifications\Building System Class\D40-Fire Protection SYS\D4020 - Stand Pipe\Jockey Pump - JPM | 1015546
15-C1 | 15-C1 Bakersfield Juvenile Center | 15-C1-D5010-234-ATS02 | ELECTRICAL, AUTOMATIC TRANSFER SWITCH (ATS) | METRON | DNA | DNA | OM00005859 |  | BOILER ROOM IN BASEMENT | NA | NA | NA | NA | Other | 100 | Electric | DNA | NA | NA | \Classifications\Building System Class\D50-Electrical SYS\D5010 - Elec Service & Dist\Automatic Transfer Switch - ATS | 1015547
15-C1 | 15-C1 Bakersfield Juvenile Center | 15-C1-D3020-100-HET02 | Expansion Tank (Boiler Room) | YOUNG ENGINEERING | 2870 | 200BST-27 | OM00005861 |  | BOILER ROOM IN BASEMENT | NA | NA | NA | NA | NA | NA | NA | NA | NA | NA | \Classifications\Building System Class\D30-HVAC Systems\D3020 - Heat SYS\Heater Water Expansion Tank - HET | 1015548
15-C1 | 15-C1 Bakersfield Juvenile Center | 15-C1-G2050-200-LSC01 | LANDSCAPING | NA | NA | NA | OM00026269 |  | GROUNDS | NA | NA | NA | NA | NA | NA | NA | NA | NA | NA | \Classifications\Building System Class\G20-Other Systems\G2050 - Landscaping\Landscaping - LSC | 1015549
15-C1 | 15-C1 Bakersfield Juvenile Center | 15-C1-D2023-100-BFP04 | BACKFLOW PREVENTER (IRRIGATION 4") | WILKINS ZURN | L78807 | 875 4" | OM00026267 | FA0024609-06326-BD0013139 | Backside of facility | NA | NA | NA | NA | NA | NA | NA | NA | NA | NA | \Classifications\Building System Class\D20-Plumbing\D2020 - Domestic Water\Backflow Preventer - BFP | 1016018
15-C1 | 15-C1 Bakersfield Juvenile Center | 15-C1-D3050-250-ACU02 | AIR CONDITIONING, SPLIT SYSTEM #2 | CARRIER | 3406X91431 | 384DF018-301 | OM00026281 |  | 4th Floor, OUTSIDE CLERKS' OFFICE | NA | NA | R-410A | NA | 240 | 20 | Electric | 1 | NA | NA | \Classifications\Building System Class\D30-HVAC Systems\D3050 - Package SYS\Air Conditioning,Split System - ACU | 1016052
15-C1 | 15-C1 Bakersfield Juvenile Center | 15-C1-D2023-310-HWP05 | PUMP, DOMESTIC HOT WATER CIRCULATING PUMP #5 | GRUNDFOS | 8835 | UP43-75BF | OM00035873 |  | BASEMENT MECH ROOM | NA | NA | NA | NA | 110 | NA | ELECTRIC | 1 | NA | NA | \Classifications\Building System Class\D20-Plumbing\D2020 - Domestic Water\Domestic Hot Water Circulating Pump - HWP | 1016160
15-C1 | 15-C1 Bakersfield Juvenile Center | 15-C1-D2023-310-HWP07 | PUMP, DOMESTIC HOT WATER CIRCULATING PUMP #7 | GRUNDFOS | 59896781 | UPS15-55SUC | OM00035871 |  | BASEMENT MECH ROOM | NA | NA | NA | NA | 110 | NA | ELECTRIC | 1 | NA | NA | \Classifications\Building System Class\D20-Plumbing\D2020 - Domestic Water\Domestic Hot Water Circulating Pump - HWP | 1016162
15-C1 | 15-C1 Bakersfield Juvenile Center | 15-C1-D2023-100-BFP05 | BACKFLOW PREVENTER #4 | FEBCO | J001062 | LF 825Y | OM00035870 | FA0025609-06326-BD0015141 | BOILER MECH ROOM IN BASEMENT | NA | NA | NA | NA | NA | NA | NA | NA | NA | NA | \Classifications\Building System Class\D20-Plumbing\D2020 - Domestic Water\Backflow Preventer - BFP | 1016225
15-C1 | 15-C1 Bakersfield Juvenile Center | 15-C1-D3031-100-PCH07 | PUMP, CHILLED WATER | TEC | EXP3125413025 | AEGHUW001 | OM00035869 |  | BASEMENT CHILLER ROOM | NA | NA | NA | 3.7 | 480 | 13 1.6 | ELECTRIC | 3 | NA | NA | \Classifications\Building System Class\D30-HVAC Systems\D3030 - Cooling SYS\Chilled Water Pump - PCH | 1016228
15-C1 | 15-C1 Bakersfield Juvenile Center | 15-C1-D3030-310-CTF01 | Cooling Tower Filter | Lakos | 44015001 | TC1-0100-CMBV | OM00030465 |  | Cooling Tower Yard West Side | NA | NA | NA | 2 | 208/230 | DNA | Electric | 3 | NA | NA | \Classifications\Building System Class\D30-HVAC Systems\D3030 - Cooling SYS\Cooling Tower Filter - CTF | 1017579
15-C1 | 15-C1 Bakersfield Juvenile Center | 15-C1-D2023-100-BFP06 | Backflow Preventer # 5 (Cooling Twr Filtration) (1"") | Wilkins | 2892095 | 975XL (1"") | OM00035908 | FA0024609-06326-BD0015140 | Cooling Tower Yard West Side | NA | NA | NA | NA | NA | NA | NA | NA | NA | NA | \Classifications\Building System Class\D20-Plumbing\D2020 - Domestic Water\Backflow Preventer - BFP | 1017578
15-C1 | 15-C1 Bakersfield Juvenile Center | 15-C1-D2023-310-WBS01 | Domestic Water Pump #1 (Boiler Rm) | Paco | PCK7A021B03 | Sk182JD121 | OM00035889 |  | Boiler Room | NA | NA | NA | 5 | 460 | 7.1 | Electric | 3 | NA | NA | \Classifications\Building System Class\D20-Plumbing\D2020 - Domestic Water\Domestic Water Booster System - WBS | 1017847
15-C1 | 15-C1 Bakersfield Juvenile Center | 15-C1-D2023-310-WBS02 | domestic Water Pump #2 (Boiler Rm) | Paco | 35N835T481 | JMM3212T | OM00035888 |  | Boiler Room | NA | NA | NA | 5 | 460 | 6.1 | Electric | 3 | NA | NA | \Classifications\Building System Class\D20-Plumbing\D2020 - Domestic Water\Domestic Water Booster System - WBS | 1017846
15-C1 | 15-C1 Bakersfield Juvenile Center | 15-C1-B2034-400-DOH03 | Overhread Rollup Door (Exit Sally Port) | Doerr | 201295B0331 | 2060040T00121 | OM00035911 |  | Sally Port Exit | NA | NA | NA | .80 | 460 | 2 | Electric | 3 | NA | NA | \Classifications\Building System Class\B20-General Building Exterior\B2030 - Exterior Doors\Door,Overhead-Shutter,Manual,Elec,Roll-up - DOH | 1017849
15-C1 | 15-C1 Bakersfield Juvenile Center | 15-C1-B2034-400-DOH02 | Overhread Rollup Door (Center Sally Port) | Doerr | 21296BK881 | 2060040T00121 | OM00035910 |  | Sally Port Center | NA | NA | NA | .80 | 460 | 2 | Electric | 3 | NA | NA | \Classifications\Building System Class\B20-General Building Exterior\B2030 - Exterior Doors\Door,Overhead-Shutter,Manual,Elec,Roll-up - DOH | 1017848
15-C1 | 15-C1 Bakersfield Juvenile Center | 15-C1-B2034-400-DOH01 | Overhread Rollup Door (Sally Port) | Doerr | 201296BH881 | RDA-50 | OM00035909 |  | Sally Port | NA | NA | NA | .80 | 460 | 2 | Electric | 3 | NA | NA | \Classifications\Building System Class\B20-General Building Exterior\B2030 - Exterior Doors\Door,Overhead-Shutter,Manual,Elec,Roll-up - DOH | 1017851
15-C1 | 15-C1 Bakersfield Juvenile Center | 15-C1-C1020-110-FRD01 | Fire Door Curtain (N side Lobby) | Cookson | WHI-021009 | FD0A10 | OM00035912 |  | Clerks Window for Administration | Chain Driven | NA | NA | Controller=1/8, Motor 1/8 | Controller and Motor= 115 | Controller=2, Motor=2.37 | Electric | 1 | NA | NA | \Classifications\Building System Class\C10-General Building Interior\C1020 - Fire Doors\Fire Doors - FRD | 1018004
15-C1 | 15-C1 Bakersfield Juvenile Center | 15-C1-C1020-110-FRD02 | Fire Curtain, Electric (Accounts Receivable) | Overhaed Door | 139 | RDA100 | OM00035913 |  | Westside Lobby Acconts Recievable | NA | NA | NA | NA | 200 | 6.25 | NA | 3 | NA | NA | \Classifications\Building System Class\C10-General Building Interior\C1020 - Fire Doors\Fire Doors - FRD | 1018251
15-C1 | 15-C1 Bakersfield Juvenile Center | 15-C1-D3050-250-ACU03 | Air Conditioning Split System (Elevator Mech Rm #1) | Fujitsu | 024548 | AOU24CL1 | OM00041002 |  | Elevator Mech Room #1 | NA | NA | R-410A | DNA | 208/230 | 10.5 | NA | 1 | NA | NA | \Classifications\Building System Class\D30-HVAC Systems\D3050 - Package SYS\Air Conditioning,Split System - ACU | 1018468
15-C1 | 15-C1 Bakersfield Juvenile Center | 15-C1-D3020-100-HET03 | Heater Water Expansion Tank HET03 | BELL & GOSSETT PUMP | 264860 | DNA | OM00002528 |  | Basement, Chiller Room | NA | NA | NA | NA | NA | NA | NA | NA | NA | NA | \Classifications\Building System Class\D30-HVAC Systems\D3020 - Heat SYS\Heater Water Expansion Tank - HET | 1019035
15-C1 | 15-C1 Bakersfield Juvenile Center | 15-C1-D5010-110-MCC01 | Motor Control Center #1, 1 to 5 | General Electric | F-215003, F-215004, F-215005, F-215006, F-215007 | 8000 Line | OM00002531 |  | Basement, Air Handler Room | NA | NA | NA | NA | 480 | 600 | Electric | 3 | NA | NA | \Classifications\Building System Class\D50-Electrical SYS\D5010 - Elec Service & Dist\Chiller Room Electrical Panel - MCC | 1019036
15-C1 | 15-C1 Bakersfield Juvenile Center | 15-C1-D5010-110-MCC02 | Motor Control Center #2, 1 to 4 | General Electric | F215002,F215200, F215001, F21599 | 8000 Line | OM00002527 |  | Basement, Chiller Room | NA | NA | NA | NA | 480 | 600 | Electric | 3 | NA | NA | \Classifications\Building System Class\D50-Electrical SYS\D5010 - Elec Service & Dist\Chiller Room Electrical Panel - MCC | 1019037
15-C1 | 15-C1 Bakersfield Juvenile Center | 15-C1-D5010-110-MCC03 | Motor Control Center #2, 1 to 3 | General Electric | F-215010, F-215008, F215009 | 8000 Line | OM00002529 |  | Basement, Boiler Room | NA | NA | NA | NA | DNA | DNA | Electric | DNA | NA | NA | \Classifications\Building System Class\D50-Electrical SYS\D5010 - Elec Service & Dist\Chiller Room Electrical Panel - MCC | 1019039
15-C1 | 15-C1 Bakersfield Juvenile Center | 15-C1-D2030-410-PMS01 | Pump, Ejector Sewage | Paco Pump Company | 88C0358601A | 50-4700140090 | OM00001681 |  | Basement, Janitor's Office | NA | NA | NA | NA | DNA | DNA | Electric | DNA | NA | NA | \Classifications\Building System Class\D20-Plumbing\D2030 - Sani Waste\Sewage Ejector Pump - PMS | 1019040
15-C1 | 15-C1 Bakersfield Juvenile Center | 15-C1-D2030-410-PMS02 | Pump, Ejector Sewage PMS02 | Paco Pump Company | 88G0358601B | 50-4700140090 | OM00002532 |  | Basement, Janitor's Office | NA | NA | NA | DNA | 110 | DNA | Electric | DNA | NA | NA | \Classifications\Building System Class\D20-Plumbing\D2030 - Sani Waste\Sewage Ejector Pump - PMS | 1019041
15-C1 | 15-C1 Bakersfield Juvenile Center | 15-C1-G2023-150-PEG01 | Security Parking Gate Judge's PEG01 | Viking Access Systems | DNA | H-10 | OM00030459 |  | Judges' Secured Parking Area | NA | NA | NA | DNA | 120/240 | 1.50/1 | Electric | 1 | NA | NA | \Classifications\Building System Class\G20-Other Systems\G2020 - Parking Lots\Secured Parking Gate - PEG | 1019042
15-C1 | 15-C1 Bakersfield Juvenile Center | 15-C1-G3010-210-PWT01 | Tank, Potable Water Storage Tank- PWT | ACE Buehler Inc | 35835 | SD6606U1330M | OM00005858 |  | Basement, Boiler Room | NA | NA | NA | NA | NA | NA | NA | NA | NA | NA | \Classifications\Building System Class\G30-Site Mechanical Utilities\G3010 - Water Supply\Potable Water Storage Tank - PWT | 1019043
15-C1 | 15-C1 Bakersfield Juvenile Center | 15-C1-D2090-230-WIP01 | Pump, Water Treatment Pump | Lakewood Instruments | DNA | 140 | OM00001692 |  | by cooling tower | NA | NA | NA | DNA | DNA | DNA | Electric | DNA | NA | NA | \Classifications\Building System Class\D20-Plumbing\D2090 - Other Plumbing SYS\Water Treatment Inhibitor Pump - WIP | 1019044
15-C1 | 15-C1 Bakersfield Juvenile Center | 15-C1-D4010-150-FMS02 | Dry Standpipe System (6" Basement) | DNA | DNA | DNA | OM00041006 |  | Basement, E/W Stairwells | NA | NA | NA | NA | NA | NA | NA | NA | NA | NA | \Classifications\Building System Class\D40-Fire Protection SYS\D4010 - Sprinkler SYS\Fire Systems, stand pipes - FMS | 1019064
15-C1 | 15-C1 Bakersfield Juvenile Center | 15-C1-D5092-250-EML15 | Emergency Lighting (15) | Lithonia | NA | NA | OM00037623 |  | Throughout Building | NA | NA | NA | NA | 110 | DNA | Electric | DNA | NA | NA | \Classifications\Building System Class\D50-Electrical SYS\D5090 - Elec SYS\Emergency And Exit Lighting - EML | 1019215
15-C1 | 15-C1 Bakersfield Juvenile Center | 15-C1-D2023-310-WBS03 | Pump Booster Domestic Water WBS03 | Goulds Pumps | DNA | 3642_2BF21034 | OM00030460 |  | Grounds East of Building | NA | NA | NA | DNA | 208-230/460 | 3.5-3.4/1.7 | Electric | 1 | NA | NA | \Classifications\Building System Class\D20-Plumbing\D2020 - Domestic Water\Domestic Water Booster System - WBS | 1019277
15-C1 | 15-C1 Bakersfield Juvenile Center | 15-C1-D3050-250-ACU04 | Air Conditioning Split System (Roof West Wall ) | Quietside | QSCC-1230425141158 | QSCC-123 | OM00041003 |  | Roof West Wall | DNA | DNA | R-410A | DNA | 115 | 14 | Electric | 1 | NA | NA | \Classifications\Building System Class\D30-HVAC Systems\D3050 - Package SYS\Air Conditioning,Split System - ACU | 1019556
15-C1 | 15-C1 Bakersfield Juvenile Center | 15-C1-D3050-250-ACU05 | Air Conditioning Split System (Roof East Wall ) | Quietside | QSCC-1230425141159 | QSCC-123 | OM00041004 |  | Roof East Wall | DNA | DNA | R-410A | DNA | 115 | 14 | Electric | 1 | NA | NA | \Classifications\Building System Class\D30-HVAC Systems\D3050 - Package SYS\Air Conditioning,Split System - ACU | 1019557
15-C1 | 15-C1 Bakersfield Juvenile Center | 15-C1-D3050-250-ACU06 | Air Conditioning Split System (Roof North East Wall ) | Quietside | QSCC-1230425141161 | QSCC-123 | OM00041005 |  | Roof North East Wall | DNA | DNA | R-410A | DNA | 115 | 14 | Electric | 1 | NA | NA | \Classifications\Building System Class\D30-HVAC Systems\D3050 - Package SYS\Air Conditioning,Split System - ACU | 1019559
15-C1 | 15-C1 Bakersfield Juvenile Center | 15-C1-D2023-100-BFP07 | Backflow Prevention Device - IRR (BFP07) 4" | Watts | QE-0734 | 975/4 | OM00035892 | FA0024609-06326-BD0016285 | Staff Parking East Side | NA | NA | NA | NA | NA | NA | NA | NA | NA | NA | \Classifications\Building System Class\D20-Plumbing\D2020 - Domestic Water\Backflow Preventer - BFP | 1021328
15-C1 | 15-C1 Bakersfield Juvenile Center | 15-C1-D2023-310-HWP08 | Pump, Domestic Hot Water Circulating Pump #6 (HWP08) ﾠ | GRUNDFOS | 52722370P1 | UP43-75BF | OM00026284 |  | Boiler Room | NA | NA | NA | DNA | 115 | DNA | Electric | DNA | NA | NA | \Classifications\Building System Class\D20-Plumbing\D2020 - Domestic Water\Domestic Hot Water Circulating Pump - HWP | 1021709
15-C1 | 15-C1 Bakersfield Juvenile Center | 15-C1-D5092-210-GEN01 | Diesel Generator | Cummins | 30315954 | NTTA-855-G62 | OM000046440 | Permit Unit S-12-1-0 (County Permit#) | Dummy Asset | NA | NA | NA | NA | 277/480 | 350KW | Diesel | 3 | NA | NA | \Classifications\Building System Class\D50-Electrical SYS\D5090 - Elec SYS\Emergency Generator - GEN | 1022565
15-D1 | 15-D1 Delano/North Kern Court | 15-D1-D3042-220-EFN01 | Exhaust Fan EFN01 | Penn Ventilator Co. | DNA | FX13VSR | OM00005793 |  | Roof | NA | NA | NA | DNA | 110 | DNA | electric | NA | NA | NA | \Classifications\Building System Class\D30-HVAC Systems\D3040 - Distribution SYS\Supply/Exhaust/Return fans- FAN | EQ-1005370
15-D1 | 15-D1 Delano/North Kern Court | 15-D1-D2022-260-HWG01 | 30 Gal water heater HWG01 | American Hot Water | A860202161 | GXF343TN | OM00005794 |  | Out Side | NA | NA | NA | NA | NA | NA | gas | NA | 34000 | DNA | \Classifications\Building System Class\D20-Plumbing\D2020 - Domestic Water\Domestic Water Heater, Gas - HWG | EQ-1005371
15-D1 | 15-D1 Delano/North Kern Court | 15-D1-D3050-210-PKU01 | Pact Unit AC PKU01 | Trane | C84J-05854 | SFHC-B302-LB | OM00005791 |  | Roof | DNA | 16x25x1 (2) | R-22 | 1/3-1/5 | 253 | 26 | electric | 3 | DNA | DNA | \Classifications\Building System Class\D30-HVAC Systems\D3050 - Package SYS\Package Unit - PKU | EQ-1005372
15-D1 | 15-D1 Delano/North Kern Court | 15-D1-D3050-210-PKU02 | Pact Unit AC 1B PKU02 | Trane | Y32143387D | BYC10063L0AA | OM00005790 |  | Roof | NA | 16x25x1 (4) | R-22 | 3 | 253 | 2.7 | Electric and natural gas | 3 | 120000 | 97200 | \Classifications\Building System Class\D30-HVAC Systems\D3050 - Package SYS\Package Unit - PKU | EQ-1005373
15-D1 | 15-D1 Delano/North Kern Court | 15-D1-D3050-250-ACU03 | Pact Unit SPLIT UNIT ACU03 | International Comfort Products | G073821634 | PGN324040K00A1 | OM00005789 |  | Roof | NA | DNA | R-22 | DNA | 253 | 0.6 | electric | 3 | NA | NA | \Classifications\Building System Class\D30-HVAC Systems\D3050 - Package SYS\Air Conditioning,Split System - ACU | EQ-1005374
15-D1 | 15-D1 Delano/North Kern Court | 15-D1-D3050-210-PKU04 | Pact Unit AC PKU04 | Carrier | 0608G11562 | 48HJD012-571 | OM00005788 |  | Roof | A51 (1) | 20x20x2 (4) | R-22 | DNA | 254 | 1.4 | Natural gas and electric | 3 | 120000 | 1476000 | \Classifications\Building System Class\D30-HVAC Systems\D3050 - Package SYS\Package Unit - PKU | EQ-1005375
15-D1 | 15-D1 Delano/North Kern Court | 15-D1-D3050-210-PKU06 | Pact Unit AC-2B PKU06 | Trane | Y39143129D | BYC060F3LOAA | OM00005786 |  | Roof | A49 (1) | 14X25X1 (1) | R-22 | DNA | 208/230 | 3.4 | Electric and natural gas | 3 | 87500 | 69125 | \Classifications\Building System Class\D30-HVAC Systems\D3050 - Package SYS\Package Unit - PKU | EQ-1005377
15-D1 | 15-D1 Delano/North Kern Court | 15-D1-D3050-210-PKU07 | pact Unit AC-3A PKU07 | Trane | Y39143127D | BYC060F3LOAA | OM00005785 |  | Roof | A48 (1) | 14X25X1 (1) | R-22 | DNA | 208/230 | 3.4 | Electric and natural gas | 3 | 87500 | 69125 | \Classifications\Building System Class\D30-HVAC Systems\D3050 - Package SYS\Package Unit - PKU | EQ-1005378
15-D1 | 15-D1 Delano/North Kern Court | 15-D1-C1020-110-FRD06 | Overhead Fire Rollup Door (Small Claims Window) FRO06 | Overhead Window | 061561 | 6504731 | OM00005780 |  | Civil, Small Claims Window | NA | NA | NA | NA | NA | NA | NA | NA | NA | NA | \Classifications\Building System Class\C10-General Building Interior\C1020 - Fire Doors\Fire Doors - FRD | EQ-1005381
15-D1 | 15-D1 Delano/North Kern Court | 15-D1-D2018-100-DKF01 | Drinking Fountain DKF01 | Sunrock | NN7104IJ | CWC8 | OM00005782 |  | Floor 1 | NA | NA | NA | 8 | NA | 5.2 | electric | Floor 1 | NA | NA | \Classifications\Building System Class\D20-Plumbing\D2010 - Plumb Fix\Drink Fountain (Refr Indvl Wtrcooler) - DKF | EQ-1005382
15-D1 | 15-D1 Delano/North Kern Court | 15-D1-D4031-100-FEX12 | Fire Extinguishers FEX12 | Kiddie | NA | NA | OM00005781 |  | Floor 1 | NA | NA | NA | NA | NA | NA | NA | NA | NA | NA | \Classifications\Building System Class\D40-Fire Protection SYS\D4030 - FIRE SPEC\Fire Extinguisher - FEX | EQ-1005383
15-D1 | 15-D1 Delano/North Kern Court | 15-D1-B2010-100-BLD01 | Building Structure | NA | NA | NA | OM00033836 |  | All | NA | NA | NA | NA | NA | NA | NA | NA | NA | NA | \Classifications\Building System Class\B20-General Building Exterior\B2010 - Exterior Walls\Building - BLD | EQ-1007269
15-D1 | 15-D1 Delano/North Kern Court | 15-D1-B3010-100-RUF01 | Roofing Systems | NA | NA | NA | OM00033840 |  | NA | NA | NA | NA | NA | NA | NA | NA | NA | NA | NA | \Classifications\Building System Class\B30-Roofing\B3010 - Roof Types\Roof - RUF | EQ-1007446
15-D1 | 15-D1 Delano/North Kern Court | 15-D1-D3050-210-PKU10 | Package Unit #10 | Trane | 2 | BYC100G3LOAA | OM00005792 |  | N/W CORNER | A43 (1) | NA | R-22 | 3 | 240 | 1.4 | Electric and natural gas | 3 | NA | NA | \Classifications\Building System Class\D30-HVAC Systems\D3050 - Package SYS\Package Unit - PKU | 1015289
15-D1 | 15-D1 Delano/North Kern Court | 15-D1-D5037-710-FAP01 | FIRE ALARM PANEL | FIRE WATCH | 411UDAC | DNA | OM00030472 |  | BACKHALL WAY N/E OFFICE | NA | NA | NA | NA | 120 | DNA | Electric | 1 | NA | NA | \Classifications\Building System Class\D50-Electrical SYS\D5030 - Comm & Security\Fire Alarm Panel - FAP | 1015306
15-D1 | 15-D1 Delano/North Kern Court | 15-D1-G2050-200-LSC01 | LANDSCAPING | NA | NA | NA | OM00016598 |  | GROUNDS | NA | NA | NA | NA | NA | NA | NA | NA | NA | NA | \Classifications\Building System Class\G20-Other Systems\G2050 - Landscaping\Landscaping - LSC | 1015550
15-D1 | 15-D1 Delano/North Kern Court | 15-D1-C1020-110-FRD01 | Fire Door Curtain (Clerks Office) | Cookson | WHI1531 | NA | OM00036883 |  | Court Clerks' Office | NA | NA | NA | NA | NA | NA | NA | NA | NA | NA | \Classifications\Building System Class\C10-General Building Interior\C1020 - Fire Doors\Fire Doors - FRD | 1018005
15-D1 | 15-D1 Delano/North Kern Court | 15-D1-C1020-110-FRD02 | Rollup Fire Curtain #2 (Court Clerk Office) | Cookson | WHI1532 | NA | OM00036884 |  | Court Clerks' Office | NA | NA | NA | NA | NA | NA | NA | NA | NA | NA | \Classifications\Building System Class\C10-General Building Interior\C1020 - Fire Doors\Fire Doors - FRD | 1018252
15-D1 | 15-D1 Delano/North Kern Court | 15-D1-C1020-110-FRD03 | Rollup Fire Curtain #3 (Court Clerk Office) | Cookson | WHI1533 | NA | OM00036885 |  | Court Clerks' Office | NA | NA | NA | NA | NA | NA | NA | NA | NA | NA | \Classifications\Building System Class\C10-General Building Interior\C1020 - Fire Doors\Fire Doors - FRD | 1018253
15-D1 | 15-D1 Delano/North Kern Court | 15-D1-C1020-110-FRD04 | Rollup Fire Curtain #4 (Court Clerk Office) | Cookson | WHI1534 | NA | OM00036882 |  | Court Clerks' Office | NA | NA | NA | NA | NA | NA | NA | NA | NA | NA | \Classifications\Building System Class\C10-General Building Interior\C1020 - Fire Doors\Fire Doors - FRD | 1018254
15-D1 | 15-D1 Delano/North Kern Court | 15-D1-D3042-220-EFN02 | Exhaust Fan (Roof Next to Antenna) | Greenheck Co | 122379141009 | GB0814XQDR3 | OM00002524 |  | Roof, Next to Antenna | 3L180 (1) | NA | NA | NA | 115 | DNA | Electric | 1 | NA | NA | \Classifications\Building System Class\D30-HVAC Systems\D3040 - Distribution SYS\Supply/Exhaust/Return fans- FAN | 1019166
15-D1 | 15-D1 Delano/North Kern Court | 15-D1-C1020-110-FRD05 | Overhead Rollup Fire Door (Holding Cell) FRD05 | Overhead Door Corp | 081771 | 16100381 | OM00002521 |  | Holding Cell | NA | NA | NA | NA | NA | NA |  | NA | NA | NA | \Classifications\Building System Class\C10-General Building Interior\C1020 - Fire Doors\Fire Doors - FRD | 1019167
15-D1 | 15-D1 Delano/North Kern Court | 15-D1-D5010-200-ESD01 | Main Electrical Panel MCE01 | ITE | DNA | PB428 | OM00002522 |  | 1st Floor, Main Electrical Room | NA | NA | NA | NA | 120/208 | DNA | Electric | 3 | NA | NA | \Classifications\Building System Class\D50-Electrical SYS\D5010 - Elec Service & Dist\Electical Service and Distribution - ESD | 1019168
15-D1 | 15-D1 Delano/North Kern Court | 15-D1-G2023-150-PEG01 | Security Parking Gate | Elite Access Systems Inc | DNA | DNA | OM00002526 |  | Grounds | NA | NA | NA | 1/2 | 115 | 4.6/5.8 | Electric | 1 | NA | NA | \Classifications\Building System Class\G20-Other Systems\G2020 - Parking Lots\Secured Parking Gate - PEG | 1019169
15-D1 | 15-D1 Delano/North Kern Court | 15-D1-D5092-250-EML06 | Emergency Lighting (6) | Lithonia | NA | NA | OM00037624 |  | Throughout Building | NA | NA | NA | NA | DNA | DNA | Electric | DNA | NA | NA | \Classifications\Building System Class\D50-Electrical SYS\D5090 - Elec SYS\Emergency And Exit Lighting - EML | 1019216
15-D1 | 15-D1 Delano/North Kern Court | 15-D1-D3050-210-PKU11 | Pact Unit AC (PKU11) | Johnson Control | N1H5942161 | JO5ZFN08P2GZZ40001A | OM00036886 |  | Roof | DNA | 20x30x2(1), 14x25x2 (1) | R-410A | 1.5 | 208/230 | DNA | Electric | 3 | DNA | DNA | \Classifications\Building System Class\D30-HVAC Systems\D3050 - Package SYS\Package Unit - PKU | 1019866
15-D1 | 15-D1 Delano/North Kern Court | 15-D1-D3050-210-PKU12 | Pact Unit AC (PKU12) | Johnson Control | N1H5942160 | JO5ZFN08P2GZZ40001A | OM00036887 |  | Roof | DNA | 20x30x2(1), 14x25x2 (1) | R-410A | 1.5 | 208/230 | DNA | Electric | 3 | DNA | DNA | \Classifications\Building System Class\D30-HVAC Systems\D3050 - Package SYS\Package Unit - PKU | 1019867
15-D1 | 15-D1 Delano/North Kern Court | 15-D1-D4010-150-FMS01 | Fire Sprinkler System (FMS01) | DNA | DNA | DNA | OM00002525 |  | Sally Port/East Side | NA | NA | NA | NA | NA | NA | NA | NA | NA | NA | \Classifications\Building System Class\D40-Fire Protection SYS\D4010 - Sprinkler SYS\Fire Systems, stand pipes - FMS | 1021676
15-D1 | 15-D1 Delano/North Kern Court | 15-D1-D3050-210-PKU13 | Pact Unit AC 5A PKU13 | York | W1L6063694 | PCG4A300502X1 | OM00041027 |  | Roof | NA | 20x20x1 | R-410A | 1/4 | 208-230 | 16.2 | Electric | 1 | NA | NA | \Classifications\Building System Class\D30-HVAC Systems\D3050 - Package SYS\Package Unit - PKU | 1021771
15-E1 | 15-E1 Shafter/Wasco Courts Bldg. | 15-E1-D3042-220-EFN02 | Exhaust Fan EFN02 | Penn Ventilator Co. | DNA | AB35 | OM00005700 |  | Roof | 4L220 (1) | NA | NA | 1/4 | 115/208-230 | 4.6/2.3 | electric | 3 | NA | NA | \Classifications\Building System Class\D30-HVAC Systems\D3040 - Distribution SYS\Supply/Exhaust/Return fans- FAN | EQ-1005385
15-E1 | 15-E1 Shafter/Wasco Courts Bldg. | 15-E1-D3042-220-EFN01 | Exhaust Fan -1 | Penn Ventilator Co. | DNA | DX08SR | OM00005699 |  | Roof | NA | NA | NA | 3/4hp | 230 | DNA | electric | 3 | NA | NA | \Classifications\Building System Class\D30-HVAC Systems\D3040 - Distribution SYS\Supply/Exhaust/Return fans- FAN | EQ-1005386
15-E1 | 15-E1 Shafter/Wasco Courts Bldg. | 15-E1-D3050-250-ACU01 | Split System Air Conditioning | Carrier | 1707G30509 | 48HJL006541 | OM00005777 |  | SE Roof | A 39 | 16x25x2 (2) | R-22 | DNA | 208/230 | 1.5-5.8/0.6 | Electricity and natural gas | 3 | DNA | DNA | \Classifications\Building System Class\D30-HVAC Systems\D3050 - Package SYS\Air Conditioning,Split System - ACU | EQ-1005388
15-E1 | 15-E1 Shafter/Wasco Courts Bldg. | 15-E1-D3050-210-PKU02 | Pact unit AC PKU02 | Carrier | 3407G21261 | 48SDN036060511 | OM00005776 |  | SE Roof | NA | 20x20x2 | R-22 | DNA | 208/230 | 10 | gas | 3 | DNA | DNA | \Classifications\Building System Class\D30-HVAC Systems\D3050 - Package SYS\Package Unit - PKU | EQ-1005389
15-E1 | 15-E1 Shafter/Wasco Courts Bldg. | 15-E1-D3050-210-PKU03 | Pact Unit AC PKU03 | Bryant | 4998G11174 | 589ANW030040ADBD | OM00005774 |  | SW Roof | AX39 (1) | 16x25x2 (2) | R-22 | DNA | 208/230 | 15 | Natural gas and electric | 3 | DNA | DNA | \Classifications\Building System Class\D30-HVAC Systems\D3050 - Package SYS\Package Unit - PKU | EQ-1005390
15-E1 | 15-E1 Shafter/Wasco Courts Bldg. | 15-E1-D3050-210-PKU04 | Pact Unit AC PKU04 | Carrier | 1907G40589 | 48HJL006541 | OM00005775 |  | SW Roof | AX39 (1) | 16x25x2 (2) | R-22 | DNA | 208/230 | 17.3 | Natural gas and electric | 3 | DNA | DNA | \Classifications\Building System Class\D30-HVAC Systems\D3050 - Package SYS\Package Unit - PKU | EQ-1005391
15-E1 | 15-E1 Shafter/Wasco Courts Bldg. | 15-E1-D3050-210-PKU05 | Pact unit AC PKU05 | BDP Company | 1399G30257 | 581BPV120180AFFA | OM00005698 |  | Center Roof | AX51 (1) | 20x20x2 | R-22 | DNA | 208/230 | 17.6 | Natural gas and electric | 3 | DNA | DNA | \Classifications\Building System Class\D30-HVAC Systems\D3050 - Package SYS\Package Unit - PKU | EQ-1005392
15-E1 | 15-E1 Shafter/Wasco Courts Bldg. | 15-E1-D3050-210-PKU06 | Pact Unit AC PKU06 | Carrier | 0306G21620 | 48HJD009-551 | OM00005697 |  | Center Roof | A49 (1) | 20x20x2 (4) | R-22 | 3/4hp | 208/230 | 13.4 | Natural gas and electric | 3 | DNA | DNA | \Classifications\Building System Class\D30-HVAC Systems\D3050 - Package SYS\Package Unit - PKU | EQ-1005393
15-E1 | 15-E1 Shafter/Wasco Courts Bldg. | 15-E1-D3050-210-PKU07 | East Pact Unit AC PKU07 | Carrier | 2007G20603 | 48HJL006541 | OM00005696 |  | East Roof | A39 (1) | 20x20x2 | R-22 | DNA | 208-230/460 | 5.2/2.6 | Electricity and natural gas | 3 | DNA | DNA | \Classifications\Building System Class\D30-HVAC Systems\D3050 - Package SYS\Package Unit - PKU | EQ-1005394
15-E1 | 15-E1 Shafter/Wasco Courts Bldg. | 15-E1-D3050-210-PKU08 | Pact Unit AC PKU08 | Carrier | 1307G10384 | 48 HJL005-551 | OM00005690 |  | N Side Of Roof | AX36 (1) | 16x25x2 (2) | R-22 | 2 1/2 | 208/230 | 13.5 | gas | 3 | DNA | DNA | \Classifications\Building System Class\D30-HVAC Systems\D3050 - Package SYS\Package Unit - PKU | EQ-1005395
15-E1 | 15-E1 Shafter/Wasco Courts Bldg. | 15-E1-D3050-210-PKU09 | Pact Unit AC PKU09 | Carrier | 2007G20602 | 48HJL006-5401 | OM00005691 |  | N Side Of Roof | AX39 (1) | 20x20x2 | R-22 | 2 1/2 | 208/230 | 17.3 | Electricity and natural gas | 3 | DNA | DNA | \Classifications\Building System Class\D30-HVAC Systems\D3050 - Package SYS\Package Unit - PKU | EQ-1005396
15-E1 | 15-E1 Shafter/Wasco Courts Bldg. | 15-E1-D3050-210-PKU10 | Pact Unit AC PKU10 | Carrier | 3988E22996 | 38HY0180300 | OM00005689 |  | N Side Of Roof | DNA | 20x20x2 | R-22 | DNA | 230 | 11.6 | electric | 3 | DNA | DNA | \Classifications\Building System Class\D30-HVAC Systems\D3050 - Package SYS\Package Unit - PKU | EQ-1005397
15-E1 | 15-E1 Shafter/Wasco Courts Bldg. | 15-E1-D3050-210-PKU11 | Pact Unit AC PKU11 | Carrier | 1307G10385 | 48HJL005-551 | OM00005692 |  | NE Roof | NA | 16x25x2 (2)20x20x2 | R-22 | 2 1/2 | 208/230 | 13.5 | Natural gas and electric | 3 | DNA | DNA | \Classifications\Building System Class\D30-HVAC Systems\D3050 - Package SYS\Package Unit - PKU | EQ-1005398
15-E1 | 15-E1 Shafter/Wasco Courts Bldg. | 15-E1-D3050-210-PKU12 | Pact Unit AC PKU12 | International Comfort Products | G073941155 | PGN336060K00A1 | OM00005693 |  | NE Roof | NA | 20x20x2 | R-22 | DNA | 208/230 | 14.4 | Electric and natural gas | 3 | DNA | DNA | \Classifications\Building System Class\D30-HVAC Systems\D3050 - Package SYS\Package Unit - PKU | EQ-1005399
15-E1 | 15-E1 Shafter/Wasco Courts Bldg. | 15-E1-D3050-210-PKU13 | Pact Unit AC PKU13 | Carrier | 3207G51385 | 48SDN042060511 | OM00005694 |  | NE Roof | DNA | 20x20x2 | R-22 | 2 1/2 | 208/230 | 12.8 | Natural gas and electric | 3 | DNA | DNA | \Classifications\Building System Class\D30-HVAC Systems\D3050 - Package SYS\Package Unit - PKU | EQ-1005400
15-E1 | 15-E1 Shafter/Wasco Courts Bldg. | 15-E1-D3050-210-PKU14 | Pact Unit AC PKU14 | Carrier | 2007G20600 | 48HJL006541 | OM00005695 |  | Center Roof | A39 (1) | 20x20x2 | R-22 | 3/4hp | 208/230 | 17.3 | Natural gas and electric | 3 | DNA | DNA | \Classifications\Building System Class\D30-HVAC Systems\D3050 - Package SYS\Package Unit - PKU | EQ-1005401
15-E1 | 15-E1 Shafter/Wasco Courts Bldg. | 15-E1-G2023-150-PEG01 | Viking Access System | VIKING | 1109-SIB-13416 | F1 | OM00005772 |  | East Side Sally Port | NA | NA | NA | 5 | 120/240 | 1.5/7.5 | electric | DNA | NA | NA | \Classifications\Building System Class\G20-Other Systems\G2020 - Parking Lots\Secured Parking Gate - PEG | EQ-1005402
15-E1 | 15-E1 Shafter/Wasco Courts Bldg. | 15-E1-C1020-110-FRD05 | DOOR,OVERHEAD (FIRE CURTAIN ROLLUP) | Cookson Door Company | DNA | 428900 | OM00005770 |  | Traffic Windows | NA | NA | NA | NA | NA | NA | NA | NA | NA | NA | \Classifications\Building System Class\C10-General Building Interior\C1020 - Fire Doors\Fire Doors - FRD | EQ-1005403
15-E1 | 15-E1 Shafter/Wasco Courts Bldg. | 15-E1-D5038-810-ITA01 | Security Panels ITA01 | Sonitrol | DNA | DNA | OM00005769 |  | File Room | NA | NA | NA | NA | 24 volts | DNA | electric | DNA | NA | NA | \Classifications\Building System Class\D50-Electrical SYS\D5030 - Comm & Security\Intrusion Alarm - ITA | EQ-1005404
15-E1 | 15-E1 Shafter/Wasco Courts Bldg. | 15-E1-D4031-100-FEX14 | Fire Extinguishers FEX14 | kiddie | NA | NA | OM00005766 |  | Main Lobby | NA | NA | NA | NA | NA | NA | NA | NA | NA | NA | \Classifications\Building System Class\D40-Fire Protection SYS\D4030 - FIRE SPEC\Fire Extinguisher - FEX | EQ-1005405
15-E1 | 15-E1 Shafter/Wasco Courts Bldg. | 15-E1-D2018-100-DKF01 | Drinking Fountain DKF01 | Sunrock | DNA | DNA | OM00005767 |  | Main Lobby | NA | NA | NA | NA | 115 | 3 | electric | Floor 1 | NA | NA | \Classifications\Building System Class\D20-Plumbing\D2010 - Plumb Fix\Drink Fountain (Refr Indvl Wtrcooler) - DKF | EQ-1005406
15-E1 | 15-E1 Shafter/Wasco Courts Bldg. | 15-E1-B2010-100-BLD01 | Building Structure | NA | NA | NA | OM00036001 |  | All | NA | NA | NA | NA | NA | NA | NA | NA | NA | NA | \Classifications\Building System Class\B20-General Building Exterior\B2010 - Exterior Walls\Building - BLD | EQ-1007270
15-E1 | 15-E1 Shafter/Wasco Courts Bldg. | 15-E1-B3010-100-RUF01 | Roofing Systems | NA | NA | NA | OM00033838 |  | NA | NA | NA | NA | NA | NA | NA | NA | NA | NA | NA | \Classifications\Building System Class\B30-Roofing\B3010 - Roof Types\Roof - RUF | EQ-1007447
15-E1 | 15-E1 Shafter/Wasco Courts Bldg. | 15-E1-D2023-100-BFP01 | Backflow Prevention Device - BFP01 | FEBCO | N110150650 | DLF860 3 INCH RP | OM00026275 | FA0029281-45020-BD0011438 | grounds - ASM2 - At Meter (USE KERN COUNTY TESTING FORMS) | NA | NA | NA | NA | NA | NA | NA | NA | NA | NA | \Classifications\Building System Class\D20-Plumbing\D2020 - Domestic Water\Backflow Preventer - BFP | 1010845
15-E1 | 15-E1 Shafter/Wasco Courts Bldg. | 15-E1-D2023-100-BFP02 | Backflow Prevention Device - BFP02 | WILKINS | L60461 | 375 2 1/2 inch | OM00026276 | FA0029281-45020-BD0010814 | grounds (USE KERN COUNTY TESTING FORMS) | NA | NA | NA | NA | NA | NA | NA | NA | NA | NA | \Classifications\Building System Class\D20-Plumbing\D2020 - Domestic Water\Backflow Preventer - BFP | 1010846
15-E1 | 15-E1 Shafter/Wasco Courts Bldg. | 15-E1-D5037-710-FAP01 | FIRE ALARM PANEL | SIMPLEX | 170010WHT | 4005 | OM00005768 |  | FILE ROOM, CLERK'S OFFICE | NA | NA | NA | NA | 120/240 | 3/1.5 | Electric | 3 | NA | NA | \Classifications\Building System Class\D50-Electrical SYS\D5030 - Comm & Security\Fire Alarm Panel - FAP | 1015305
15-E1 | 15-E1 Shafter/Wasco Courts Bldg. | 15-E1-G2050-200-LSC01 | LANDSCAPING | NA | NA | NA | OM00026270 |  | GROUNDS | NA | NA | NA | NA | NA | NA | NA | NA | NA | NA | \Classifications\Building System Class\G20-Other Systems\G2050 - Landscaping\Landscaping - LSC | 1015551
15-E1 | 15-E1 Shafter/Wasco Courts Bldg. | 15-E1-G2049-300-HSC01 | HARDSCAPE | NA | NA | NA | OM00036317 |  | GROUNDS | NA | NA | NA | NA | NA | NA | NA | NA | NA | NA | \Classifications\Building System Class\G20-Other Systems\G2040 - Site Development\Hardscape - HSC | 1016072
15-E1 | 15-E1 Shafter/Wasco Courts Bldg. | 15-E1-D5092-250-ELT01 | EXTERIOR LIGHTING | NA | NA | NA | OM00035878 |  | EXTERIOR OF BUILDING | NA | NA | NA | NA | DNA | DNA | Electric | 1 | NA | NA | \Classifications\Building System Class\D50-Electrical SYS\D5090 - Elec SYS\Exterior Lighting - ELT | 1016938
15-E1 | 15-E1 Shafter/Wasco Courts Bldg. | 15-E1-D3042-220-EFN05 | Exhaust Fan (Roof) EFN05 | Twin City Fan Companies | E08249531115 | BCRU140B | OM00035918 |  | Roof | 4L270 | NA | NA | 1/2 | 115/208-230 | 8.2/4.1 | Electric | 1 | NA | NA | \Classifications\Building System Class\D30-HVAC Systems\D3040 - Distribution SYS\Supply/Exhaust/Return fans- FAN | 1019170
15-E1 | 15-E1 Shafter/Wasco Courts Bldg. | 15-E1-C1020-110-FRD01 | Overhead Rollup Fire Doors (Rm 137) FRO01 | Cookson Door Company | 428899 | DNA | OM00035877 |  | 1st Floor, Traffic Windows Clerks' Office, Rm137 | NA | NA | NA | NA | NA | NA | NA | NA | NA | NA | \Classifications\Building System Class\C10-General Building Interior\C1020 - Fire Doors\Fire Doors - FRD | 1019171
15-E1 | 15-E1 Shafter/Wasco Courts Bldg. | 15-E1-C1020-110-FRD02 | Overhead Rollup Fire Doors (Rm 137) FRO02 | Cookson Door Company | 428898 | DNA | OM00035876 |  | 1st Floor, Traffic Windows Clerks' Office, Rm137 | NA | NA | NA | NA | NA | NA | NA | NA | NA | NA | \Classifications\Building System Class\C10-General Building Interior\C1020 - Fire Doors\Fire Doors - FRD | 1019172
15-E1 | 15-E1 Shafter/Wasco Courts Bldg. | 15-E1-C1020-110-FRD03 | Overhead Rollup Fire Doors (Rm 137) FRO03 | Cookson Door Company | 428897 | DNA | OM00035879 |  | Traffic Windows Clerks' Office, RM 137 | NA | NA | NA | NA | NA | NA | NA | NA | NA | NA | \Classifications\Building System Class\C10-General Building Interior\C1020 - Fire Doors\Fire Doors - FRD | 1019173
15-E1 | 15-E1 Shafter/Wasco Courts Bldg. | 15-E1-C1020-110-FRD04 | Overhead Rollup Fire Doors (Rm 137) FRO04 | Cookson Door Company | 077044 | 14047081 | OM00002594 |  | Across from Small Claims Window | NA | NA | NA | NA | NA | NA | NA | NA | NA | NA | \Classifications\Building System Class\C10-General Building Interior\C1020 - Fire Doors\Fire Doors - FRD | 1019174
15-E1 | 15-E1 Shafter/Wasco Courts Bldg. | 15-E1-G2023-150-PEG02 | Security Parking Gate (Sally Port Westside) | Viking Access Systems | 1109S1B13416 | F1 | OM00035917 |  | Driveway Westside | NA | NA | NA | DNA | 120/460 | 1.5 | Electric | 1 | NA | NA | \Classifications\Building System Class\G20-Other Systems\G2020 - Parking Lots\Secured Parking Gate - PEG | 1019175
15-E1 | 15-E1 Shafter/Wasco Courts Bldg. | 15-E1-D5092-250-EML08 | Emergency Lighting (8) | Lithonia | NA | NA | OM00037625 |  | Throughout Building | NA | NA | NA | NA | 110 | DNA | Electric | DNA | NA | NA | \Classifications\Building System Class\D50-Electrical SYS\D5090 - Elec SYS\Emergency And Exit Lighting - EML | 1019217
15-E1 | 15-E1 Shafter/Wasco Courts Bldg. | 15-E1-D2022-100-HWE01 | Hot Water Domestic Heater # 01 | Rinnai | 04-07-130975 | R94LSI | OM00005844 |  | Mechanical Room South | NA | NA | NA | NA | DNA | DNA | Electric | DNA | NA | NA | \Classifications\Building System Class\D20-Plumbing\D2020 - Domestic Water\Domestic Water Heater, Electric - HWE | 1019300
15-E1 | 15-E1 Shafter/Wasco Courts Bldg. | 15-E1-D5010-200-ESD01 | Main Electrical Panel | Challender | C-208146 | DNA | OM00041016 |  | Floor 1 Main Electrical Room | NA | NA | NA | DNA | DNA | DNA | Electric | DNA | NA | NA | \Classifications\Building System Class\D50-Electrical SYS\D5010 - Elec Service & Dist\Electical Service and Distribution - ESD | 1020498
15-E1 | 15-E1 Shafter/Wasco Courts Bldg. | 15-E1-D4010-150-FMS01 | Fire Sprinkler System (FMS01) | DNA | DNA | DNA | OM00002593 |  | Sally Port/South Side | NA | NA | NA | NA | NA | NA | NA | NA | NA | NA | \Classifications\Building System Class\D40-Fire Protection SYS\D4010 - Sprinkler SYS\Fire Systems, stand pipes - FMS | 1021677
15-E1 | 15-E1 Shafter/Wasco Courts Bldg. | 15-E1-D3050-210-PKU15 | Package Unit (PKU15) | Night-Day | C172217738 | PGD43606KTP1E1 | OM00041048 |  | Roof | NA | (2) 15x25x2 | R-410A | 1/3, 1/2 | 208/230 | 27.4 | Electric | 1 | NA | NA | \Classifications\Building System Class\D30-HVAC Systems\D3050 - Package SYS\Package Unit - PKU | 1021795
15-E1 | 15-E1 Shafter/Wasco Courts Bldg. | 15-E1-C1020-110-FRD06 | Overhead Rollup Fire Doors (Rm 143) Family Law | Cookson Door Company | NA | NA | OM00041013 |  | Family Law, Room 143 | NA | NA | NA | NA | DNA | DNA | DNA | DNA | NA | NA | \Classifications\Building System Class\C10-General Building Interior\C1020 - Fire Doors\Fire Doors - FRD | 1022738
15-F1 | 15-F1 Taft Courts Bldg. | 15-F1-D4031-100-FEX04 | Fire Extinguishers FEX04 | NA | NA | NA | OM00005686 |  | Main Lobby | NA | NA | NA | 1 1/2 | NA | NA | NA | NA | NA | NA | \Classifications\Building System Class\D40-Fire Protection SYS\D4030 - FIRE SPEC\Fire Extinguisher - FEX | EQ-1005290
15-F1 | 15-F1 Taft Courts Bldg. | 15-F1-D2018-100-DKF01 | Drinking Fountain DKF01 | Haw Drinking Fauset | LL84836J | HWCA-8 | OM00041010 |  | Main Lobby | NA | NA | R-22 | DNA | 115 | 5 | electric | Floor 1 | DNA | DNA | \Classifications\Building System Class\D20-Plumbing\D2010 - Plumb Fix\Drink Fountain (Refr Indvl Wtrcooler) - DKF | EQ-1005291
15-F1 | 15-F1 Taft Courts Bldg. | 15-F1-G2023-150-PEG01 | N&S Sally Port Elec. Gates PEG01 | Door King | 16 | 9210082 | OM00005765 |  | Sally Port | NA | NA | NA | DNA | 208 | 2.7 | electric | 3 | NA | NA | \Classifications\Building System Class\G20-Other Systems\G2020 - Parking Lots\Secured Parking Gate - PEG | EQ-1005293
15-F1 | 15-F1 Taft Courts Bldg. | 15-F1-D3050-210-PKU02 | Package Unit #4 (Rm 4010) | Carrier | 1707G30510 | 48HJL006-5401 | OM00005678 |  | Roof | NA | 16X25X2 | R-22 | 1.5 | 208/230 | 0.6 | Natural gas and electric | 3 | 60000 | 50000 | \Classifications\Building System Class\D30-HVAC Systems\D3050 - Package SYS\Package Unit - PKU | EQ-1005294
15-F1 | 15-F1 Taft Courts Bldg. | 15-F1-D3050-210-PKU03 | Package Unit #6 (Rm 4010) | Carrier | 1908G31293 | 48SDN036060511 | OM00005680 |  | Roof | NA | 10X20X1 (2) | R-22 | 1.5 | 230 | 0.6 | Natural gas and electric | 3 | 60000 | 47000 | \Classifications\Building System Class\D30-HVAC Systems\D3050 - Package SYS\Package Unit - PKU | EQ-1005295
15-F1 | 15-F1 Taft Courts Bldg. | 15-F1-D3050-210-PKU04 | Package Unit #2 | Carrier | 0508G21099 | 48SDN024040311 | OM00005681 |  | Roof | NA | 10X20X1 (2) | R-22 | 1.5 | 230 | 0.6 | Natural gas and electric | 3 | DNA | DNA | \Classifications\Building System Class\D30-HVAC Systems\D3050 - Package SYS\Package Unit - PKU | EQ-1005296
15-F1 | 15-F1 Taft Courts Bldg. | 15-F1-D3050-210-PKU05 | Package Unit #1 (Rm 4010) | Carrier | 0708G11747 | 48SDN030040311 | OM00005682 |  | Roof | DNA | 10X20X1 (2) | R-22 | 1.5 | 230 | 0.6 | Natural gas and electric | 3 | DNA | DNA | \Classifications\Building System Class\D30-HVAC Systems\D3050 - Package SYS\Package Unit - PKU | EQ-1005297
15-F1 | 15-F1 Taft Courts Bldg. | 15-F1-D3042-220-EFN01 | E Exhaust fan FAN01 | Centri-Master | STA298003 | PU135D2U | OM00005683 |  | Roof | 4L230 (1) | NA | NA | 3/4hp | 115 | 4.8 | electric | 3 | DNA | DNA | \Classifications\Building System Class\D30-HVAC Systems\D3040 - Distribution SYS\Supply/Exhaust/Return fans- FAN | EQ-1005298
15-F1 | 15-F1 Taft Courts Bldg. | 15-F1-D3042-220-EFN02 | Exhaust Fan EFN02 | Centri-Master | DNA | DNA | OM00005684 |  | Roof | 4L230 (1) | NA | NA | Floor 1 | 230 | 5.3 | electric | 3 | DNA | DNA | \Classifications\Building System Class\D30-HVAC Systems\D3040 - Distribution SYS\Supply/Exhaust/Return fans- FAN | EQ-1005299
15-F1 | 15-F1 Taft Courts Bldg. | 15-F1-D3050-210-PKU06 | Package Unit #3 | Carrier | 3307G12388 | 48SDN060090511 | OM00005679 |  | Roof | NA | 16X20X1 (2) | R-22 | 1.5 | 230 | 0.6 | Natural gas and electric | 3 | DNA | DNA | \Classifications\Building System Class\D30-HVAC Systems\D3050 - Package SYS\Package Unit - PKU | EQ-1005300
15-F1 | 15-F1 Taft Courts Bldg. | 15-F1-D3050-210-PKU07 | Package Unit #5 | Carrier | 2004G30227 | 48TFL006-A-511 | OM00005677 |  | Roof | A40 | 16X25X2 (2) | R-22 | 1.5 | 230 | 0.6 | Natural gas and electric | 3 | 60000 | 49000 | \Classifications\Building System Class\D30-HVAC Systems\D3050 - Package SYS\Package Unit - PKU | EQ-1005301
15-F1 | 15-F1 Taft Courts Bldg. | 15-F1-D3042-220-EFN03 | Exhaust Fan EFN03 | Centri Master | SHA298001 | PU135D1I | OM00005685 |  | N side | 3L230 (1) | NA | NA | 1/4 | 115 | 0.6 | electric | 3 | NA | NA | \Classifications\Building System Class\D30-HVAC Systems\D3040 - Distribution SYS\Supply/Exhaust/Return fans- FAN | EQ-1005302
15-F1 | 15-F1 Taft Courts Bldg. | 15-F1-D2022-100-HWE01 | Hot Water Heater, Electric (30 Gallon) | Bradford White | CF7834425 | M230L6DS-1NCWW | OM00005672 |  | Janitor closet | A40 | NA | NA | NA | 240/208 | NA | gas | 1 | DNA | DNA | \Classifications\Building System Class\D20-Plumbing\D2020 - Domestic Water\Domestic Water Heater, Electric - HWE | EQ-1005303
15-F1 | 15-F1 Taft Courts Bldg. | 15-F1-B2010-100-BLD01 | Building Structure | NA | NA | NA | OM00036002 |  | All | NA | NA | NA | NA | NA | NA | NA | NA | NA | NA | \Classifications\Building System Class\B20-General Building Exterior\B2010 - Exterior Walls\Building - BLD | EQ-1007271
15-F1 | 15-F1 Taft Courts Bldg. | 15-F1-B3010-100-RUF01 | Roofing Systems | NA | NA | NA | OM00036003 |  | NA | NA | NA | NA | NA | NA | NA | NA | NA | NA | NA | \Classifications\Building System Class\B30-Roofing\B3010 - Roof Types\Roof - RUF | EQ-1007448
15-F1 | 15-F1 Taft Courts Bldg. | 15-F1-D3050-250-ACU01 | AIR CONDITIONING, SPLIT SYSTEM (PUBLIC RESTROOMS) | Mitsubishi Electric | 1002242T | MXZ-2B20NA | OM00030473 |  | 1ST FLOOR PUBLIC RESTROOMS | NA | NA | R-410A | NA | 240 | 20 | Electric | 1 | NA | NA | \Classifications\Building System Class\D30-HVAC Systems\D3050 - Package SYS\Air Conditioning,Split System - ACU | 1017264
15-F1 | 15-F1 Taft Courts Bldg. | 15-F1-B2034-400-DOH02 | ROLLUP DOOR, ELECTRIC (CLERK AREA) | COOKSON ROLLING DOORS | WHI015914 | R2 | OM00035923 |  | 1ST FLOOR CLERKS AREA | NA | NA | NA | 1/3 | 110 | 4 | Electric | 1 | NA | NA | \Classifications\Building System Class\B20-General Building Exterior\B2030 - Exterior Doors\Door,Overhead-Shutter,Manual,Elec,Roll-up - DOH | 1017265
15-F1 | 15-F1 Taft Courts Bldg. | 15-F1-B2034-400-DOH03 | ROLLUP DOOR, ELECTRIC (CLERK AREA) | COOKSON ROLLING DOORS | whi015560 | R2 | OM00035922 |  | 1ST FLOOR CLERKS AREA | NA | NA | NA | 1/3 | 110 | 4 | Electric | 1 | NA | NA | \Classifications\Building System Class\B20-General Building Exterior\B2030 - Exterior Doors\Door,Overhead-Shutter,Manual,Elec,Roll-up - DOH | 1017266
15-F1 | 15-F1 Taft Courts Bldg. | 15-F1-D5092-250-EML07 | Emergency Lighting (7) |  | NA | NA | OM00036825 |  | Throughout Modular | NA | NA | NA | NA | DNA | DNA | Electric | DNA | NA | NA | \Classifications\Building System Class\D50-Electrical SYS\D5090 - Elec SYS\Emergency And Exit Lighting - EML | 1017531
15-F1 | 15-F1 Taft Courts Bldg. | 15-F1-G2023-150-PEG02 | Security Parking Gate (Sally Port) PEG02 | Door King Inc | 17 | 9210-082 | OM00041012 |  | Sally Port Gates | NA | NA | NA | 1 | 208 | 2.7 | Electric | 1 | NA | NA | \Classifications\Building System Class\G20-Other Systems\G2020 - Parking Lots\Secured Parking Gate - PEG | 1019176
15-F1 | 15-F1 Taft Courts Bldg. | 15-F1-D2023-310-HWP01 | Hot Water Circulating Pump (Rm 4010) HWP01 | Grundfos | DNA | UPS15-36SFC | OM00041011 |  | Janitors' Closet | NA | NA | NA | DNA | 115 | DNA | Electric | 1 | NA | NA | \Classifications\Building System Class\D20-Plumbing\D2020 - Domestic Water\Domestic Hot Water Circulating Pump - HWP | 1019177
15-F1 | 15-F1 Taft Courts Bldg. | 15-F1-D5037-710-FAP01 | Fire Alarm Panel | Fire Control Instrument Inc. | PJ-ICA-5762 | DNA | OM00041024 |  | S/W Secured hallway | NA | NA | NA | NA | NA | NA | NA | NA | NA | NA | \Classifications\Building System Class\D50-Electrical SYS\D5030 - Comm & Security\Fire Alarm Panel - FAP | 1019321
15-F1 | 15-F1 Taft Courts Bldg. | 15-F1-D5010-200-ESD01 | Main Electrical Panel | Square D Company | A354106 | 326-NP | OM00041017 |  | Floor 1 Main Electrical Room | NA | NA | NA | DNA | DNA | DNA | Electric | DNA | NA | NA | \Classifications\Building System Class\D50-Electrical SYS\D5010 - Elec Service & Dist\Electical Service and Distribution - ESD | 1020497
15-F2 | 15-F2 Taft Superior Court Modular | 15-F2-D3050-210-PKU01 | Package Unit (Modular) | Bard | DNA | DNA | OM00005670 |  | Mobil Unit/Bongalow | DNA | 14x25x1 | R-22 | 3/4hp | 230 | DNA | electric | 3 | DNA | DNA | \Classifications\Building System Class\D30-HVAC Systems\D3050 - Package SYS\Package Unit - PKU | EQ-1005289
15-F2 | 15-F2 Taft Superior Court Modular | 15-F2-B3010-100-RUF01 | Building Roof - RUF01 | NA | NA | NA | OM00036004 |  | Roof | [10 empty] | \Classifications\Building System Class\B30-Roofing\B3010 - Roof Types\Roof - RUF | 1010222
15-F2 | 15-F2 Taft Superior Court Modular | 15-F2-B2010-100-BLD01 | BUILDING | NA | NA | NA | OM00035845 |  | ENTIRE BUILDING | NA | NA | NA | NA | NA | NA |  | NA | NA | NA | \Classifications\Building System Class\B20-General Building Exterior\B2010 - Exterior Walls\Building - BLD | 1016260
15-F2 | 15-F2 Taft Superior Court Modular | 15-F2-D4031-100-FEX01 | FIRE EXTINGUISHER (1) | NA | NA | NA | OM00035846 |  | INSIDE MODULAR BUILDING | NA | NA | NA | NA | NA | NA | NA | NA | NA | NA | \Classifications\Building System Class\D40-Fire Protection SYS\D4030 - FIRE SPEC\Fire Extinguisher - FEX | 1016261
15-F2 | 15-F2 Taft Superior Court Modular | 15-F2-D3050-210-PKU02 | Package Unit (Modular) | Bard | DNA | DNA | OM00005671 |  | East Side of Modular | NA | NA | R-22 | 3/4 | 230 | DNA | Electric | 3 | NA | NA | \Classifications\Building System Class\D30-HVAC Systems\D3050 - Package SYS\Package Unit - PKU | 1017999
15-G1 | 15-G1 East Kern Court-Lake Isabella Branch | 15-G1-B2010-100-CTY01 | Building |  |  |  | OM00037874 | [12 empty] | \Classifications\Building System Class\B20-General Building Exterior\B2010 - Exterior Walls\Building - BLD | 1016530
15-G1 | 15-G1 East Kern Court-Lake Isabella Branch | 15-G1-C1020-110-FRD02 | Fire Curtain/Door (FRD02) | Ceco/Windsor Door | 509665-A | RFS-12-K | OM00041020 |  | Floor 1, Clerk's Office | NA | NA | NA | DNA | DNA | DNA | DNA | DNA | DNA | DNA | \Classifications\Building System Class\C10-General Building Interior\C1020 - Fire Doors\Fire Doors - FRD | 1019761
15-G1 | 15-G1 East Kern Court-Lake Isabella Branch | 15-G1-C1020-110-FRD01 | Fire Curtain/Door (FRD01) | Ceco/Windsor Door | 00391 | DNA | OM00041019 |  | Floor 1, Clerk's Office | NA | NA | NA | DNA | DNA | DNA | DNA | DNA | DNA | DNA | \Classifications\Building System Class\C10-General Building Interior\C1020 - Fire Doors\Fire Doors - FRD | 1019762
15-G1 | 15-G1 East Kern Court-Lake Isabella Branch | 15-G1-D2022-260-HWG01 | Tankless Hot Water Heater | Rinnal | 0808000685AUG8 | R94LSi | OM00026273 |  | Janitors Closet | NA | NA | NA | NA | 115 | DNA | Gas |  | DNA | DNA | \Classifications\Building System Class\D20-Plumbing\D2020 - Domestic Water\Domestic Water Heater, Gas - HWG | 1019768
15-G1 | 15-G1 East Kern Court-Lake Isabella Branch | 15-G1-D5092-250-EML06 | Emergency Light/Exit Signs | Lithonia | NA | NA | OM00041021 |  | Courtroom/Hall Way | NA | NA | NA | 1.5 | 110 | DNA | Electric | DNA | NA | NA | \Classifications\Building System Class\D50-Electrical SYS\D5090 - Elec SYS\Emergency And Exit Lighting - EML | 1019770
15-H1 | 15-H1 Arvin/ Lamont Branch | 15-H1-D3050-210-PKU04 | Pact Unit AC-4 PKU04 | Carrier | 1908G31202 | 48SDNo48090611 | OM00005804 |  | West Roof | DNA | 20x25x2 (1) | R-22 | 3/4hp | 460 | 6.6 | Natural gas and electric | 3 | 90000 | 71000 | \Classifications\Building System Class\D30-HVAC Systems\D3050 - Package SYS\Package Unit - PKU | EQ-1005407
15-H1 | 15-H1 Arvin/ Lamont Branch | 15-H1-D3050-210-PKU05 | Pact Unit AC-5 PKU05 | Bryant | 4007G40566 | 581BEU090125AK | OM00005802 |  | West Roof | DNA | 16X20X2 | R-22 | 3/4hp | 460 | 6.4 | Natural gas and electric | 3 | 90000 | 73800 | \Classifications\Building System Class\D30-HVAC Systems\D3050 - Package SYS\Package Unit - PKU | EQ-1005408
15-H1 | 15-H1 Arvin/ Lamont Branch | 15-H1-D3050-210-PKU06 | Pact Unit AC-6 PKU06 | Bryant | 4808G10633 | PY3PNA024040NB | OM00005803 |  | West Roof | DNA | 16x25x2 (1) | R-22 | 1 HP | 208/230 | 10.8 | Natural gas and electric | 1 | 40000 | 32000 | \Classifications\Building System Class\D30-HVAC Systems\D3050 - Package SYS\Package Unit - PKU | EQ-1005409
15-H1 | 15-H1 Arvin/ Lamont Branch | 15-H1-D3050-210-PKU07 | Pact Unit AC-7 PKU07 | Carrier | 1208G41138 | 48SdN060090611 | OM00005801 |  | West Roof | DNA | 24x24x2 (1) | R-22 | 1 HP | 460 | 7.6 | Natural gas and electric | 3 | 90000 | 71000 | \Classifications\Building System Class\D30-HVAC Systems\D3050 - Package SYS\Package Unit - PKU | EQ-1005410
15-H1 | 15-H1 Arvin/ Lamont Branch | 15-H1-D3050-210-PKU08 | Pact Unit AC-8 PKU08 | Carrier | 2308G31216 | 48SDN048090611 | OM00005800 |  | East Roof | DNA | 20X25X2 | R-22 | 1 HP | 460 | 6.6 | Natural gas and electric | 3 | 90000 | 71000 | \Classifications\Building System Class\D30-HVAC Systems\D3050 - Package SYS\Package Unit - PKU | EQ-1005411
15-H1 | 15-H1 Arvin/ Lamont Branch | 15-H1-D3050-210-PKU09 | Pact unit AC-9 PKU09 | Carrier | 2308G31214 | 48SDN048090611 | OM00005832 |  | East Roof | DNA | 20x25x2 (1) | R-22 | 2 HP | 460 | 6.6 | Natural gas and electric | 3 | 90000 | 71000 | \Classifications\Building System Class\D30-HVAC Systems\D3050 - Package SYS\Package Unit - PKU | EQ-1005412
15-H1 | 15-H1 Arvin/ Lamont Branch | 15-H1-D3050-210-PKU10 | Pact unit AC-10 PKU10 | Carrier | 1708g11472 | 48HJD008-641 | OM00005831 |  | East Roof | DNA | 16x20x2 (1) | R-22 | 3/4hp | 460 | 6.6 | Natural gas and electric | 3 | 90000 | 73800 | \Classifications\Building System Class\D30-HVAC Systems\D3050 - Package SYS\Package Unit - PKU | EQ-1005413
15-H1 | 15-H1 Arvin/ Lamont Branch | 15-H1-D3050-210-PKU11 | Pact Unit AC-11 PKU11 | Carrier | 1908g12280 | 48SDN036060611 | OM00005830 |  | East Roof | DNA | 16x25x2 | R-22 | 1 HP | 460 | 5.8 | Natural gas and electric | 3 | 60000 | 47000 | \Classifications\Building System Class\D30-HVAC Systems\D3050 - Package SYS\Package Unit - PKU | EQ-1005414
15-H1 | 15-H1 Arvin/ Lamont Branch | 15-H1-D3050-210-PKU12 | Pact Unit AC-12 PKU12 | Carrier | 1708G11475 | 48HJD008-641 | OM00005829 |  | East Roof | DNA | 16X20X2 | R-22 | 1 HP | 460 | 6.4 | Natural gas and electric | 3 | 90000 | 73800 | \Classifications\Building System Class\D30-HVAC Systems\D3050 - Package SYS\Package Unit - PKU | EQ-1005415
15-H1 | 15-H1 Arvin/ Lamont Branch | 15-H1-D3050-210-PKU13 | Pact Unit AC-13 PKU13 | Carrier | 1908G31199 | 48SDN048090611 | OM00005828 |  | East Roof | DNA | 20x25x2 | R-22 | 3 HP | 460 | 6.6 | Natural gas and electric | 3 | 90000 | 71000 | \Classifications\Building System Class\D30-HVAC Systems\D3050 - Package SYS\Package Unit - PKU | EQ-1005416
15-H1 | 15-H1 Arvin/ Lamont Branch | 15-H1-D3050-210-PKU14 | Pact Unit AC-14 PKU14 | Carrier | 2308G31Z13 | 48SDN048090611 | OM00005827 |  | East Roof | DNA | 20x25x2 | R-22 | 1 HP | 460 | 6.6 | Natural gas and electric | 3 | 90000 | 71000 | \Classifications\Building System Class\D30-HVAC Systems\D3050 - Package SYS\Package Unit - PKU | EQ-1005417
15-H1 | 15-H1 Arvin/ Lamont Branch | 15-H1-D3050-210-PKU15 | Pact Unit AC-15 PKU15 | Carrier | 1908G31289 | 48SDN036060611 | OM00005826 |  | East Roof | NA | 16x25x2 | R-22 | 1/2hp | 460 | 5.8 | Natural gas and electric | 3 | 60000 | 47000 | \Classifications\Building System Class\D30-HVAC Systems\D3050 - Package SYS\Package Unit - PKU | EQ-1005418
15-H1 | 15-H1 Arvin/ Lamont Branch | 15-H1-D3050-210-PKU16 | Pact Unit AC-16 | Carrier | 1908G31203 | 48SDN048090611 | OM00005825 |  | West Roof | DNA | 20x25x2 | R-22 | 1/3hp | 460 | 6.6 | Natural gas and electric | 3 | 90000 | 71000 | \Classifications\Building System Class\D30-HVAC Systems\D3050 - Package SYS\Package Unit - PKU | EQ-1005419
15-H1 | 15-H1 Arvin/ Lamont Branch | 15-H1-D3050-210-PKU17 | Pact Unit AC-20 | International Comfort Products | G073751416 | PGN324040K00A1 | OM00005807 |  | East Roof | DNA | 14X25X1 | R-22 | 3/4hp | 208/230 | 10.4 | Electric and natural gas | 1 | 40000 | 32000 | \Classifications\Building System Class\D30-HVAC Systems\D3050 - Package SYS\Package Unit - PKU | EQ-1005420
15-H1 | 15-H1 Arvin/ Lamont Branch | 15-H1-D3031-210-CDR01 | Condensing Unit CDR01 | Mitsubishi Electric | DNA | MU09EW | OM00005808 |  | East Roof | NA | DNA | R-22 | 1/6hp | 115/120 | 15 | electric | DNA | NA | NA | \Classifications\Building System Class\D30-HVAC Systems\D3030 - Cooling SYS\Condensing Unit, Air Cooled - CDR | EQ-1005421
15-H1 | 15-H1 Arvin/ Lamont Branch | 15-H1-D3042-220-EFN01 | Exhaust Fan #1 EFN01 | Penn Ventilator Co. | DNA | AB35 | OM00005805 |  | WEST Roof | 4L220 (1) | NA | NA | 1/6 | 115-208/230 | 3.6/1.6-1.8 | electric | 1 | NA | NA | \Classifications\Building System Class\D30-HVAC Systems\D3040 - Distribution SYS\Supply/Exhaust/Return fans- FAN | EQ-1005422
15-H1 | 15-H1 Arvin/ Lamont Branch | 15-H1-D3042-220-EFN02 | Exhaust Fan #2 EFN02 | Penn Ventilator Co. | DNA | AB35 | OM00005806 |  | WEST Roof | 4L220 (1) | NA | NA | 1/6 | 115-208/230 | 3.6/1.6-1.8 | electric | 1 | NA | NA | \Classifications\Building System Class\D30-HVAC Systems\D3040 - Distribution SYS\Supply/Exhaust/Return fans- FAN | EQ-1005423
15-H1 | 15-H1 Arvin/ Lamont Branch | 15-H1-D3042-220-EFN03 | Exhaust Fan #3 EFN03 | Penn Ventilator Co. | DNA | Wat-20 | OM00001682 |  | East Roof | NA | NA | NA | DNA | 115 | 1.2 | electric | 1 | NA | NA | \Classifications\Building System Class\D30-HVAC Systems\D3040 - Distribution SYS\Supply/Exhaust/Return fans- FAN | EQ-1005424
15-H1 | 15-H1 Arvin/ Lamont Branch | 15-H1-D3042-220-EFN04 | Exhaust Fan #4 EFN04 | Penn Ventilator Co. | DNA | AB35 | OM00005809 |  | East Roof | 4L220 (1) | NA | NA | 1/6 | 115 | 4.9 | electric | 1 | NA | NA | \Classifications\Building System Class\D30-HVAC Systems\D3040 - Distribution SYS\Supply/Exhaust/Return fans- FAN | EQ-1005425
15-H1 | 15-H1 Arvin/ Lamont Branch | 15-H1-D4031-100-FEX12 | Fire Extinguishers (12) | Kiddie | NA | NA | OM00005823 |  | First Floor | NA | NA | NA | NA | NA | NA | NA | NA | NA | NA | \Classifications\Building System Class\D40-Fire Protection SYS\D4030 - FIRE SPEC\Fire Extinguisher - FEX | EQ-1005426
15-H1 | 15-H1 Arvin/ Lamont Branch | 15-H1-D5092-210-GEN01 | Generator | Caterpillar | 2SC00797 | 3116 | OM00035924 |  | Main Breaker | 9Y-1404 (1), BF600 (1) | 9Y 1404 | NA | DNA | 480 | 188 | Diesel | 3 | NA | NA | \Classifications\Building System Class\D50-Electrical SYS\D5090 - Elec SYS\Emergency Generator - GEN | EQ-1005427
15-H1 | 15-H1 Arvin/ Lamont Branch | 15-H1-C1020-110-FRD06 | Fire Roll Up Door | COOKSON DOOR COMPANY | DNA | 428720 | OM00005795 |  | Clerks office | NA | NA | NA | NA | NA | NA | NA | NA | NA | NA | \Classifications\Building System Class\C10-General Building Interior\C1020 - Fire Doors\Fire Doors - FRD | EQ-1005428
15-H1 | 15-H1 Arvin/ Lamont Branch | 15-H1-D2018-100-DKF01 | Drinking Fountain DKF01 | Sunrock | SS74429M | HCWC8 | OM00005822 |  | Main Lobby | NA | NA | NA | DNA | 110 | DNA | NA | NA | NA | NA | \Classifications\Building System Class\D20-Plumbing\D2010 - Plumb Fix\Drink Fountain (Refr Indvl Wtrcooler) - DKF | EQ-1005429
15-H1 | 15-H1 Arvin/ Lamont Branch | 15-H1-B2010-100-BLD01 | Building Structure | NA | NA | NA | OM00036005 |  | All | NA | NA | NA | NA | NA | NA | NA | NA | NA | NA | \Classifications\Building System Class\B20-General Building Exterior\B2010 - Exterior Walls\Building - BLD | EQ-1007272
15-H1 | 15-H1 Arvin/ Lamont Branch | 15-H1-B3010-100-RUF01 | Roofing Systems | NA | NA | NA | OM00036006 |  | NA | NA | NA | NA | NA | NA | NA | NA | NA | NA | NA | \Classifications\Building System Class\B30-Roofing\B3010 - Roof Types\Roof - RUF | EQ-1007449
15-H1 | 15-H1 Arvin/ Lamont Branch | 15-H1-D5037-710-FAP01 | FIRE ALARM PANEL | SIMPLEX | H9990610067V | 4005 | OM00026272 |  | Admin Blding | NA | NA | NA | NA | 120/240 | 3 | Electric | 3 | NA | NA | \Classifications\Building System Class\D50-Electrical SYS\D5030 - Comm & Security\Fire Alarm Panel - FAP | 1015304
15-H1 | 15-H1 Arvin/ Lamont Branch | 15-H1-D2022-260-HWG01 | WATER HEATER, DOMESTIC (30 GALLON) | AO SMITH WATER HEATER | ME89-0015636-R99 | PGC 30 208 CAP | OM00030477 |  | PATIO STORAGE CLOSET | NA | NA | NA | NA | NA | NA | Gas | NA | 40,000 | NA | \Classifications\Building System Class\D20-Plumbing\D2020 - Domestic Water\Domestic Water Heater, Gas - HWG | 1015317
15-H1 | 15-H1 Arvin/ Lamont Branch | 15-H1-G2050-200-LSC01 | LANDSCAPING | NA | NA | NA | OM00026271 |  | GROUNDS | NA | NA | NA | NA | NA | NA | NA | NA | NA | NA | \Classifications\Building System Class\G20-Other Systems\G2050 - Landscaping\Landscaping - LSC | 1015552
15-H1 | 15-H1 Arvin/ Lamont Branch | 15-H1-D5010-234-ATS01 | ELECTRICAL, AUTOMATIC TRANSFER SWITCH #1 | CATERPILLAR | 10494 | TCA1B6PXA | OM00005796 |  | MAIN BREAKER RM (TRANSF SWITCH #1) | NA | NA | NA | NA | 600 | 100 | Electric | 3 | NA | NA | \Classifications\Building System Class\D50-Electrical SYS\D5010 - Elec Service & Dist\Automatic Transfer Switch - ATS | 1015934
15-H1 | 15-H1 Arvin/ Lamont Branch | 15-H1-D3050-210-PKU02 | Package Unit (Roof) | Carrier | 1708G11473 | 48HJD008-641 | OM00030467 |  | Southside Roof | NA | NA | R-22 | NA | 460 | 6.4 | Natural gas and electric | 3 | 125,000mx | 102,500mx | \Classifications\Building System Class\D30-HVAC Systems\D3050 - Package SYS\Package Unit - PKU | 1018002
15-H1 | 15-H1 Arvin/ Lamont Branch | 15-H1-D3050-210-PKU01 | Package Unit (Roof) | Carrier | 4207G41091 | 48SDN024040311 | OM00030466 |  | Southside Roof | NA | NA | R-22 | NA | 208/230 | DNA | Natural gas and electric | 1 | 40,000 | 32,000 | \Classifications\Building System Class\D30-HVAC Systems\D3050 - Package SYS\Package Unit - PKU | 1018001
15-H1 | 15-H1 Arvin/ Lamont Branch | 15-H1-D3050-210-PKU03 | Package Unit (Roof) | Bryant | 4007G40567 | 581BEV090125AK | OM00030468 |  | Southside Roof | NA | NA | R-22 | NA | 460 | 6.4 | Natural gas and electric | 3 | 125,000mx | 102,500mx | \Classifications\Building System Class\D30-HVAC Systems\D3050 - Package SYS\Package Unit - PKU | 1018003
15-H1 | 15-H1 Arvin/ Lamont Branch | 15-H1-C1020-110-FRD07 | Rollup Fire Door #2 (Court Clerk Office) | Cookson | 428721 | DNA | OM00036877 |  | Court Clerks' Office | NA | NA | NA | NA | NA | NA | NA | NA | NA | NA | \Classifications\Building System Class\C10-General Building Interior\C1020 - Fire Doors\Fire Doors - FRD | 1018246
15-H1 | 15-H1 Arvin/ Lamont Branch | 15-H1-C1020-110-FRD09 | Rollup Fire Door #4 (Court Clerk Office) | Cookson | 428723 | DNA | OM00036879 |  | Court Clerks' Office | NA | NA | NA | NA | NA | NA | NA | NA | NA | NA | \Classifications\Building System Class\C10-General Building Interior\C1020 - Fire Doors\Fire Doors - FRD | 1018249
15-H1 | 15-H1 Arvin/ Lamont Branch | 15-H1-C1020-110-FRD10 | Rollup Fire Door #5 (Court Clerk Office) | Cookson | 428724 | DNA | OM00036880 |  | Court Clerks' Office | NA | NA | NA | NA | NA | NA | NA | NA | NA | NA | \Classifications\Building System Class\C10-General Building Interior\C1020 - Fire Doors\Fire Doors - FRD | 1018248
15-H1 | 15-H1 Arvin/ Lamont Branch | 15-H1-C1020-110-FRD11 | Rollup Fire Door #6 (Court Clerk Office) | Cookson | 428725 | DNA | OM00036881 |  | Court Clerks' Office | NA | NA | NA | NA | NA | NA | NA | NA | NA | NA | \Classifications\Building System Class\C10-General Building Interior\C1020 - Fire Doors\Fire Doors - FRD | 1018250
15-H1 | 15-H1 Arvin/ Lamont Branch | 15-H1-C1020-110-FRD08 | Rollup Fire Door #3 (Court Clerk Office) | Cookson | DNA | DNA | OM00036878 |  | Court Clerks' Office | NA | NA | NA | NA | NA | NA | NA | NA | NA | NA | \Classifications\Building System Class\C10-General Building Interior\C1020 - Fire Doors\Fire Doors - FRD | 1018247
15-H1 | 15-H1 Arvin/ Lamont Branch | 15-H1-C1020-110-FRD01 | Overhead Fire Door (Clerks' Window) | Cookson Door Company | 428725 | DNA | OM00036881 |  | Floor 1, Clerks Window, Clerks' Main Office | NA | NA | NA | NA | NA | NA | NA | NA | NA | NA | \Classifications\Building System Class\C10-General Building Interior\C1020 - Fire Doors\Fire Doors - FRD | 1019154
15-H1 | 15-H1 Arvin/ Lamont Branch | 15-H1-C1020-110-FRD02 | Overhead Fire Door (Clerks' Window) | Cookson Door Company | 428724 | DNA | OM00036880 |  | 1st Floor, Clerks' Main Office, Clerk's Window | NA | NA | NA | NA | NA | NA | NA | NA | NA | NA | \Classifications\Building System Class\C10-General Building Interior\C1020 - Fire Doors\Fire Doors - FRD | 1019155
15-H1 | 15-H1 Arvin/ Lamont Branch | 15-H1-C1020-110-FRD03 | Overhead Fire Door (Clerks' Window) FRO03 | Cookson Door Company | 428723 | DNA | OM00036879 |  | 1st Floor, Clerks Window, Clerks' Main Office | NA | NA | NA | NA | NA | NA | NA | NA | NA | NA | \Classifications\Building System Class\C10-General Building Interior\C1020 - Fire Doors\Fire Doors - FRD | 1019156
15-H1 | 15-H1 Arvin/ Lamont Branch | 15-H1-C1020-110-FRD04 | Overhead Fire Door (Clerks' Window) FRO04 | Cookson Door Company | 428722 | DNA | OM00036878 |  | 1st Floor, Clerks Window, Clerks' Main Office | NA | NA | NA | NA | NA | NA | NA | NA | NA | NA | \Classifications\Building System Class\C10-General Building Interior\C1020 - Fire Doors\Fire Doors - FRD | 1019157
15-H1 | 15-H1 Arvin/ Lamont Branch | 15-H1-C1020-110-FRD05 | Overhead Fire Door (Clerks' Window) FRO05 | Cookson Door Company | 428721 | DNA | OM00036877 |  | Clerks' Main Office | NA | NA | NA | NA | NA | NA | NA | NA | NA | NA | \Classifications\Building System Class\C10-General Building Interior\C1020 - Fire Doors\Fire Doors - FRD | 1019158
15-H1 | 15-H1 Arvin/ Lamont Branch | 15-H1-D5010-200-ESD01 | Electrical Switchboard, under 560 Volts SBR01 | Westinghouse Corp | DNA | 14KA | OM00035880 |  | Main Electrical Room | NA | NA | NA | NA | 480Y/277 | 1200 | Electric | 3 | NA | NA | \Classifications\Building System Class\D50-Electrical SYS\D5010 - Elec Service & Dist\Electical Service and Distribution - ESD | 1019159
15-H1 | 15-H1 Arvin/ Lamont Branch | 15-H1-D5092-250-EML10 | Emergency Lighting (10) | Lithonia | NA | NA | OM00037627 |  | Throughout Building | NA | NA | NA | NA | 110 | DNA | Electric | DNA | NA | NA | \Classifications\Building System Class\D50-Electrical SYS\D5090 - Elec SYS\Emergency And Exit Lighting - EML | 1019219
15-H1 | 15-H1 Arvin/ Lamont Branch | 15-H1-D4010-150-FMS01 | Fire Sprinkler System (FMS01) | DNA | DNA | DNA | OM00005821 |  | Janitors Room | NA | NA | NA | NA | NA | NA | NA | NA | NA | NA | \Classifications\Building System Class\D40-Fire Protection SYS\D4010 - Sprinkler SYS\Fire Systems, stand pipes - FMS | 1021678
15-I1 | 15-I1 Mojave-Main Court Facility | 15-I1-D4031-100-FEX05 | Extinguishers(5) | American Fire | PG-024380 | 85u semi auto | OM00036008 |  | Multiple | NA | NA | NA | NA | NA | NA | NA | NA | NA | NA | \Classifications\Building System Class\D40-Fire Protection SYS\D4030 - FIRE SPEC\Fire Extinguisher - FEX | EQ-1007681
15-I1 | 15-I1 Mojave-Main Court Facility | 15-I1-D5092-250-EML05 | EMERGENCY LIGHTING (5) | Lithonia | NA | NA | OM00036456 |  | THROUGHOUT BUILDING | NA | NA | NA | NA | 110 | DNA | Electric | 1 | NA | NA | \Classifications\Building System Class\D50-Electrical SYS\D5090 - Elec SYS\Emergency And Exit Lighting - EML | 1015595
15-I1 | 15-I1 Mojave-Main Court Facility | 15-I1-B2010-100-CTY01 | Building | NA | NA | NA | OM00037875 | [12 empty] | \Classifications\Building System Class\B20-General Building Exterior\B2010 - Exterior Walls\Building - BLD | 1016531
15-I2 | 15-I2 Mojave-County Administration Bldg. | 15-I2-D5092-250-EML03 | EMERGENCY LIGHTING (3) | Lithonia | NA | NA | OM00037911 |  | THROUGHOUT BUILDING | NA | NA | NA | 1.5 | 110 | DNA | Electric | DNA | NA | NA | \Classifications\Building System Class\D50-Electrical SYS\D5090 - Elec SYS\Emergency And Exit Lighting - EML | 1017269
15-I2 | 15-I2 Mojave-County Administration Bldg. | 15-I2-D4031-100-FEX03 | FIRE EXTINGUISHERS (3) | NA | NA | NA | OM00037910 |  | THROUGHOUT BUILDING | NA | NA | NA | NA | NA | NA | NA | NA | NA | NA | \Classifications\Building System Class\D40-Fire Protection SYS\D4030 - FIRE SPEC\Fire Extinguisher - FEX | 1017270
15-I3 | 15-I3 Mojave Superior Court Modular | 15-I3-D5092-250-EML02 | EMERGENCY LIGHTING (2) | Lithonia | NA | NA | OM00037913 |  | THROUGHOUT BUILDING | NA | NA | NA | NA | 110 | DNA | Electric | DNA | NA | NA | \Classifications\Building System Class\D50-Electrical SYS\D5090 - Elec SYS\Emergency And Exit Lighting - EML | 1017272
15-I3 | 15-I3 Mojave Superior Court Modular | 15-I3-D4031-100-FEX02 | FIRE EXTINGUISHERS (2) | Amerex | NA | NA | OM00037912 |  | THROUGHOUT BUILDING | NA | NA | NA | NA | NA | NA | NA | NA | NA | NA | \Classifications\Building System Class\D40-Fire Protection SYS\D4030 - FIRE SPEC\Fire Extinguisher - FEX | 1017271
15-I3 | 15-I3 Mojave Superior Court Modular | 15-I3-D3050-210-PKU01 | Package Unit #1 | BARD | 314L122951540-02 | W24A1-10XX4XXX | OM00035925 |  | Floor 1, Modular Booth Unit | NA | 16x25x1 | R-410A | DNA | 208 | 60amp | Electric | 1 | NA | NA | \Classifications\Building System Class\D30-HVAC Systems\D3050 - Package SYS\Package Unit - PKU | 1020510
15-I3 | 15-I3 Mojave Superior Court Modular | 15-I3-D3050-210-PKU03 | Package Unit #2 (PKU03) | Bard | 314D163322746-02 | W24A2-A10XX4XX | OM00041018 |  | West Side of Building |  | 16x25x1 | R-410A | Out Dr. Motor 1/5, In Dr. Motor 1/6 | 230-208 | DNA | Electric | 1 | NA | NA | \Classifications\Building System Class\D30-HVAC Systems\D3050 - Package SYS\Package Unit - PKU | 1021369
15-J1 | 15-J1 Ridgecrest-Main Facility | 15-J1-D4031-100-FEX03 | Extinguishers(5) | American Fire | PG-024380 | 85u semi auto | OM00036012 |  | All Floors | [10 empty] | \Classifications\Building System Class\D40-Fire Protection SYS\D4030 - FIRE SPEC\Fire Extinguisher - FEX | EQ-1007683
15-J1 | 15-J1 Ridgecrest-Main Facility | 15-J1-B2010-100-CTY01 | Building | NA | NA | NA | OM00037876 | [12 empty] | \Classifications\Building System Class\B20-General Building Exterior\B2010 - Exterior Walls\Building - BLD | 1016532
15-J1 | 15-J1 Ridgecrest-Main Facility | 15-J1-D5092-250-EML03 | Emergency Lighting (3) | Lithonia | NA | NA | OM00037628 |  | Throughout Building | NA | NA | NA | NA | 110 | DNA | Electric | DNA | NA | NA | \Classifications\Building System Class\D50-Electrical SYS\D5090 - Elec SYS\Emergency And Exit Lighting - EML | 1019220
15-J1 | 15-J1 Ridgecrest-Main Facility | 15-J1-G2023-150-PEG02 | Security Parking Gate PEG01 | All-O-Matic | 394350099 | SL-150-1 | OM00026282 |  | Grounds East Side Back of Facility | NA | 1 | NA | NA | 115 | 8.4 | Electric | DNA | NA | NA | \Classifications\Building System Class\G20-Other Systems\G2020 - Parking Lots\Secured Parking Gate - PEG | 1021366
15-J1 | 15-J1 Ridgecrest-Main Facility | 15-J1-G2023-150-PEG01 | Security Parking Gate PEG02 | All-O-Matic | 394350098 | SL-150-1 | OM00026283 |  | Grounds South Side Back of Facility | NA | NA | NA | 1 | 115 | 8.4 | Electric | DNA | NA | NA | \Classifications\Building System Class\G20-Other Systems\G2020 - Parking Lots\Secured Parking Gate - PEG | 1021367
15-J2 | 15-J2 Ridgecrest - Division B Courtroom | 15-J2-D4031-100-FEX02 | Fire Extinguisher (2) | NA | NA | NA | OM00036011 |  | ALL | NA | NA | NA | NA | NA | NA | NA | NA | NA | NA | \Classifications\Building System Class\D40-Fire Protection SYS\D4030 - FIRE SPEC\Fire Extinguisher - FEX | EQ-1005430
15-J2 | 15-J2 Ridgecrest - Division B Courtroom | 15-J2-D2022-260-HWG01 | Bathroom Mini- Hot H2O Unit Elec. HWG01 | CES Control Energy Corp. | DNA | DNA | OM00005799 |  | MENS RESTROOM | NA | NA | NA | NA | 115 | 5 | NA | DNA | NA | NA | \Classifications\Building System Class\D20-Plumbing\D2020 - Domestic Water\Domestic Water Heater, Gas - HWG | EQ-1005431
15-J2 | 15-J2 Ridgecrest - Division B Courtroom | 15-J2-D2018-100-DKF01 | Drinking Fountain DKF01 | DNA | 97066673 | HWBFA8LSS | OM00005798 |  | MAIN LOBBY | NA | NA | R-134a | 1/5 | 115 | 5.6 | electric | Floor 1 | NA | NA | \Classifications\Building System Class\D20-Plumbing\D2010 - Plumb Fix\Drink Fountain (Refr Indvl Wtrcooler) - DKF | EQ-1005432
15-J2 | 15-J2 Ridgecrest - Division B Courtroom | 15-J2-D3050-210-PKU01 | Roof top package unit | Carrier | 0608G21213 | 48SDN030040311 | OM00005882 |  | Roof | 4L32 | 14x25x2 | R-22 | 1/2hp | 230 | 12.4 | gas | 3 | NA | NA | \Classifications\Building System Class\D30-HVAC Systems\D3050 - Package SYS\Package Unit - PKU | EQ-1005433
15-J2 | 15-J2 Ridgecrest - Division B Courtroom | 15-J2-D3050-210-PKU02 | Roof top package unit | Carrier | 0307G40323 | 48HJL006-351 | OM00005883 |  | Roof | 4L60 | 20x25x2 | R-22 | 3/4hp | 230 | 19.2 | Natural gas and electric | 3 | NA | NA | \Classifications\Building System Class\D30-HVAC Systems\D3050 - Package SYS\Package Unit - PKU | EQ-1005434
15-J2 | 15-J2 Ridgecrest - Division B Courtroom | 15-J2-B2010-100-BLD01 | Building Structure | NA | NA | NA | OM00036009 |  | NA | NA | NA | NA | NA | NA | NA | NA | NA | NA | NA | \Classifications\Building System Class\B20-General Building Exterior\B2010 - Exterior Walls\Building - BLD | EQ-1007273
15-J2 | 15-J2 Ridgecrest - Division B Courtroom | 15-J2-B3010-100-RUF01 | Roofing Systems | NA | NA | NA | OM00036010 |  | NA | NA | NA | NA | NA | NA | NA | NA | NA | NA | NA | \Classifications\Building System Class\B30-Roofing\B3010 - Roof Types\Roof - RUF | EQ-1007450
15-J2 | 15-J2 Ridgecrest - Division B Courtroom | 15-J2-D3050-210-PKU03 | PACKAGE UNIT #3 (ROOF) | Carrier | 0508G21087 | 485DN024040311 | OM00005884 |  | ROOF | 4L32 | 12X20X1 | R-22 | 2 | 240 | 12.4 | Natural gas and electric | 3 | NA | NA | \Classifications\Building System Class\D30-HVAC Systems\D3050 - Package SYS\Package Unit - PKU | 1016258
15-J2 | 15-J2 Ridgecrest - Division B Courtroom | 15-J2-D5092-250-EML03 | Emergency Lighting (3) | Lithonia | NA | NA | OM00037629 |  | Throughout Building | NA | NA | NA | NA | 110 | DNA | Electric | DNA | NA | NA | \Classifications\Building System Class\D50-Electrical SYS\D5090 - Elec SYS\Emergency And Exit Lighting - EML | 1019221
15-J2 | 15-J2 Ridgecrest - Division B Courtroom | 15-J2-D2022-100-HWE01 | Hot Water Heater, Electric (Jury Restroom) | Control Energy Corp | DNA | DNA | OM00005885 |  | Jury Room Restroom | NA | NA | NA | NA | DNA | DNA | Electric | DNA | NA | NA | \Classifications\Building System Class\D20-Plumbing\D2020 - Domestic Water\Domestic Water Heater, Electric - HWE | 1019222
15-J2 | 15-J2 Ridgecrest - Division B Courtroom | 15-J2-D2022-100-HWE02 | Hot Water Heater, Electric (Womens Restroom) | EEMax | 922028 | SP35 | OM00005887 |  | Womens Restroom | NA | NA | NA | NA | 240 | DNA | Electric | DNA | NA | NA | \Classifications\Building System Class\D20-Plumbing\D2020 - Domestic Water\Domestic Water Heater, Electric - HWE | 1019223
15-J2 | 15-J2 Ridgecrest - Division B Courtroom | 15-J2-D2022-100-HWE03 | Hot Water Heater, Electric (Mens Restroom) | EEMax | 936073 | SP35 | OM00005886 |  | Mens Restroom | NA | NA | NA | NA | 240 | DNA | Electric | DNA | NA | NA | \Classifications\Building System Class\D20-Plumbing\D2020 - Domestic Water\Domestic Water Heater, Electric - HWE | 1019224
15-J2 | 15-J2 Ridgecrest - Division B Courtroom | 15-J2-G2023-150-PEG01 | Security Parking Gate (Secured Parking Area) | Elite Chamberlain | 2211N2210 | CSW200UL3 | OM00026277 |  | Secured Parking Area | NA | NA | NA | 1/2 | 120 | 4 | Electric | 1 | NA | NA | \Classifications\Building System Class\G20-Other Systems\G2020 - Parking Lots\Secured Parking Gate - PEG | 1019225
16-A5 | 16-A5 New Hanford Courthouse | 16-A5-D2023-100-BFP02 | 3/4" Fire Water Reduced Pressure Back Flow Perventer BFP-2 | Wilkins | 3865563 | 950XLZ | OM00039341 | ID#:2 | Exterior | NA | NA | NA | NA | NA | NA | NA | NA | NA | NA | \Classifications\Building System Class\D20-Plumbing\D2020 - Domestic Water\Backflow Preventer - BFP | 1020096
16-A5 | 16-A5 New Hanford Courthouse | 16-A5-D2023-100-BFP03 | 6" Domestic Water Reduced Pressure Back Flow Perventer BFP-2 | Wilkins | X29709 | 350 ADA 8" | OM00039342 | ID#:3 | Exterior | NA | NA | NA | NA | NA | NA | NA | NA | NA | NA | \Classifications\Building System Class\D20-Plumbing\D2020 - Domestic Water\Backflow Preventer - BFP | 1020097
16-A5 | 16-A5 New Hanford Courthouse | 16-A5-D3041-110-AHU08 | Air Handler Unit AHU-8 | Dynamic Air Technology, Inc. | D-14-071 | D-AHU-4 | OM00039155 |  | Roof West Penthouse | Direct Drive | OSA Pre-Filters: MERV- 8 30% Efficiency Qty (3) 24"X24"X2", Qty (3) 24"X12"X2", OSA Final Filters: MERV-13 85% Efficiency Qty (3) 24"X24"X12", Qty (3) 24"X12"X12", Return Air Filters: Qty (3) 24"x24"x2", Qty (3) 12"x24"x2" | NA | (1) 5Hp Supply, (1) 5Hp Return | 460v | 6A per motor | NA | 3 | NA | NA | \Classifications\Building System Class\D30-HVAC Systems\D3040 - Distribution SYS\Air Handling Unit - AHU | 1020098
16-A5 | 16-A5 New Hanford Courthouse | 16-A5-D3041-110-AHU05 | Air Handler Unit AHU-5 | Dynamic Air Technology, Inc. | D-14-068 | D-AHU-4 | OM00039156 |  | Roof West Penthouse | Direct Drive | OSA Pre-Filters: MERV- 8 30% Efficiency Qty (3) 24"X24"X2", Qty (3) 24"X12"X2" OSA Final Filters: MERV-13 85% Efficiency Qty (3) 24"X24"X12", Qty (3) 24"X12"X12", Return Air Filters: Qty (3) 24"x24"x2", Qty (3) 12"x24"x2" | NA | (1) 7.5Hp Supply, (1) 5Hp Return | 460v | 6A per motor | NA | 3 | NA | NA | \Classifications\Building System Class\D30-HVAC Systems\D3040 - Distribution SYS\Air Handling Unit - AHU | 1020099
16-A5 | 16-A5 New Hanford Courthouse | 16-A5-D3041-110-AHU07 | Air Handler Unit AHU-7 | Dynamic Air Technology, Inc. | D-14-070 | D-AHU-30 | OM00039157 |  | Roof West Penthouse | Direct Drive | Pre-Filters: MERV- 8 30% Efficiency Qty (16) 24"X24"X2", Qty (4) 12"X24"X2" Final Filters: MERV-13 85% Efficiency Qty (16) 24"X24"X12", Qty (4) 12"X24"X12" | NA | (4) 10Hp Supply, (4) 3Hp Return | 460v | (S) - 12A (R) - 4.5A | NA | 3 | NA | NA | \Classifications\Building System Class\D30-HVAC Systems\D3040 - Distribution SYS\Air Handling Unit - AHU | 1020100
16-A5 | 16-A5 New Hanford Courthouse | 16-A5-D3041-110-AHU06 | Air Handler Unit AHU-6 | Dynamic Air Technology, Inc. | D-14-069 | D-AHU-30 | OM00039159 |  | Roof West Penthouse | Direct Drive | Pre-Filters: MERV- 8 30% Efficiency Qty (16) 24"X24"X2", Qty (4) 12"X24"X2" Final Filters: MERV-13 85% Efficiency Qty (16) 24"X24"X12", Qty (4) 12"X24"X12" | NA | (4) 10Hp Supply, (4) 3Hp Return | 460v | (S) - 12A (R) - 4.5A | NA | 3 | NA | NA | \Classifications\Building System Class\D30-HVAC Systems\D3040 - Distribution SYS\Air Handling Unit - AHU | 1020102
16-A5 | 16-A5 New Hanford Courthouse | 16-A5-D3042-220-EFN08 | Atrium Exhasut Fan #3 | Greenheck | 13973163 | Cube-300-20-F | OM00039160 |  | Roof | AP-38 (2 per fan) | NA | NA | 2 Hp | 460V | 2.9A | NA | DNA | NA | NA | \Classifications\Building System Class\D30-HVAC Systems\D3040 - Distribution SYS\Supply/Exhaust/Return fans- FAN | 1020103
16-A5 | 16-A5 New Hanford Courthouse | 16-A5-D3042-220-EFN06 | Atrium Exhasut Fan #1 | Greenheck | 13973161 | Cube-300-20-F | OM00039161 |  | Roof | AP-38 (2 per fan) | NA | NA | 2 Hp | 460V | 2.9A | NA | DNA | NA | NA | \Classifications\Building System Class\D30-HVAC Systems\D3040 - Distribution SYS\Supply/Exhaust/Return fans- FAN | 1020104
16-A5 | 16-A5 New Hanford Courthouse | 16-A5-D3042-220-EFN07 | Atrium Exhasut Fan #2 | Greenheck | 13973162 | Cube-300-20-F | OM00039163 |  | Roof | AP-38 (2 per fan) | NA | NA | 2 Hp | 460V | 2.9A | NA | DNA | NA | NA | \Classifications\Building System Class\D30-HVAC Systems\D3040 - Distribution SYS\Supply/Exhaust/Return fans- FAN | 1020105
16-A5 | 16-A5 New Hanford Courthouse | 16-A5-D3050-250-ACU22 | Ductless Split System OU-20 | Mitsubishi Electric | 44U02264C | PUY-A42NHA5 | OM00039164 |  | Roof Westside | NA | Polypropylene Honeycomb | R-410A | DNA | 208/230V | 2 Amps | NA | 1 | NA | 42,000 | \Classifications\Building System Class\D30-HVAC Systems\D3050 - Package SYS\Air Conditioning,Split System - ACU | 1020106
16-A5 | 16-A5 New Hanford Courthouse | 16-A5-D4022-210-FSG01 | Main Fire Pump | AC Fire Pump | 14-070490-01-01/QKU283 | Inline 7L83 Series 1580 | OM00039165 |  | 1st Floor Central Plant Fire Water Pump Room C120 | NA | NA | NA | 30 Hp | 460V | 34.5 A | Electric | 3 | NA | NA | \Classifications\Building System Class\D40-Fire Protection SYS\D4020 - Stand Pipe\Pump,Fire,Electric Motor Driven - FSG | 1020107
16-A5 | 16-A5 New Hanford Courthouse | 16-A5-D4022-210-JPM01 | Fire Jockey Pump | Gold Water Tech | H1404778 | 3SV6FC4F20 | OM00039166 |  | 1st Flr. Central Plant Fire Water Pump Room C120 | NA | NA | NA | 1 Hp | 460V | 1.8 A | Electric | 3 | NA | NA | \Classifications\Building System Class\D40-Fire Protection SYS\D4020 - Stand Pipe\Jockey Pump - JPM | 1020108
16-A5 | 16-A5 New Hanford Courthouse | 16-A5-D2017-100-SHW01 | Emergency Eyewash / Shower EEWS-1 | Bradley | NA | S19314FW | OM00039177 |  | 1st Flr. Central Plant Chiller Room C122 | NA | NA | NA | NA | NA | NA | NA | NA | NA | NA | \Classifications\Building System Class\D20-Plumbing\D2010 - Plumb Fix\Showers - SHW | 1020109
16-A5 | 16-A5 New Hanford Courthouse | 16-A5-D3040-120-FCU02 | Fan Coil Unit FCU-2 | Trane | T14G33951 | BCHC090G2 | OM00039178 |  | Floor 1 Chiller Room C101 | A-53 | 2" Pleated D-MERV 13 Throwaway Filter | NA | 2 Hp | 460V | DNA | NA | 3 | NA | NA | \Classifications\Building System Class\D30-HVAC Systems\D3040 - Distribution SYS\Fan Coil Unit - FCU | 1020129
16-A5 | 16-A5 New Hanford Courthouse | 16-A5-D3050-250-ACU27 | Ductless Split System OU-24 | Mitsubishi Electric | 32U02122B | PUY-A42NHA5 | OM00039182 |  | Exterior Southside of Central Plant Building | NA | Polypropylene Honeycomb | R-410A | NA | 208/230V | 2 Amps | NA | 1 | NA | 42,000 | \Classifications\Building System Class\D30-HVAC Systems\D3050 - Package SYS\Air Conditioning,Split System - ACU | 1020132
16-A5 | 16-A5 New Hanford Courthouse | 16-A5-D3050-250-ACU28 | Ductless Split System OU-25 | Liebert | 31U00813B | PUZ-A42NHA5 | OM00039183 |  | Exterior Southside of Central Plant Building | NA | (2) 20X20X4 Deep Pleated MERV 8 Filters | R-407C | NA | 460V | 11.7 Amps | NA | 3 | NA | 6.7 Ton | \Classifications\Building System Class\D30-HVAC Systems\D3050 - Package SYS\Air Conditioning,Split System - ACU | 1020133
16-A5 | 16-A5 New Hanford Courthouse | 16-A5-D3050-250-ACU26 | Ductless Split System OU-23 | Mitsubishi Electric | 31U00813B | PUZ-A42NHA5 | OM00039184 |  | Exterior Southside of Central Plant Building | NA | Polypropylene Honeycomb | R-410A | NA | 208/230V | 2 | NA | 1 | NA | 42,000 | \Classifications\Building System Class\D30-HVAC Systems\D3050 - Package SYS\Air Conditioning,Split System - ACU | 1020134
16-A5 | 16-A5 New Hanford Courthouse | 16-A5-D3050-250-ACU29 | Ductless Split System OU-26 | Mitsubishi Electric | 32002123B | PUZ-A42NHA5 | OM00039185 |  | Exterior Southside of Central Plant Building | NA | Polypropylene Honeycomb | R-410A | DNA | 208/230V | 2 | NA | 1 | NA | 42,000 | \Classifications\Building System Class\D30-HVAC Systems\D3050 - Package SYS\Air Conditioning,Split System - ACU | 1020135
16-A5 | 16-A5 New Hanford Courthouse | 16-A5-D3030-110-CTW01 | Cooling Tower CT-1 | Evapco, Inc. | 13-634896 (same nameplate at CTW02) | AT-29-124 | OM00039186 |  | 1st Flr. Central Plant Cooling Tower Yard | (1) B-173 | NA | NA | (1) 10HP | 460V | 12.6 A | NA | 3 | NA | NA | \Classifications\Building System Class\D30-HVAC Systems\D3030 - Cooling SYS\Cooling Tower - CTW | 1020136
16-A5 | 16-A5 New Hanford Courthouse | 16-A5-D3030-110-CTW02 | Cooling Tower CT-2 | Evapco, Inc. | 13-634896 (same nameplate at CTW01) | AT-29-124 | OM00039187 |  | 1st Flr. Central Plant Cooling Tower Yard | (1) B-173 | NA | NA | (1) 10HP | 460V | 12.6 A | NA | 3 | NA | NA | \Classifications\Building System Class\D30-HVAC Systems\D3030 - Cooling SYS\Cooling Tower - CTW | 1020137
16-A5 | 16-A5 New Hanford Courthouse | 16-A5-D5092-210-GEN01 | Emergency Generator GEN-1CP1 | Caterpillar | CAT00C27KGDS00553 | C27 | OM00039336 | Permit #C-8723-1-0 | 1st Flr. Cetral Plant Generator Enclosure | NA | NA | NA | NA | 480V | 750 kW | Diesel | 3 | NA | NA | \Classifications\Building System Class\D50-Electrical SYS\D5090 - Elec SYS\Emergency Generator - GEN | 1020138
16-A5 | 16-A5 New Hanford Courthouse | 16-A5-D3040-120-FCU01 | Fan Coil Unit FCU-1 | Trane | T15A01270 | BCVC054G2J0C3LN4F0000006B1000000000000A0 | OM00039337 |  | Basement Room 003 | (1) A43 | (4) 16x20x2 | NA | 1 | 460 | DNA | NA | 3 | NA | NA | \Classifications\Building System Class\D30-HVAC Systems\D3040 - Distribution SYS\Fan Coil Unit - FCU | 1020139
16-A5 | 16-A5 New Hanford Courthouse | 16-A5-D1010-100-ELE03 | Electric Traction Elevator 3 (Staff & Judges) | KONE | DNA | Unit #6028566 Equipment #20366361 | OM00039338 | State ID# 167451 | Basement Vestibule 020 | NA | NA | NA | NA | 480 | NA | NA | 3 | NA | NA | \Classifications\Building System Class\D10-Conveyance Systems\D1010 - Elevator\Elevator,Electric,Pass/Freight - ELE | 1020140
16-A5 | 16-A5 New Hanford Courthouse | 16-A5-D2023-100-BFP05 | 2" Irrigation Water reduced pressure back flow preventer BFP-5 | Wlkins | 3957218 | 975XL 2" | OM00039339 | ID#:5 | Exterior | NA | NA | NA | NA | NA | NA | NA | NA | NA | NA | \Classifications\Building System Class\D20-Plumbing\D2020 - Domestic Water\Backflow Preventer - BFP | 1020141
16-A5 | 16-A5 New Hanford Courthouse | 16-A5-D2023-100-BFP01 | 8" Fire Water Reduced Pressure Back Flow Perventer BFP-1 | Wilkins | V39446 | 350 ADA 8" | OM00039340 | ID#:1 | Exterior | NA | NA | NA | NA | NA | NA | NA | NA | NA | NA | \Classifications\Building System Class\D20-Plumbing\D2020 - Domestic Water\Backflow Preventer - BFP | 1020142
16-A5 | 16-A5 New Hanford Courthouse | 16-A5-D2023-100-BFP06 | 8" Irrigation Water reduced pressure back flow preventer BFP-6 | Wlkins | 3877513 | 950XL2 | OM00039343 | ID#:6 | Exterior | NA | NA | NA | NA | NA | NA | NA | NA | NA | NA | \Classifications\Building System Class\D20-Plumbing\D2020 - Domestic Water\Backflow Preventer - BFP | 1020143
16-A5 | 16-A5 New Hanford Courthouse | 16-A5-D2023-100-BFP07 | 3/4" Irrigation Water reduced pressure back flow preventer BFP-7 | Wlkins | 3877513 | 950XL2 | OM00039344 | ID#:7 | Exterior | NA | NA | NA | NA | NA | NA | NA | NA | NA | NA | \Classifications\Building System Class\D20-Plumbing\D2020 - Domestic Water\Backflow Preventer - BFP | 1020144
16-A5 | 16-A5 New Hanford Courthouse | 16-A5-D3050-250-ACU21 | Ductless Split System OU-19 | Mitsubishi Electric | 32U06794B | PUY-A12NHA4 | OM00039345 |  | Roof Westside | NA | Polypropylene Honeycomb | R-410A | NA | 208/230V | 1 | NA | 1 | NA | 12,000 | \Classifications\Building System Class\D30-HVAC Systems\D3050 - Package SYS\Air Conditioning,Split System - ACU | 1020145
16-A5 | 16-A5 New Hanford Courthouse | 16-A5-D3050-250-ACU20 | Ductless Split System OU-17 | Mitsubishi Electric | 32U02118B | PUY-A42NHA5 | OM00039346 |  | Roof Westside | NA | Polypropylene Honeycomb | R-410A | NA | 208/230V | 2 | NA | 1 | NA | 42,000 | \Classifications\Building System Class\D30-HVAC Systems\D3050 - Package SYS\Air Conditioning,Split System - ACU | 1020146
16-A5 | 16-A5 New Hanford Courthouse | 16-A5-D3050-250-ACU19 | Ductless Split System OU-16 | Mitsubishi Electric | 3XU01666A | PUY-A42NHA5 | OM00039347 |  | Roof Westside | NA | Polypropylene Honeycomb | R-410A | NA | 208/230V | 2 | NA | 1 | NA | 42,000 | \Classifications\Building System Class\D30-HVAC Systems\D3050 - Package SYS\Air Conditioning,Split System - ACU | 1020147
16-A5 | 16-A5 New Hanford Courthouse | 16-A5-D3050-250-ACU18 | Ductless Split System OU-15 | Mitsubishi Electric | 3XU01661A | PUY-A42NHA5 | OM00039348 |  | Roof Westside | NA | Polypropylene Honeycomb | R-410A | NA | 208/230V | 2 | NA | 1 | NA | 42,000 | \Classifications\Building System Class\D30-HVAC Systems\D3050 - Package SYS\Air Conditioning,Split System - ACU | 1020148
16-A5 | 16-A5 New Hanford Courthouse | 16-A5-D3050-250-ACU17 | Ductless Split System OU-14 | Mitsubishi Electric | 32U06779B | PUY-A12NHA4 | OM00039349 |  | Roof Westside | NA | Polypropylene Honeycomb | R-410A | NA | 208/230V | 1 | NA | 1 | NA | 12,000 | \Classifications\Building System Class\D30-HVAC Systems\D3050 - Package SYS\Air Conditioning,Split System - ACU | 1020149
16-A5 | 16-A5 New Hanford Courthouse | 16-A5-D3050-250-ACU16 | Ductless Split System OU-13 | Mitsubishi Electric | 3XU01670A | PUY-A42NHA5 | OM00039350 |  | Roof Westside | NA | Polypropylene Honeycomb | R-410A | NA | 208/230V | 2 | NA | 1 | NA | 42,000 | \Classifications\Building System Class\D30-HVAC Systems\D3050 - Package SYS\Air Conditioning,Split System - ACU | 1020150
16-A5 | 16-A5 New Hanford Courthouse | 16-A5-D3050-250-ACU15 | Ductless Split System OU-12 | Mitsubishi Electric | 3XU01668A | PUY-A42NHA5 | OM00039351 |  | Roof Westside | NA | Polypropylene Honeycomb | R-410A | NA | 208/230V | 3.50 Amps | NA | 1 | NA | 42,000 | \Classifications\Building System Class\D30-HVAC Systems\D3050 - Package SYS\Air Conditioning,Split System - ACU | 1020151
16-A5 | 16-A5 New Hanford Courthouse | 16-A5-D3050-250-ACU14 | Ductless Split System OU-11 | Mitsubishi Electric | 3XU01659A | PUY-A42NHA5 | OM00039352 |  | Roof Westside | NA | Polypropylene Honeycomb | R-410A | NA | 208/230V | 2 | NA | 1 | NA | 42,000 | \Classifications\Building System Class\D30-HVAC Systems\D3050 - Package SYS\Air Conditioning,Split System - ACU | 1020152
16-A5 | 16-A5 New Hanford Courthouse | 16-A5-D3050-250-ACU23 | Ductless Split System OU-21 | Mitsubishi Electric | 3XU01657A | PUY-A42NHA5 | OM00039353 |  | Roof Westside | NA | Polypropylene Honeycomb | R-410A | NA | 208/230V | 2 | NA | 1 | NA | 42,000 | \Classifications\Building System Class\D30-HVAC Systems\D3050 - Package SYS\Air Conditioning,Split System - ACU | 1020153
16-A5 | 16-A5 New Hanford Courthouse | 16-A5-D3050-250-ACU01 | Ductless Split System OU-1A | Liebert | Y14KG14980 | PFH067A-AH7 | OM00039354 |  | Roof Eastside | NA | (2) 20X20X4 Deep Pleated MERV 8 Filters | R-407C | .75 | 460V | 11.7 | NA | 3 | NA | 6.7 Ton | \Classifications\Building System Class\D30-HVAC Systems\D3050 - Package SYS\Air Conditioning,Split System - ACU | 1020154
16-A5 | 16-A5 New Hanford Courthouse | 16-A5-D3050-250-ACU02 | Ductless Split System OU-1B | Liebert | Y14KG14987 | PFH067A-AH7 | OM00039355 |  | Roof Eastside | NA | (2) 20X20X4 Deep Pleated MERV 8 Filters | R-407C | .75 | 460V | 11.7 | NA | 3 | NA | 6.7 Ton | \Classifications\Building System Class\D30-HVAC Systems\D3050 - Package SYS\Air Conditioning,Split System - ACU | 1020155
16-A5 | 16-A5 New Hanford Courthouse | 16-A5-D3050-250-ACU10 | Ductless Split System OU-7 | Mitsubishi Electric | 21U00882B | PUY-A42NHA5 | OM00039356 |  | Roof Eastside | NA | Polypropylene Honeycomb | R-410A | NA | 208/230V | 3.5 | NA | 1 | NA | 42,000 | \Classifications\Building System Class\D30-HVAC Systems\D3050 - Package SYS\Air Conditioning,Split System - ACU | 1020156
16-A5 | 16-A5 New Hanford Courthouse | 16-A5-D3021-130-BLR01 | Gas Fired Condensing Boiler B-1 | Aerco International, Inc. | G-14-0620 | BMK2000 GWBF9 | OM00043090 | PEER# C-7823-1-0 | 1st Flr. Central Plant Boiler Room C121 | NA | NA | NA | 2.0 blower | 120V | 15 Amps | Natural gas | 1 | 2,000,000 | 1,840,000 | \Classifications\Building System Class\D30-HVAC Systems\D3020 - Heat SYS\Boiler,Hot Water,Oil/Gas/Comb. - BLR | 1020157
16-A5 | 16-A5 New Hanford Courthouse | 16-A5-D3021-130-BLR02 | Gas Fired Condensing Boiler B-2 | Aerco International, Inc. | G-14-0622 | BMK2000 GWBF9 | OM00043091 | PEER# C-7823-2-0 | 1st Flr. Central Plant Boiler Room C121 | NA | NA | NA | 2.0 blower | 120V | 15 | Natural gas | 1 | 2,000,000 | 1,840,000 | \Classifications\Building System Class\D30-HVAC Systems\D3020 - Heat SYS\Boiler,Hot Water,Oil/Gas/Comb. - BLR | 1020158
16-A5 | 16-A5 New Hanford Courthouse | 16-A5-D3021-130-BLR03 | Gas Fired Condensing Boiler B-3 | Aerco International, Inc. | G-14-0621 | BMK2000 GWBF9 | OM00043092 | PEER# C-8723-3-0 | 1st Flr. Central Plant Boiler Room C121 | NA | NA | NA | 2.0 blower | 120 | 15 | Natural gas | 1 | 2,000,000 | 1,840,000 | \Classifications\Building System Class\D30-HVAC Systems\D3020 - Heat SYS\Boiler,Hot Water,Oil/Gas/Comb. - BLR | 1020159
16-A5 | 16-A5 New Hanford Courthouse | 16-A5-D3040-120-FCU03 | Fan Coil Unit FCU-3 | TRANE | T14G33952 | BCHC072G2 | OM00043097 |  | 1st. Flr. Boiler Room C102 | A 43 | 2" Pleated D-MERV 13 Throwaway Filter | NA | 1.5 HP | 460V | DNA | NA | 3 | NA | NA | \Classifications\Building System Class\D30-HVAC Systems\D3040 - Distribution SYS\Fan Coil Unit - FCU | 1020161
16-A5 | 16-A5 New Hanford Courthouse | 16-A5-D3031-130-CLR01 | 250 Ton Water Cooled Helical Rotary Chiller CH-1 | Trane | U14D08941 | RTWD250F2D0201A2AA3A3A1Y1E6A40AA100P10007C0100D0 | OM00043098 |  | 1st Flr. Central Plant Chiller Room C122 | NA | NA | R-134a | NA | 460 | 285 | NA | 3 | NA | NA | \Classifications\Building System Class\D30-HVAC Systems\D3030 - Cooling SYS\Chiller, Water Cooled - CLR | 1020162
16-A5 | 16-A5 New Hanford Courthouse | 16-A5-D3031-130-CLR02 | 250 Ton Water Cooled Helical Rotary Chiller CH-2 | Trane | U14D08942 | RTWD250F2 | OM00043099 |  | 1st Flr. Central Plant Chiller Room C122 | NA | NA | R-134a | NA | 460 | 285 | NA | 3 | NA | NA | \Classifications\Building System Class\D30-HVAC Systems\D3030 - Cooling SYS\Chiller, Water Cooled - CLR | 1020163
16-A5 | 16-A5 New Hanford Courthouse | 16-A5-D3060-100-RDS01 | Refrigerant Detection System | Chillgard | F15-400247755-10-001 | A-LE-D-4-1-0-1-1-4.0-0-0-200000 | OM00043100 |  | 1st Flr. Central Plant Chiller Room C122 | NA | NA | NA | NA | 24 | NA | NA | 1 | NA | NA | \Classifications\Building System Class\D30-HVAC Systems\D3060 - Control & Inst Air\Refrigerant Leak Detection System - RDS | 1020164
16-A5 | 16-A5 New Hanford Courthouse | 16-A5-D3050-250-ACU03 | Ductless Split System OU-2 | Mitsubishi Electric | 44U02468C | PUMY-P48NHMU | OM00043281 |  | Roof Eastside | NA | Polypropylene Honeycomb | R-410A | NA | 460V | 11.7 Amps | NA | 3 | NA | 48,000 | \Classifications\Building System Class\D30-HVAC Systems\D3050 - Package SYS\Air Conditioning,Split System - ACU | 1020165
16-A5 | 16-A5 New Hanford Courthouse | 16-A5-D3050-250-ACU05 | Ductless Split System OU-3B | Mitsubishi Electric | 3XU01639A | PUY-A42NHA5 | OM00043282 |  | Roof Eastside | NA | Polypropylene Honeycomb | R-410A | NA | 208/230 | 2 | NA | 1 | NA | 42,000 | \Classifications\Building System Class\D30-HVAC Systems\D3050 - Package SYS\Air Conditioning,Split System - ACU | 1020166
16-A5 | 16-A5 New Hanford Courthouse | 16-A5-D3050-250-ACU04 | Ductless Split System OU-3A | Mitsubishi Electric | 3XU01664A | PUY-A42NHA5 | OM00043283 |  | Roof Eastside | NA | Polypropylene Honeycomb | R-410A | NA | 208/230 | 2 | NA | 1 | NA | 42,000 | \Classifications\Building System Class\D30-HVAC Systems\D3050 - Package SYS\Air Conditioning,Split System - ACU | 1020167
16-A5 | 16-A5 New Hanford Courthouse | 16-A5-D3050-250-ACU07 | Ductless Split System OU-4B | Mitsubishi Electric | 3XU01660A | PUY-A42NHA5 | OM00043284 |  | Roof Eastside | NA | Polypropylene Honeycomb | R-410A | NA | 208/230 | 3.5 | NA | 1 | NA | 42,000 | \Classifications\Building System Class\D30-HVAC Systems\D3050 - Package SYS\Air Conditioning,Split System - ACU | 1020168
16-A5 | 16-A5 New Hanford Courthouse | 16-A5-D3050-250-ACU06 | Ductless Split System OU-4A | Mitsubishi Electric | 3XU01662A | PUY-A42NHA5 | OM00043285 |  | Roof Eastside | NA | Polypropylene Honeycomb | R-410A | NA | 208/230 | 3.5 | NA | 1 | NA | 42,000 | \Classifications\Building System Class\D30-HVAC Systems\D3050 - Package SYS\Air Conditioning,Split System - ACU | 1020169
16-A5 | 16-A5 New Hanford Courthouse | 16-A5-D3050-250-ACU08 | Ductless Split System OU-5 | Mitsubishi Electric | 3XU01665A | PUY-A42NHA5 | OM00043286 |  | Roof Eastside | NA | Polypropylene Honeycomb | R-410A | NA | 208/230V | 3.5 | NA | 1 | NA | 42,000 | \Classifications\Building System Class\D30-HVAC Systems\D3050 - Package SYS\Air Conditioning,Split System - ACU | 1020170
16-A5 | 16-A5 New Hanford Courthouse | 16-A5-D3050-250-ACU09 | Ductless Split System OU-6 | Mitsubishi Electric | 44U02267C | PUY-A42NHA5 | OM00043287 |  | Roof Eastside | NA | Polypropylene Honeycomb | R-410A | NA | 208/230 | 2 | NA | 1 | NA | 42,000 | \Classifications\Building System Class\D30-HVAC Systems\D3050 - Package SYS\Air Conditioning,Split System - ACU | 1020171
16-A5 | 16-A5 New Hanford Courthouse | 16-A5-D3050-250-ACU24 | Ductless Split System OU-22A | Liebert | Y14KG14986 | PFH067A-AH7 | OM00043288 |  | Roof Eastside | NA | (2) 20X20X4 Deep Pleated MERV 8 Filters | R-407C | .75 | 460 | 11.7 | NA | 3 | NA | 6.7 Ton | \Classifications\Building System Class\D30-HVAC Systems\D3050 - Package SYS\Air Conditioning,Split System - ACU | 1020172
16-A5 | 16-A5 New Hanford Courthouse | 16-A5-D3050-250-ACU25 | Ductless Split System OU-22B | Liebert | Y14KG14984 | PFH067A-AH7 | OM00043289 |  | Roof Eastside | NA | (2) 20X20X4 Deep Pleated MERV 8 Filters | R-407C | .75 | 460 | 11.7 | NA | 3 | NA | 6.7 Ton | \Classifications\Building System Class\D30-HVAC Systems\D3050 - Package SYS\Air Conditioning,Split System - ACU | 1020173
16-A5 | 16-A5 New Hanford Courthouse | 16-A5-D3050-250-ACU11 | Ductless Split System OU-8 | Mitsubishi Electric | 32U16164B | PUY-A24NHA4 | OM00043290 |  | Roof Eastside | NA | Polypropylene Honeycomb | R-410A | NA | 208/2230 | 2.63 | NA | 1 | NA | 24,000 | \Classifications\Building System Class\D30-HVAC Systems\D3050 - Package SYS\Air Conditioning,Split System - ACU | 1020174
16-A5 | 16-A5 New Hanford Courthouse | 16-A5-D3050-250-ACU12 | Ductless Split System OU-9 | Mitsubishi Electric | 32U02131B | PUY-A42NHA5 | OM00043291 |  | Roof Eastside | NA | Polypropylene Honeycomb | R-410A | NA | 208/230V | 3.5 | NA | 1 | NA | 42,000 | \Classifications\Building System Class\D30-HVAC Systems\D3050 - Package SYS\Air Conditioning,Split System - ACU | 1020175
16-A5 | 16-A5 New Hanford Courthouse | 16-A5-D3050-250-ACU13 | Ductless Split System OU-10 | Mitsubishi Electric | 45U18149C | PUY-A24NHA4 | OM00043292 |  | Roof Eastside | NA | Polypropylene Honeycomb | R-410A | NA | 208/230 | 2.63 | NA | 1 | NA | 24,000 | \Classifications\Building System Class\D30-HVAC Systems\D3050 - Package SYS\Air Conditioning,Split System - ACU | 1020176
16-A5 | 16-A5 New Hanford Courthouse | 16-A5-D3041-110-AHU02 | Air Handler Unit AHU-2 | Dynamic Air Technology, Inc. | D-14-065 | D-AHU-40 | OM00043293 |  | Roof East Penthouse | Direct Drive | Pre-Filters: MERV- 8 30% Efficiency Qty (20) 24"X24"X2" Final Filters: MERV-13 85% Efficiency Qty (20) 24"X24"X12" | NA | (4) 15Hp Supply, (4) 5Hp Return | 460 | (S) - 18.1A (R) - 7.4A | NA | 3 | NA | NA | \Classifications\Building System Class\D30-HVAC Systems\D3040 - Distribution SYS\Air Handling Unit - AHU | 1020177
16-A5 | 16-A5 New Hanford Courthouse | 16-A5-D3041-110-AHU01 | Air Handler Unit AHU-1 | Dynamic Air Technology, Inc. | D-14-064 | D-AHU-12 | OM00043294 |  | Roof East Penthouse | Direct Drive | Pre-Filters: MERV- 8 30% Efficiency Qty (6) 24"X24"X2", Qty (2) 12"X24"X2" Final Filters: MERV-13 85% Efficiency Qty (6) 24"X24"X12", Qty (2) 12"X24"X12" | NA | (2) 7.5Hp Supply, (2) 2Hp Return | 460 | (S) - 9.4A (R) - 3.15A | NA | 3 | NA | NA | \Classifications\Building System Class\D30-HVAC Systems\D3040 - Distribution SYS\Air Handling Unit - AHU | 1020178
16-A5 | 16-A5 New Hanford Courthouse | 16-A5-D3041-110-AHU04 | Air Handler Unit AHU-4 | Dynamic Air Technology, Inc. | D-14-067 | D-AHU-4 | OM00043295 |  | Roof East Penthouse | Direct Drive | See Notes: OSA Pre-Filters: MERV- 8 30% Efficiency Qty (3) 24"X24"X2", Qty (3) 24"X12"X2" OSA Final Filters: MERV-13 85% Efficiency Qty (3) 24"X24"X12", Qty (3) 24"X12"X12" Return Air Filters: (3) 24"x24"x2", (3) 12"x24"x2" | NA | (1) 5Hp Supply, (1) 5Hp Return | 460 | (S) - 6.7A (R) - 6.7A | NA | 3 | NA | NA | \Classifications\Building System Class\D30-HVAC Systems\D3040 - Distribution SYS\Air Handling Unit - AHU | 1020179
16-A5 | 16-A5 New Hanford Courthouse | 16-A5-D3041-110-AHU03 | Air Handler Unit AHU-3 | Dynamic Air Technology, Inc. | D-14-066 | D-AHU-30 | OM00043296 |  | Roof East Penthouse | Direct Drive | See Notes: Pre-Filters: MERV- 8 30% Efficiency Qty (16) 24"X24"X2", Qty (4) 12"X24"X2" Final Filters: MERV-13 85% Efficiency Qty (16) 24"X24"X12", Qty (4) 12"X24"X12" | NA | (4) 10Hp Supply, (4) 3Hp Return | 460 | (S) - 12A (R) - 4.6A | NA | 3 | NA | NA | \Classifications\Building System Class\D30-HVAC Systems\D3040 - Distribution SYS\Air Handling Unit - AHU | 1020180
16-A5 | 16-A5 New Hanford Courthouse | 16-A5-D3042-220-EFN01 | Exhaust Fan EF-1A | Greenheck | 13999194 | QEI-16-I-20 | OM00043297 |  | Basement Room 001 | AP50 | NA | NA | 2 | 460 | DNA | NA | 3 | NA | NA | \Classifications\Building System Class\D30-HVAC Systems\D3040 - Distribution SYS\Supply/Exhaust/Return fans- FAN | 1020181
16-A5 | 16-A5 New Hanford Courthouse | 16-A5-D3042-220-EFN02 | Exhaust Fan EF-1B | Greenheck | 13999195 | QEI-12-I-5 | OM00043298 |  | Basement Room 023 | 4L430R | NA | NA | 1/3 | 460 | 9 | NA | 3 | NA | NA | \Classifications\Building System Class\D30-HVAC Systems\D3040 - Distribution SYS\Supply/Exhaust/Return fans- FAN | 1020182
16-A5 | 16-A5 New Hanford Courthouse | 16-A5-D4010-150-FMS02 | Stand Pipe Fire Riser 002 | Transbay Fire Protection | NA | Various | OM00043299 |  | Basement Sallyport | NA | NA | NA | NA | NA | NA | NA | NA | NA | NA | \Classifications\Building System Class\D40-Fire Protection SYS\D4010 - Sprinkler SYS\Fire Systems, stand pipes - FMS | 1020183
16-A5 | 16-A5 New Hanford Courthouse | 16-A5-D4010-150-FMS03 | Stand Pipe Fire Riser 003 | Transbay Fire Protection | NA | Various | OM00043300 |  | Basement Stairwell #3 | NA | NA | NA | NA | NA | NA | NA | NA | NA | NA | \Classifications\Building System Class\D40-Fire Protection SYS\D4010 - Sprinkler SYS\Fire Systems, stand pipes - FMS | 1020184
16-A5 | 16-A5 New Hanford Courthouse | 16-A5-D4010-150-FMS04 | Stand Pipe Fire Riser 004 | Transbay Fire Protection | NA | Various | OM00043301 |  | 1st Flr. Stairwell #3 | NA | NA | NA | NA | NA | NA | NA | NA | NA | NA | \Classifications\Building System Class\D40-Fire Protection SYS\D4010 - Sprinkler SYS\Fire Systems, stand pipes - FMS | 1020185
16-A5 | 16-A5 New Hanford Courthouse | 16-A5-D4010-150-FMS05 | Stand Pipe Fire Riser 005 | Transbay Fire Protection | NA | Various | OM00043302 |  | 2nd. Flr. Stairwell #3 | NA | NA | NA | NA | NA | NA | NA | NA | NA | NA | \Classifications\Building System Class\D40-Fire Protection SYS\D4010 - Sprinkler SYS\Fire Systems, stand pipes - FMS | 1020186
16-A5 | 16-A5 New Hanford Courthouse | 16-A5-D4010-150-FMS06 | Stand Pipe Fire Riser 006 | Transbay Fire Protection | NA | Various | OM00043303 |  | 3rd. Flr. Stairwell #3 | NA | NA | NA | NA | NA | NA | NA | NA | NA | NA | \Classifications\Building System Class\D40-Fire Protection SYS\D4010 - Sprinkler SYS\Fire Systems, stand pipes - FMS | 1020187
16-A5 | 16-A5 New Hanford Courthouse | 16-A5-D4010-150-FMS07 | Stand Pipe Fire Riser 007 | Transbay Fire Protection | NA | Various | OM00043304 |  | 4th. Flr. Stairwell #3 | NA | NA | NA | NA | NA | NA | NA | NA | NA | NA | \Classifications\Building System Class\D40-Fire Protection SYS\D4010 - Sprinkler SYS\Fire Systems, stand pipes - FMS | 1020188
16-A5 | 16-A5 New Hanford Courthouse | 16-A5-D4010-150-FMS01 | Stand Pipe Fire Riser 001 | Transbay Fire Protection | NA | Various | OM00043318 |  | 1st Flr. Central Plant Fire Water Pump Room C120 | NA | NA | NA | NA | NA | NA | NA | NA | NA | NA | \Classifications\Building System Class\D40-Fire Protection SYS\D4010 - Sprinkler SYS\Fire Systems, stand pipes - FMS | 1020189
16-A5 | 16-A5 New Hanford Courthouse | 16-A5-D5092-100-UPS01 | Uninterruptible Power Supply System UPS-BA1 | Liebert | 2101200325 2154010001 | 38SA160A0A00 | OM00043357 |  | Basement UPS Room 021 | NA | Reusable foam filters | NA | NA | 480Y/277V, 4-Wire, 65KAIC | 160kVA/144kW | Electric and lead-sulfuric acid | 3 | NA | NA | \Classifications\Building System Class\D50-Electrical SYS\D5090 - Elec SYS\Uninterruptible Power System - UPS | 1020190
16-A5 | 16-A5 New Hanford Courthouse | 16-A5-D3068-100-BAS01 | BAS Work Station | Dell | 7NM5L52 | Optiplex 3020 | OM00043364 |  | 1st Flr. JCC Maintenance Office | NA | NA | NA | NA | 115 | DNA | NA | DNA | NA | NA | \Classifications\Building System Class\D30-HVAC Systems\D3060 - Control & Inst Air\Building Automation System - BAS | 1020191
16-A5 | 16-A5 New Hanford Courthouse | 16-A5-D5037-710-FAP01 | Main Fire Alarm Control Panel FACP | MFG. Edwards Installing contractor Red Wave Communication | DNA | EST3 | OM00043377 |  | 1st Flr. Communications Room 188 | NA | NA | NA | NA | 120 | NA | NA | 1 | NA | NA | \Classifications\Building System Class\D50-Electrical SYS\D5030 - Comm & Security\Fire Alarm Panel - FAP | 1020192
16-A5 | 16-A5 New Hanford Courthouse | 16-A5-D1010-100-ELE02 | Electric Traction Elevator 2 (Public) | KONE | 20366360 | Unit #6028566 Equipment #20366360 | OM00043378 | State ID# 170022 | 1st Flr. South Corridor 104 | NA | NA | NA | NA | 480 | NA | NA | 3 | NA | NA | \Classifications\Building System Class\D10-Conveyance Systems\D1010 - Elevator\Elevator,Electric,Pass/Freight - ELE | 1020193
16-A5 | 16-A5 New Hanford Courthouse | 16-A5-D1010-100-ELE01 | Electric Traction Elevator 1 (Public) | KONE | 20366359 | Unit #6028566 Equipment #20366359 | OM00043379 | State ID# 170021 | 1st Flr. South Corridor 104 | NA | NA | NA | NA | 480 | NA | NA | 3 | NA | NA | \Classifications\Building System Class\D10-Conveyance Systems\D1010 - Elevator\Elevator,Electric,Pass/Freight - ELE | 1020194
16-A5 | 16-A5 New Hanford Courthouse | 16-A5-D4010-150-FMS08 | Stand Pipe Fire Riser 008 | Transbay Fire Protection | NA | Various | OM00043380 |  | Basement Near Stairwell #3 | NA | NA | NA | NA | NA | NA | NA | NA | NA | NA | \Classifications\Building System Class\D40-Fire Protection SYS\D4010 - Sprinkler SYS\Fire Systems, stand pipes - FMS | 1020195
16-A5 | 16-A5 New Hanford Courthouse | 16-A5-D1010-100-ELE04 | Electric Traction Elevator 4 (Inmate Detention Only)) | KONE | 20366362 | Unit #6028566 Equipment #20366362 | OM00043381 | State ID# 170024 | Basement West end Corridor 004 | NA | NA | NA | NA | 480 | NA | NA | 3 | NA | NA | \Classifications\Building System Class\D10-Conveyance Systems\D1010 - Elevator\Elevator,Electric,Pass/Freight - ELE | 1020196
16-A5 | 16-A5 New Hanford Courthouse | 16-A5-D1010-100-ELE05 | Electric Traction Elevator 5 (Inmate Detention Only)) | KONE | 20366363 | Unit #6028566 Equipment #20366363 | OM00043383 | State ID# 170023 P E #5 | Basement East end Corridor 004 | NA | NA | NA | NA | 480 | NA | NA | 3 | NA | NA | \Classifications\Building System Class\D10-Conveyance Systems\D1010 - Elevator\Elevator,Electric,Pass/Freight - ELE | 1020197
16-A5 | 16-A5 New Hanford Courthouse | 16-A5-D4031-100-FEX39 | Fire Extinguishers | NA | NA | NA | OM00043396 |  | Throughout Building | NA | NA | NA | NA | NA | NA | NA | NA | NA | NA | \Classifications\Building System Class\D40-Fire Protection SYS\D4030 - FIRE SPEC\Fire Extinguisher - FEX | 1020198
16-A5 | 16-A5 New Hanford Courthouse | 16-A5-D5092-250-EML102 | Emergency Lighting | NA | NA | NA | OM00043397 |  | Throughout Building | NA | NA | NA | NA | NA | NA | NA | NA | NA | NA | \Classifications\Building System Class\D50-Electrical SYS\D5090 - Elec SYS\Emergency And Exit Lighting - EML | 1020199
16-A5 | 16-A5 New Hanford Courthouse | 16-A5-D4010-150-FMS09 | Stand Pipe Fire Riser 009 | Transbay Fire Protection | NA | Various | OM00043400 |  | 1st Flr. Stairwell #2 | NA | NA | NA | NA | NA | NA | NA | NA | NA | NA | \Classifications\Building System Class\D40-Fire Protection SYS\D4010 - Sprinkler SYS\Fire Systems, stand pipes - FMS | 1020200
16-A5 | 16-A5 New Hanford Courthouse | 16-A5-B3010-100-RUF01 | Roof | Silka Sarafil | NA | NA | OM00043402 |  | Roof | NA | NA | NA | NA | NA | NA | NA | NA | NA | NA | \Classifications\Building System Class\B30-Roofing\B3010 - Roof Types\Roof - RUF | 1020201
16-A5 | 16-A5 New Hanford Courthouse | 16-A5-B2010-100-BLD01 | Building Structure | NA | NA | NA | OM00043403 |  | Throughout Building | NA | NA | NA | NA | NA | NA | NA | NA | NA | NA | \Classifications\Building System Class\B20-General Building Exterior\B2010 - Exterior Walls\Building - BLD | 1020202
16-A5 | 16-A5 New Hanford Courthouse | 16-A5-D3040-120-FCU04 | Fan Coil Unit FCU-4 | Trane | No Nameplate | HUVC1001 | OM00043404 |  | 2nd. Flr. Stairwell #2 | NA | 2" Pleated D-MERV 8 Throwaway Filter | NA | DNA | 115 | 15 | NA | 1 | NA | NA | \Classifications\Building System Class\D30-HVAC Systems\D3040 - Distribution SYS\Fan Coil Unit - FCU | 1020203
16-A5 | 16-A5 New Hanford Courthouse | 16-A5-D3040-120-FCU09 | Fan Coil Unit FCU-9 | Trane | No Nameplate | HUVC1001 | OM00043405 |  | 4th. Flr. Stairwell #2 | NA | 2" Pleated D-MERV 8 Throwaway Filter | NA | DNA | 115 | 15 | NA | 1 | NA | NA | \Classifications\Building System Class\D30-HVAC Systems\D3040 - Distribution SYS\Fan Coil Unit - FCU | 1020204
16-A5 | 16-A5 New Hanford Courthouse | 16-A5-D3040-120-FCU08 | Fan Coil Unit FCU-8 | Trane | No Nameplate | HUVC1501 | OM00043406 |  | 4th. Flr. Stairwell #4 | NA | 2" Pleated D-MERV 8 Throwaway Filter | NA | DNA | 115 | 15 | NA | 1 | NA | NA | \Classifications\Building System Class\D30-HVAC Systems\D3040 - Distribution SYS\Fan Coil Unit - FCU | 1020205
16-A5 | 16-A5 New Hanford Courthouse | 16-A5-D3040-120-FCU11 | Fan Coil Unit FCU-11 | Trane | No Nameplate | HUVC1001 | OM00043407 |  | 4th. Flr. Stairwell #3 | NA | 2" Pleated D-MERV 8 Throwaway Filter | NA | DNA | 115 | 15 | NA | 1 | NA | NA | \Classifications\Building System Class\D30-HVAC Systems\D3040 - Distribution SYS\Fan Coil Unit - FCU | 1020206
16-A5 | 16-A5 New Hanford Courthouse | 16-A5-D3040-120-FCU07 | Fan Coil Unit FCU-7 | Trane | No Nameplate | HUVC1001 | OM00043408 |  | 2nd. Flr. Stairwell #3 | NA | 2" Pleated D-MERV 8 Throwaway Filter | NA | DNA | 115 | 15 | NA | 1 | NA | NA | \Classifications\Building System Class\D30-HVAC Systems\D3040 - Distribution SYS\Fan Coil Unit - FCU | 1020207
16-A5 | 16-A5 New Hanford Courthouse | 16-A5-D3040-120-FCU05 | Fan Coil Unit FCU-5 | Trane | No Nameplate | HUVC1001 | OM00043409 |  | 2nd. Flr. Stairwell #4 | NA | 2" Pleated D-MERV 8 Throwaway Filter | NA | DNA | 115 | 15 | NA | 1 | NA | NA | \Classifications\Building System Class\D30-HVAC Systems\D3040 - Distribution SYS\Fan Coil Unit - FCU | 1020208
16-A5 | 16-A5 New Hanford Courthouse | 16-A5-D3040-120-FCU06 | Fan Coil Unit FCU-6 | Trane | No Nameplate | HUVC1001 | OM00043410 |  | 2nd. Flr. Stairwell #1 | NA | 2" Pleated D-MERV 8 Throwaway Filter | NA | DNA | 115 | 15 | NA | 1 | NA | NA | \Classifications\Building System Class\D30-HVAC Systems\D3040 - Distribution SYS\Fan Coil Unit - FCU | 1020209
16-A5 | 16-A5 New Hanford Courthouse | 16-A5-D4010-150-FMS10 | Stand Pipe Fire Riser 010 | Transbay Fire Protection | NA | Various | OM00043411 |  | 1st Flr. Stairwell #1 | NA | NA | NA | NA | NA | NA | NA | NA | NA | NA | \Classifications\Building System Class\D40-Fire Protection SYS\D4010 - Sprinkler SYS\Fire Systems, stand pipes - FMS | 1020210
16-A5 | 16-A5 New Hanford Courthouse | 16-A5-D3040-120-FCU10 | Fan Coil Unit FCU-10 | Trane | No Nameplate | HUVC1501 | OM00043412 |  | 4th. Flr. Stairwell #1 | NA | 2" Pleated D-MERV 8 Throwaway Filter | NA | DNA | 115 | 15 | NA | 1 | NA | NA | \Classifications\Building System Class\D30-HVAC Systems\D3040 - Distribution SYS\Fan Coil Unit - FCU | 1020211
16-A5 | 16-A5 New Hanford Courthouse | 16-A5-D4010-150-FMS11 | Stand Pipe Fire Riser 011 | Transbay Fire Protection | NA | Various | OM00043487 |  | Basement Stairwell #4 | NA | NA | NA | NA | NA | NA | NA | NA | NA | NA | \Classifications\Building System Class\D40-Fire Protection SYS\D4010 - Sprinkler SYS\Fire Systems, stand pipes - FMS | 1020212
16-A5 | 16-A5 New Hanford Courthouse | 16-A5-D5011-240-TRN16 | Dry Type Transformer ST-5B1 | GE Genral Electric | 1M0001AKY | 9T83C9874G20 | OM00039153 |  | Roof Electric Room 507 | NA | NA | NA | NA | 480V/208Y/120V | 75kVA | NA | 3 | NA | NA | \Classifications\Building System Class\D50-Electrical SYS\D5010 - Elec Service & Dist\Transformer - TRN | 1020213
16-A5 | 16-A5 New Hanford Courthouse | 16-A5-D5011-240-TRN11 | Dry Type Transformer T-5B1 | GE Genral Electric | 1M0349664 | 9T83C9141G15 | OM00039154 |  | Roof Electrical Room 507 | NA | NA | NA | NA | 480V/208Y/120V | 15kVA | NA | 3 | NA | NA | \Classifications\Building System Class\D50-Electrical SYS\D5010 - Elec Service & Dist\Transformer - TRN | 1020214
16-A5 | 16-A5 New Hanford Courthouse | 16-A5-D5010-234-ATS01 | Fire Pump System Automatic Transfer Switch ATS-FP1 | Metron | 23389149 | MTS-100 | OM00039167 |  | 1st Flr. Cetral Plant Fire Pump Room C120 | NA | NA | NA | NA | 480 | 100 | NA | 3 | NA | NA | \Classifications\Building System Class\D50-Electrical SYS\D5010 - Elec Service & Dist\Automatic Transfer Switch - ATS | 1020215
16-A5 | 16-A5 New Hanford Courthouse | 16-A5-D3031-100-PCH01 | Chilled Water Secondary Pump P-1 | Taco | C1403190912 | Pump - FI4013E2MCJ2L0A Motor - EM2539T | OM00039168 |  | 1st Flr. Central Plant Chiller Room C122 | NA | NA | NA | 40 | 230/460 | 49 | NA | 3 | NA | NA | \Classifications\Building System Class\D30-HVAC Systems\D3030 - Cooling SYS\Chilled Water Pump - PCH | 1020216
16-A5 | 16-A5 New Hanford Courthouse | 16-A5-D3031-100-PCH02 | Chilled Water Secondary Pump P-2 | Taco | C1403190902 | Pump - FI4013E2MCJ2L0A Motor - EM2539T | OM00039169 |  | 1st Flr. Central Plant Chiller Room C122 | NA | NA | NA | 40 | 230/460 | 49 | NA | 3 | NA | NA | \Classifications\Building System Class\D30-HVAC Systems\D3030 - Cooling SYS\Chilled Water Pump - PCH | 1020217
16-A5 | 16-A5 New Hanford Courthouse | 16-A5-D3031-100-PCH03 | Chilled Water Primary Pump P-3 | Taco | Z1403100331 | Pump - FI4013E2HCJ2L0A Motor - EM2513T | OM00039170 |  | 1st Flr. Central Plant Chiller Room C122 | NA | NA | NA | 15 | 230/460 | 17.7 | NA | 3 | NA | NA | \Classifications\Building System Class\D30-HVAC Systems\D3030 - Cooling SYS\Chilled Water Pump - PCH | 1020218
16-A5 | 16-A5 New Hanford Courthouse | 16-A5-D3031-100-PCH04 | Chilled Water Primary Pump P-4 | Taco | Z1403100356 | Pump - FI4013E2HCJ2L0A Motor - EM2513T | OM00039171 |  | 1st Flr. Central Plant Chiller Room C122 | NA | NA | NA | 15 | 230/460 | 17.7 | NA | 3 | NA | NA | \Classifications\Building System Class\D30-HVAC Systems\D3030 - Cooling SYS\Chilled Water Pump - PCH | 1020219
16-A5 | 16-A5 New Hanford Courthouse | 16-A5-D3031-100-PCH05 | Condensing Water Pump P-9 | Taco | C1403200022 | Pump - FI5013E2KCL2L0A Motor - EM2524T | OM00039172 |  | 1st Flr. Central Plant Chiller Room C122 | NA | NA | NA | 15 | 230/460V | 41/20.5 | NA | 3 | NA | NA | \Classifications\Building System Class\D30-HVAC Systems\D3030 - Cooling SYS\Chilled Water Pump - PCH | 1020220
16-A5 | 16-A5 New Hanford Courthouse | 16-A5-D3031-100-PCH06 | Condensing Water Pump P-10 | Taco | C1405150027 | Pump - FI5013 Motor - EM2524T | OM00039173 |  | Central Plant Chiller Room C122 | NA | NA | NA | 15 | 230/460V | 41/20.5 | NA | 3 | NA | NA | \Classifications\Building System Class\D30-HVAC Systems\D3030 - Cooling SYS\Chilled Water Pump - PCH | 1020221
16-A5 | 16-A5 New Hanford Courthouse | 16-A5-D3031-100-PCH07 | Glycol Feed Pump | Leeson | 103493 | A4S17DB17A | OM00039179 |  | 1st Flr. Central Plant Chiller Room C122 | NA | NA | NA | 1/3 | 115 | 6A | NA | 1 | NA | NA | \Classifications\Building System Class\D30-HVAC Systems\D3030 - Cooling SYS\Chilled Water Pump - PCH | 1020222
16-A5 | 16-A5 New Hanford Courthouse | 16-A5-D3031-100-PCH08 | Cooling Tower #1 Water Filtration Pump | WEG | 102270530 | 00536EP35184JM-W22 | OM00039188 |  | 1st Flr. Central Plant Cooling Tower Yard | NA | NA | NA | DNA | 460 | 5.9 | NA | 3 | NA | NA | \Classifications\Building System Class\D30-HVAC Systems\D3030 - Cooling SYS\Chilled Water Pump - PCH | 1020223
16-A5 | 16-A5 New Hanford Courthouse | 16-A5-D3031-100-PCH09 | Cooling Tower #2 Water Filtration Pump | WEG | 102270520 | 00536EP35184JM-W22 | OM00039333 |  | 1st Flr. Central Plant Cooling Tower Yard | NA | NA | NA | DNA | 460 | 5.9 | NA | 3 | NA | NA | \Classifications\Building System Class\D30-HVAC Systems\D3030 - Cooling SYS\Chilled Water Pump - PCH | 1020224
16-A5 | 16-A5 New Hanford Courthouse | 16-A5-D5010-200-ESD03 | Distribution Panel Board DPH-1CP2 | GE Genral Electric | NA | APNB2306FH2A | OM00039334 |  | 1st Flr. Cetral Plant Generator Enclosure | NA | NA | NA | NA | 480Y/277V, 4-Wire, 65KAIC | 600Amp | NA | 3 | NA | NA | \Classifications\Building System Class\D50-Electrical SYS\D5010 - Elec Service & Dist\Electical Service and Distribution - ESD | 1020225
16-A5 | 16-A5 New Hanford Courthouse | 16-A5-D5010-200-ESD12 | Distribution Panel Board EDSH-1CP1 | GE Genral Electric | NA | NA | OM00039335 |  | 1st Flr. Cetral Plant Generator Enclosure | NA | NA | NA | NA | 480Y/277V, 4-Wire, 65KAIC | 2000Amp | NA | 3 | NA | NA | \Classifications\Building System Class\D50-Electrical SYS\D5010 - Elec Service & Dist\Electical Service and Distribution - ESD | 1020226
16-A5 | 16-A5 New Hanford Courthouse | 16-A5-D5011-240-TRN01 | Dry Type Transformer T-1CP1 | GE Genral Electric | 1M0000WOK | 9T83C9142G15 | OM00043077 |  | 1st Flr. Central Plant Main Electric Room C117 | NA | NA | NA | NA | 480V/208Y/120V | 30kVA | NA | 3 | NA | NA | \Classifications\Building System Class\D50-Electrical SYS\D5010 - Elec Service & Dist\Transformer - TRN | 1020227
16-A5 | 16-A5 New Hanford Courthouse | 16-A5-D5010-200-ESD01 | Main Electrical Breaker | GE Power Break II | P24000628000102 | SSF40G440 | OM00043078 |  | 1st Flr. Central Plant Main Electric Room C117 | NA | NA | NA | NA | 600 VAC | 400A | NA | 3 | NA | NA | \Classifications\Building System Class\D50-Electrical SYS\D5010 - Elec Service & Dist\Electical Service and Distribution - ESD | 1020228
16-A5 | 16-A5 New Hanford Courthouse | 16-A5-D5010-234-ATS04 | Automatic Transfer Switch SATS-1CP1 | Caterpillar | NA | ATC-800 | OM00043079 |  | 1st Flr. Cetral Plant Electrical Life Safety Room C119 | NA | NA | NA | NA | 460 | 800 | NA | 3 | NA | NA | \Classifications\Building System Class\D50-Electrical SYS\D5010 - Elec Service & Dist\Automatic Transfer Switch - ATS | 1020229
16-A5 | 16-A5 New Hanford Courthouse | 16-A5-D5010-200-ESD07 | Distrubution Panel Board ODPH-1CP1 | GE Genral Electric | NA | APNB2804FH2TA | OM00043081 |  | 1st Flr. Cetral Plant Electrical Life Safety Room C119 | NA | NA | NA | NA | 480Y/277V, 4-Wire, 65KAIC | 400 | NA | 3 | NA | NA | \Classifications\Building System Class\D50-Electrical SYS\D5010 - Elec Service & Dist\Electical Service and Distribution - ESD | 1020230
16-A5 | 16-A5 New Hanford Courthouse | 16-A5-D5011-240-TRN12 | Dry Type Transformer OT-1CP1 | GE Genral Electric | 224878 | 9T83C9431G13 | OM00043082 |  | 1st Flr. Cetral Plant Electrical Life Safety Room C119 | NA | NA | NA | NA | 480V/208Y/120V | 15kVA | NA | 3 | NA | NA | \Classifications\Building System Class\D50-Electrical SYS\D5010 - Elec Service & Dist\Transformer - TRN | 1020231
16-A5 | 16-A5 New Hanford Courthouse | 16-A5-D5011-240-TRN02 | Dry Type Transformer ST-1CP1 | GE Genral Electric | 1M0337667 | 9T83C9142G15 | OM00043083 |  | 1st Flr. Central Plant Main Electric Room C117 | NA | NA | NA | NA | 480V/208Y/120V | 30kVA | NA | 3 | NA | NA | \Classifications\Building System Class\D50-Electrical SYS\D5010 - Elec Service & Dist\Transformer - TRN | 1020232
16-A5 | 16-A5 New Hanford Courthouse | 16-A5-D5011-240-TRN08 | Dry Type Transformer ET-1CP1 | GE Genral Electric | 1M0332701 | 9T83C9141G15 | OM00043084 |  | 1st Flr. Cetral Plant Electrical Life Safety Room C119 | NA | NA | NA | NA | 480V/208Y/120V | 15kVA | NA | 3 | NA | NA | \Classifications\Building System Class\D50-Electrical SYS\D5010 - Elec Service & Dist\Transformer - TRN | 1020233
16-A5 | 16-A5 New Hanford Courthouse | 16-A5-D5010-200-ESD06 | Distrubution Panel Board EDPH-1CP1 | GE Genral Electric | NA | APNB2802FH2TA | OM00043085 |  | 1st Flr. Cetral Plant Electrical Life Safety Room C119 | NA | NA | NA | NA | 480Y/277V, 4-Wire, 65KAIC | 250Amp | NA | 3 | NA | NA | \Classifications\Building System Class\D50-Electrical SYS\D5010 - Elec Service & Dist\Electical Service and Distribution - ESD | 1020234
16-A5 | 16-A5 New Hanford Courthouse | 16-A5-D5010-234-ATS02 | Automatic Transfer Switch EATS-1CP1 | Caterpillar | NA | ATC-800 | OM00043086 |  | 1st Flr. Cetral Plant Electrical Life Safety Room C119 | NA | NA | NA | NA | 480 | 260 | NA | 3 | NA | NA | \Classifications\Building System Class\D50-Electrical SYS\D5010 - Elec Service & Dist\Automatic Transfer Switch - ATS | 1020235
16-A5 | 16-A5 New Hanford Courthouse | 16-A5-D5010-200-ESD09 | Distrubution Panel Board SDPH-1CP1 | GE Genral Electric | NA | APNB2806FH2TB | OM00043087 |  | 1st Flr. Cetral Plant Electrical Life Safety Room C119 | NA | NA | NA | NA | 480Y/277V, 4-Wire, 65KAIC | 600 | NA | 3 | NA | NA | \Classifications\Building System Class\D50-Electrical SYS\D5010 - Elec Service & Dist\Electical Service and Distribution - ESD | 1020236
16-A5 | 16-A5 New Hanford Courthouse | 16-A5-D3044-125-PHW02 | Heating Water Secondary Pump P-6 | Taco | Z1402240234 | Pump - FI2511E2HCJ2L0A Motor - EM2513T | OM00043088 |  | 1st Flr. Central Plant Boiler Room C121 | NA | NA | NA | 15 | 230/460 | 17.7 | NA | 3 | NA | NA | \Classifications\Building System Class\D30-HVAC Systems\D3040 - Distribution SYS\Hot Water Pump - PHW | 1020237
16-A5 | 16-A5 New Hanford Courthouse | 16-A5-D3044-125-PHW01 | Heating Water Secondary Pump P-5 | Taco | Z1403100256 | Pump - FI2511E2HCJ2L0A Motor - EM2513T | OM00043089 |  | 1st Flr. Central Plant Boiler Room C121 | NA | NA | NA | 15 | 230/460 | 17.7 | NA | 3 | NA | NA | \Classifications\Building System Class\D30-HVAC Systems\D3040 - Distribution SYS\Hot Water Pump - PHW | 1020238
16-A5 | 16-A5 New Hanford Courthouse | 16-A5-D3044-125-PHW03 | Heating Water Boiler Primary Pump P-7 | Taco | Motor F1404040344 | Pump - FI2511E2HCJ2L0A Motor - EM2513T | OM00043094 |  | 1st Flr. Central Plant Boiler Room C121 | NA | NA | NA | 2 | 230/460V | 7.1/3.5 | NA | 3 | NA | NA | \Classifications\Building System Class\D30-HVAC Systems\D3040 - Distribution SYS\Hot Water Pump - PHW | 1020239
16-A5 | 16-A5 New Hanford Courthouse | 16-A5-D3044-125-PHW04 | Heating Water Boiler Primary Pump P-8 | Taco | Motor F1404040334 | KV2508 | OM00043095 |  | 1st Flr. Central Plant Boiler Room C121 | NA | NA | NA | 2 | 230/460V | 7.1/3.5 | NA | 3 | NA | NA | \Classifications\Building System Class\D30-HVAC Systems\D3040 - Distribution SYS\Hot Water Pump - PHW | 1020240
16-A5 | 16-A5 New Hanford Courthouse | 16-A5-D3044-125-PHW05 | Heating Water Boiler Primary Pump P-11 | Taco | Motor F1404040349 | KV2508 | OM00043096 |  | 1st Flr. Central Plant Boiler Room C121 | NA | NA | NA | 2 | 230/460V | 7.1/3.5 | NA | 3 | NA | NA | \Classifications\Building System Class\D30-HVAC Systems\D3040 - Distribution SYS\Hot Water Pump - PHW | 1020241
16-A5 | 16-A5 New Hanford Courthouse | 16-A5-B2034-400-DOH02 | Sallyport Motorized Roll-up Door 023 | Cornell | MGH0I03311EXRC01509 | MGH33 | OM00043317 |  | Basement Sallyport 023 | NA | NA | NA | 1/3 | 115 | 3a | NA | 1 | NA | NA | \Classifications\Building System Class\B20-General Building Exterior\B2030 - Exterior Doors\Door,Overhead-Shutter,Manual,Elec,Roll-up - DOH | 1020242
16-A5 | 16-A5 New Hanford Courthouse | 16-A5-G2023-150-PEG01 | Sallyport/Secure Parking Roll gates (Entrance) | Hysecurity | SL15-1523-786 | Slidesmart DC15 | OM00043319 |  | Exterior Sallyport/Secure Parking Roll gates (Entrance) | 1 belt, # not available | NA | NA | DNA | 115/230 | 3/1.5a | NA | 1 | NA | NA | \Classifications\Building System Class\G20-Other Systems\G2020 - Parking Lots\Secured Parking Gate - PEG | 1020243
16-A5 | 16-A5 New Hanford Courthouse | 16-A5-G2023-150-PEG02 | Sallyport/Secure Parking Roll gates (Exit) | Hysecurity | SL15-1523-785 | Slidesmart DC15 | OM00043320 |  | ExteriorSallyport/Secure Parking Roll gates (Exit) | 1 belt, # not available | NA | NA | DNA | 115/230 | 3/1.5a | NA | 1 | NA | NA | \Classifications\Building System Class\G20-Other Systems\G2020 - Parking Lots\Secured Parking Gate - PEG | 1020244
16-A5 | 16-A5 New Hanford Courthouse | 16-A5-D5011-240-TRN03 | Dry Type Transformer T-1A2 | GE Genral Electric | 1M0001AS9 | 9T61C9874G23 | OM00043321 |  | 1st Flr. Electric Room 139 | NA | NA | NA | NA | 480V/208Y/120V | 75kVA | NA | 3 | NA | NA | \Classifications\Building System Class\D50-Electrical SYS\D5010 - Elec Service & Dist\Transformer - TRN | 1020245
16-A5 | 16-A5 New Hanford Courthouse | 16-A5-D5011-240-TRN13 | Dry Type Transformer ST-1A1 | GE Genral Electric | 1M0001DBX | 9T83C9143G15 | OM00043322 |  | 1st Flr. Electric Room 139 | NA | NA | NA | NA | 480V/208Y/120V | 45kVA | NA | 3 | NA | NA | \Classifications\Building System Class\D50-Electrical SYS\D5010 - Elec Service & Dist\Transformer - TRN | 1020246
16-A5 | 16-A5 New Hanford Courthouse | 16-A5-D5011-240-TRN06 | Dry Type Transformer T-1A1 | GE Genral Electric | 1M0350996 | 9T61C9872G23 | OM00043323 |  | 1st Flr. Electric room 187 | NA | NA | NA | NA | 480V/208Y/120V | 30kVA | NA | 3 | NA | NA | \Classifications\Building System Class\D50-Electrical SYS\D5010 - Elec Service & Dist\Transformer - TRN | 1020247
16-A5 | 16-A5 New Hanford Courthouse | 16-A5-D5010-200-ESD10 | Distrubution Panel Board DSH-1A1 | GE Genral Electric | NA | Spectra Series | OM00043324 |  | 1st Flr. Electrical Room 139 | NA | NA | NA | NA | 480Y/277V, 4-Wire, 65KAIC | 1200 | NA | 3 | NA | NA | \Classifications\Building System Class\D50-Electrical SYS\D5010 - Elec Service & Dist\Electical Service and Distribution - ESD | 1020248
16-A5 | 16-A5 New Hanford Courthouse | 16-A5-D5010-200-ESD08 | Distribution Panel Board SDPH-1A1 | GE Genral Electric | NA | Spectra Series | OM00043325 |  | 1st Flr. Electrical Room 139 | NA | NA | NA | NA | 480Y/277V, 4-Wire, 65KAIC | 400 | NA | 3 | NA | NA | \Classifications\Building System Class\D50-Electrical SYS\D5010 - Elec Service & Dist\Electical Service and Distribution - ESD | 1020249
16-A5 | 16-A5 New Hanford Courthouse | 16-A5-D5010-200-ESD05 | Distrubution Panel Board EDPH-1A1 | GE Genral Electric | AXS5T687 | AEF3422KBX | OM00043326 |  | 1st Flr. Electrical Room 195 | NA | NA | NA | NA | 480Y/277V, 4-Wire, 65KAIC | 225 | NA | 3 | NA | NA | \Classifications\Building System Class\D50-Electrical SYS\D5010 - Elec Service & Dist\Electical Service and Distribution - ESD | 1020250
16-A5 | 16-A5 New Hanford Courthouse | 16-A5-D5011-240-TRN05 | Dry Type Transformer T-1B1 | GE Genral Electric | 1M0348750 | 9T61C9875G23 | OM00043327 |  | 1st Flr. Electric room 187 | NA | NA | NA | NA | 480V/208Y/120V | 112.5kVA | NA | 3 | NA | NA | \Classifications\Building System Class\D50-Electrical SYS\D5010 - Elec Service & Dist\Transformer - TRN | 1020251
16-A5 | 16-A5 New Hanford Courthouse | 16-A5-D5011-240-TRN14 | Dry Type Transformer ST-1B1 | GE Genral Electric | 1M0001D8G | 9T83C9143G15 | OM00043328 |  | 1st Flr. Electric Room 187 | NA | NA | NA | NA | 480V/208Y/120V | 45kVA | NA | 3 | NA | NA | \Classifications\Building System Class\D50-Electrical SYS\D5010 - Elec Service & Dist\Transformer - TRN | 1020252
16-A5 | 16-A5 New Hanford Courthouse | 16-A5-D5011-240-TRN07 | Dry Type Transformer ET-1B1 | GE Genral Electric | 1M0354264 | 9T83C9141G15 | OM00043329 |  | 1st Flr. Electric room 187 | NA | NA | NA | NA | 480V/208Y/120V | 15kVa | NA | 3 | NA | NA | \Classifications\Building System Class\D50-Electrical SYS\D5010 - Elec Service & Dist\Transformer - TRN | 1020253
16-A5 | 16-A5 New Hanford Courthouse | 16-A5-D5011-240-TRN15 | Dry Type Transformer ST-5A1 | GE Genral Electric | 1M0001AM0 | 9T83C9874G20 | OM00043330 |  | Electric Room 508 | NA | NA | NA | NA | 480V/208Y/120V | 75kVA | NA | 3 | NA | NA | \Classifications\Building System Class\D50-Electrical SYS\D5010 - Elec Service & Dist\Transformer - TRN | 1020254
16-A5 | 16-A5 New Hanford Courthouse | 16-A5-D5011-240-TRN10 | Dry Type Transformer T-5A1 | GE Genral Electric | 1M0348818 | 9T83C9141G15 | OM00043331 |  | Electrical Room 508 | NA | NA | NA | NA | 480V/208Y/120V | 15kVA | NA | 3 | NA | NA | \Classifications\Building System Class\D50-Electrical SYS\D5010 - Elec Service & Dist\Transformer - TRN | 1020255
16-A5 | 16-A5 New Hanford Courthouse | 16-A5-D5011-240-TRN04 | Dry Type Transformer T-2A1 | GE Genral Electric | 1M0001AQR | 9T61C9874G23 | OM00043332 |  | 2nd. Flr. Electric room 244 | NA | NA | NA | NA | 480V/208Y/120V | 75kVA | NA | 3 | NA | NA | \Classifications\Building System Class\D50-Electrical SYS\D5010 - Elec Service & Dist\Transformer - TRN | 1020256
16-A5 | 16-A5 New Hanford Courthouse | 16-A5-D5010-200-ESD04 | Distribution Panel Board DPH-2A1 | GE Genral Electric | AXS5B7 | ASF3244KBX | OM00043333 |  | 2nd. Flr. Electrical Room 244 | NA | NA | NA | NA | 480Y/277V, 4-Wire, 65KAIC | 400 | NA | 3 | NA | NA | \Classifications\Building System Class\D50-Electrical SYS\D5010 - Elec Service & Dist\Electical Service and Distribution - ESD | 1020257
16-A5 | 16-A5 New Hanford Courthouse | 16-A5-D5011-240-TRN09 | Dry Type Transformer ET-3B1 | GE Genral Electric | 1M0351706 | 9T83C9141G15 | OM00043334 |  | 3rd. Flr. Electrical Room 376 | NA | NA | NA | NA | 480V/208Y/120V | 15kVA | NA | 3 | NA | NA | \Classifications\Building System Class\D50-Electrical SYS\D5010 - Elec Service & Dist\Transformer - TRN | 1020258
16-A5 | 16-A5 New Hanford Courthouse | 16-A5-D2022-100-HWE01 | Solar Electric Domestic Water Heater EWH-1 | Lochinvar | L14I00076698 | SET119 | OM00043335 |  | 4th. Flr. 436A | NA | NA | NA | NA | 240 v | 19A | Solar | 1 | DNA | DNA | \Classifications\Building System Class\D20-Plumbing\D2020 - Domestic Water\Domestic Water Heater, Electric - HWE | 1020259
16-A5 | 16-A5 New Hanford Courthouse | 16-A5-D2023-310-WBS04 | Domestic Hot Water Booster Pump BP-4 | Grundfos | Part # 52588510P1 | UPS26-99U CMBE 3-51 | OM00043336 |  | 4th. Flr. 436A | NA | NA | NA | 1.012 Hp | 115 | DNA | Solar | 1 | NA | NA | \Classifications\Building System Class\D20-Plumbing\D2020 - Domestic Water\Domestic Water Booster System - WBS | 1020260
16-A5 | 16-A5 New Hanford Courthouse | 16-A5-D2023-310-HWP01 | Domestic Hot Water Circulating Pump HWP-1 | Grundfos | Part # 95906632 | UPS 26-155 SF | OM00043337 |  | 4th. Flr. 436A | NA | NA | NA | 1/4 Hp 87 Watts | 115V | DNA | NA | 1 | NA | NA | \Classifications\Building System Class\D20-Plumbing\D2020 - Domestic Water\Domestic Hot Water Circulating Pump - HWP | 1020261
16-A5 | 16-A5 New Hanford Courthouse | 16-A5-D2023-310-HWP02 | Domestic Hot Water Circulating Pump HWP-2 | Grundfos | Part #59896773P1 | UPS 15-55-SFC | OM00043338 |  | 4th. Flr. 436A | NA | NA | NA | 1/4 Hp 87 Watts | 115V | DNA | NA | 1 | NA | NA | \Classifications\Building System Class\D20-Plumbing\D2020 - Domestic Water\Domestic Hot Water Circulating Pump - HWP | 1020262
16-A5 | 16-A5 New Hanford Courthouse | 16-A5-D2023-310-WBS01 | Domestic Water Booster Pump BP-1 | Armstrong | 005402H474 | 134L0202 | OM00043349 |  | Basement Pump Room 019 | NA | NA | NA | 5 | 460 | 7.4 | NA | 3 | NA | NA | \Classifications\Building System Class\D20-Plumbing\D2020 - Domestic Water\Domestic Water Booster System - WBS | 1020263
16-A5 | 16-A5 New Hanford Courthouse | 16-A5-D2023-310-WBS02 | Domestic Water Booster Pump BP-2 | Armstrong | 005602H025 | 134L0202 | OM00043350 |  | Basement Pump Room 019 | NA | NA | NA | 5 | 460 | 7.4 | NA | 3 | NA | NA | \Classifications\Building System Class\D20-Plumbing\D2020 - Domestic Water\Domestic Water Booster System - WBS | 1020264
16-A5 | 16-A5 New Hanford Courthouse | 16-A5-D2023-310-WBS03 | Domestic Water Booster Pump BP-3 | Armstrong | 005502H474 | 134L0202 | OM00043351 |  | Basement Pump Room 019 | NA | NA | NA | 5 | 460 | 7.4 | NA | 3 | NA | NA | \Classifications\Building System Class\D20-Plumbing\D2020 - Domestic Water\Domestic Water Booster System - WBS | 1020265
16-A5 | 16-A5 New Hanford Courthouse | 16-A5-D2023-310-HWP03 | Domestic Hot Water Circulating Pump HWP-3 | Grundfos | NA | UPS 15-55-SFC | OM00043352 |  | Basement Pump Room 019 | NA | NA | NA | 1/3 | 115 | DNA | NA | 1 | NA | NA | \Classifications\Building System Class\D20-Plumbing\D2020 - Domestic Water\Domestic Hot Water Circulating Pump - HWP | 1020266
16-A5 | 16-A5 New Hanford Courthouse | 16-A5-D2022-100-HWE02 | Electric Water Heater | Rheem | Q031523711 | ELD52-B | OM00043353 |  | Basement Pump Room 019 | NA | NA | NA | NA | 208 | DNA | Electric | 1 | DNA | DNA | \Classifications\Building System Class\D20-Plumbing\D2020 - Domestic Water\Domestic Water Heater, Electric - HWE | 1020267
16-A5 | 16-A5 New Hanford Courthouse | 16-A5-D2030-410-PMS01 | Domestic Hot Water Circulating Pump (2 pump system) | Weil - California Hydronics | DNA | Pumps: W-2515-14-3" andControl Panel:W-8165-T-040-D | OM00043354 |  | Basement Pump Room 019 | NA | NA | NA | 1.5 | 460 | DNA | NA | 3 | NA | NA | \Classifications\Building System Class\D20-Plumbing\D2030 - Sani Waste\Sewage Ejector Pump - PMS | 1020268
16-A5 | 16-A5 New Hanford Courthouse | 16-A5-D5011-240-TRN17 | Dry Type Transformer UT-BA1 | GE Genral Electric | 1M0348986 | 9T61C9876G23 | OM00043356 |  | Basement UPS Room 021 | NA | NA | NA | NA | 480V/208Y/120V | 150kVA | NA | 3 | NA | NA | \Classifications\Building System Class\D50-Electrical SYS\D5010 - Elec Service & Dist\Transformer - TRN | 1020269
16-A5 | 16-A5 New Hanford Courthouse | 16-A5-B2034-400-DOH01 | Secured Parking Motorized Roll-up Door 001A | Cornell | MGHL3311EHL | MGH33 | OM00043358 |  | Basement Secured Parking 001 | NA | NA | NA | 1/3 | 115 | 3 | NA | 1 | NA | NA | \Classifications\Building System Class\B20-General Building Exterior\B2030 - Exterior Doors\Door,Overhead-Shutter,Manual,Elec,Roll-up - DOH | 1020270
16-A5 | 16-A5 New Hanford Courthouse | 16-A5-D2040-100-PSU01 | Storm Drain Lift Station Pumps (2 pump system) | HOMA | DNA | AMX 334-155/2.9 T/C | OM00043359 |  | Exterior Eastside of Sallyport Entrance | NA | NA | NA | 2.9 | 460 | DNA | NA | 3 | NA | NA | \Classifications\Building System Class\D20-Plumbing\D2040 - Rain Drain\Sump Pump - PSU | 1020271
16-A5 | 16-A5 New Hanford Courthouse | 16-A5-D5010-200-ESD11 | Distribution Panel Board DPH-1CP1 | Genral Electric Spectra Series | A-Series II | Cat #APNB2806FH2B | OM00043361 |  | 1st Flr. Chiller Room C122 | NA | NA | NA | NA | 480Y/277V, 4-Wire, 65KAIC | 600 | NA | 3 | NA | NA | \Classifications\Building System Class\D50-Electrical SYS\D5010 - Elec Service & Dist\Electical Service and Distribution - ESD | 1020272
16-A5 | 16-A5 New Hanford Courthouse | 16-A5-D2023-310-WBS05 | Irrigation Booster Pump | Pentair | 1114002 | JBMF3-40S | OM00043362 |  | Exterior South East planter near Kings County Drive | NA | NA | NA | 1.5 | 208/460 | 4.7 | NA | 3 | NA | NA | \Classifications\Building System Class\D20-Plumbing\D2020 - Domestic Water\Domestic Water Booster System - WBS | 1020273
16-A5 | 16-A5 New Hanford Courthouse | 16-A5-D5010-200-ESD02 | Distribution Panel Board DPH-1B1 | GE Genral Electric | NA | APNB2304FH2A | OM00043365 |  | 1st Flr. Electrical Room 187 | NA | NA | NA | NA | 480Y/277V, 4-Wire, 65KAIC | 400 | NA | 3 | NA | NA | \Classifications\Building System Class\D50-Electrical SYS\D5010 - Elec Service & Dist\Electical Service and Distribution - ESD | 1020274
16-A5 | 16-A5 New Hanford Courthouse | 16-A5-B2033-120-DOR01 | ADA Double Door Front Exit (North) | Kawnee | DNA | DNA | OM00043366 |  | 1st Flr. Front Exit | NA | NA | NA | DNA | DNA | DNA | NA | DNA | NA | NA | \Classifications\Building System Class\B20-General Building Exterior\B2030 - Exterior Doors\Door,Automatic-Sliding,Revolving - DOR | 1020275
16-A5 | 16-A5 New Hanford Courthouse | 16-A5-B2033-120-DOR02 | ADA Double Door Front Exit (South) | Kawnee | DNA | DNA | OM00043367 |  | 1st Flr. Front Exit | NA | NA | NA | DNA | DNA | DNA | NA | DNA | NA | NA | \Classifications\Building System Class\B20-General Building Exterior\B2030 - Exterior Doors\Door,Automatic-Sliding,Revolving - DOR | 1020276
16-A5 | 16-A5 New Hanford Courthouse | 16-A5-B2033-120-DOR03 | ADA Double Door Front Entrance (West) | Kawnee | DNA | DNA | OM00043368 |  | 1st Flr. Front Entrance | NA | NA | NA | DNA | DNA | DNA | NA | DNA | NA | NA | \Classifications\Building System Class\B20-General Building Exterior\B2030 - Exterior Doors\Door,Automatic-Sliding,Revolving - DOR | 1020277
16-A5 | 16-A5 New Hanford Courthouse | 16-A5-B2033-120-DOR04 | ADA Double Door Front Entrance (East) | Kawnee | DNA | DNA | OM00043369 |  | 1st Flr. Front Entrance | NA | NA | NA | DNA | DNA | DNA | NA | DNA | NA | NA | \Classifications\Building System Class\B20-General Building Exterior\B2030 - Exterior Doors\Door,Automatic-Sliding,Revolving - DOR | 1020278
16-A5 | 16-A5 New Hanford Courthouse | 16-A5-D2023-310-WBS06 | Heating water makeup booster pump | Grundfos | NA | A-98810924P21544 | OM00043488 |  | 1st Flr. Central Plant Boiler Room C121 | NA | NA | NA | NA | 115 | NA | NA | NA | NA | NA | \Classifications\Building System Class\D20-Plumbing\D2020 - Domestic Water\Domestic Water Booster System - WBS | 1020279
16-A5 | 16-A5 New Hanford Courthouse | 16-A5-B2033-120-DOR05 | Detention Secured Roll Gate | DNA | DNA | DNA | OM00043385 |  | Basement Tunnel | NA | NA | NA | DNA | 115V | 1.5A | NA | 1 | NA | NA | \Classifications\Building System Class\B20-General Building Exterior\B2030 - Exterior Doors\Door,Automatic-Sliding,Revolving - DOR | 1020290
16-A5 | 16-A5 New Hanford Courthouse | 16-A5-C1020-110-FRD17 | Tunnel Fire Door 004A | Door Components | WHI - 296010 | NA | OM00043485 |  | Basement Tunnel 004A | NA | NA | NA | NA | NA | NA | NA | NA | NA | NA | \Classifications\Building System Class\C10-General Building Interior\C1020 - Fire Doors\Fire Doors - FRD | 1020291
16-A5 | 16-A5 New Hanford Courthouse | 16-A5-C1020-110-FRD18 | Tunnel Fire Door 004B | Door Components | WHI - 296011 | NA | OM00043486 |  | Basement Tunnel 004A | NA | NA | NA | NA | NA | NA | NA | NA | NA | NA | \Classifications\Building System Class\C10-General Building Interior\C1020 - Fire Doors\Fire Doors - FRD | 1020292
16-A5 | 16-A5 New Hanford Courthouse | 16-A5-C1020-110-FRD19 | Hortizontal Sliding Accordian Fire Door 103A | WON-DOOR Corp | 00643 | FG-90-CS | OM00043348 |  | 1st Flr. Public Corridor 104 East | NA | NA | NA | NA | NA | NA | NA | NA | NA | NA | \Classifications\Building System Class\C10-General Building Interior\C1020 - Fire Doors\Fire Doors - FRD | 1020293
16-A5 | 16-A5 New Hanford Courthouse | 16-A5-C1020-110-FRD20 | Horizontal Sliding Accordion Fire Door 201A | WON-DOOR Corp | 00447A | FG-90-CS | OM00043346 |  | Floor 2 Public Corridor 201 East | NA | NA | NA | NA | NA | NA | NA | NA | NA | NA | \Classifications\Building System Class\C10-General Building Interior\C1020 - Fire Doors\Fire Doors - FRD | 1020294
16-A5 | 16-A5 New Hanford Courthouse | 16-A5-C1020-110-FRD21 | Hortizontal Sliding Accordian Fire Door 201B | WON-DOOR Corp | 00445A | FG-90-CS | OM00043347 |  | 2nd. Flr. Public Corridor 201 West | NA | NA | NA | NA | NA | NA | NA | NA | NA | NA | \Classifications\Building System Class\C10-General Building Interior\C1020 - Fire Doors\Fire Doors - FRD | 1020295
16-A5 | 16-A5 New Hanford Courthouse | 16-A5-C1020-110-FRD22 | Horizontal Sliding Accordion Fire Door 201C | WON-DOOR Corp | A31298731 | FG-90-CSE | OM00043345 |  | 2nd. Floor Public Corridor 201 East | NA | NA | NA | NA | NA | NA | NA | NA | NA | NA | \Classifications\Building System Class\C10-General Building Interior\C1020 - Fire Doors\Fire Doors - FRD | 1020296
16-A5 | 16-A5 New Hanford Courthouse | 16-A5-C1020-110-FRD23 | Horizontal Sliding Accordion Fire Door 301A | WON-DOOR Corp | 00446A | FG-90-CS | OM00043340 |  | 3rd. Floor Public Corridor 301 East | NA | NA | NA | NA | NA | NA | NA | NA | NA | NA | \Classifications\Building System Class\C10-General Building Interior\C1020 - Fire Doors\Fire Doors - FRD | 1020297
16-A5 | 16-A5 New Hanford Courthouse | 16-A5-C1020-110-FRD24 | Horizontal Sliding Accordion Fire Door 301B | WON-DOOR Corp | 00448A | FG-90-CS | OM00043342 |  | 3rd. Flr. Public Corridor 301 West | NA | NA | NA | NA | NA | NA | NA | NA | NA | NA | \Classifications\Building System Class\C10-General Building Interior\C1020 - Fire Doors\Fire Doors - FRD | 1020298
16-A5 | 16-A5 New Hanford Courthouse | 16-A5-C1020-110-FRD25 | Horizontal Sliding Accordion Fire Door 301C | WON-DOOR Corp | A31298730 | FG-90-CSE | OM00043341 |  | 3rd. Flr. Public Corridor 201 East | NA | NA | NA | NA | NA | NA | NA | NA | NA | NA | \Classifications\Building System Class\C10-General Building Interior\C1020 - Fire Doors\Fire Doors - FRD | 1020299
16-A5 | 16-A5 New Hanford Courthouse | 16-A5-C1020-110-FRD26 | Horizontal Sliding Accordion Fire Door 401A | WON-DOOR Corp | 00444A | FG-90-CS | OM00043343 |  | 4th. Flr. Public Corridor 401 East | NA | NA | NA | NA | NA | NA | NA | NA | NA | NA | \Classifications\Building System Class\C10-General Building Interior\C1020 - Fire Doors\Fire Doors - FRD | 1020300
16-A5 | 16-A5 New Hanford Courthouse | 16-A5-C1020-110-FRD27 | Horizontal Sliding Accordion Fire Door 401B | WON-DOOR Corp | 00449A | FG-90-CS | OM00043344 |  | Floor 4 Public Corridor 401 West | NA | NA | NA | NA | NA | NA | NA | NA | NA | NA | \Classifications\Building System Class\C10-General Building Interior\C1020 - Fire Doors\Fire Doors - FRD | 1020301
16-A5 | 16-A5 New Hanford Courthouse | 16-A5-D5010-234-ATS03 | Automatic Transfer Switch OATS-1CP1 | Caterpillar | NA | ATC-800 | OM00043080 |  | 1st Flr. Cetral Plant Electrical Life Safety Room C119 | NA | NA | NA | NA | 460V | 400 Amp |  | 3 | NA | NA | \Classifications\Building System Class\D50-Electrical SYS\D5010 - Elec Service & Dist\Automatic Transfer Switch - ATS | 1020302
16-A5 | 16-A5 New Hanford Courthouse | 16-A5-D3042-220-EFN09 | Atrium Exhaust Fan #4 | Greenheck | 13973164 | Cube-300-20-F | OM00039162 |  | Roof | AP-38 (2 per fan) | NA | NA | 2 Hp | 460V | 2.9A | NA | DNA | NA | NA | \Classifications\Building System Class\D30-HVAC Systems\D3040 - Distribution SYS\Supply/Exhaust/Return fans- FAN | 1020303
16-A5 | 16-A5 New Hanford Courthouse | 16-A5-C1020-110-FRD28 | Horizontal Sliding Accordion Fire Door 401C | WON-DOOR Corp | A31298729 | FG-90-CSE | OM00043339 |  | Floor 4 Public Corridor 401 East | NA | NA | NA | NA | NA | NA | NA | NA | NA | NA | \Classifications\Building System Class\C10-General Building Interior\C1020 - Fire Doors\Fire Doors - FRD | 1020311
16-A5 | 16-A5 New Hanford Courthouse | 16-A5-C1020-110-FRD29 | Elevator #3 Double Door Fire Door #1 | Metal Manufactoring Company | WHI - 009068 | DNA | OM00043374 |  | Floor 1 Elevator #3 | NA | NA | NA | NA | NA | NA | NA | NA | NA | NA | \Classifications\Building System Class\C10-General Building Interior\C1020 - Fire Doors\Fire Doors - FRD | 1020312
16-A5 | 16-A5 New Hanford Courthouse | 16-A5-C1020-110-FRD14 | Elevator #3 Double Door Fire Door #2 | Metal Manufactoring Company | WHI - 008990 | DNA | OM00043393 |  | Floor 2 Elevator #3 | NA | NA | NA | NA | NA | NA | NA | NA | NA | NA | \Classifications\Building System Class\C10-General Building Interior\C1020 - Fire Doors\Fire Doors - FRD | 1020313
16-A5 | 16-A5 New Hanford Courthouse | 16-A5-C1020-110-FRD15 | Elevator #3 Double Door Fire Door #3 | Metal Manufactoring Company | WHI - 009014 | DNA | OM00043394 |  | Floor 3 Elevator #3 | NA | NA | NA | NA | NA | NA | NA | NA | NA | NA | \Classifications\Building System Class\C10-General Building Interior\C1020 - Fire Doors\Fire Doors - FRD | 1020314
16-A5 | 16-A5 New Hanford Courthouse | 16-A5-C1020-110-FRD16 | Elevator #3 Double Door Fire Door #4 | Metal Manufactoring Company | WHI - 009026 | DNA | OM00043395 |  | Floor 4 Elevator #3 | NA | NA | NA | NA | NA | NA | NA | NA | NA | NA | \Classifications\Building System Class\C10-General Building Interior\C1020 - Fire Doors\Fire Doors - FRD | 1020315
16-A5 | 16-A5 New Hanford Courthouse | 16-A5-C1020-110-FRD01 | North East Wall Atrium Rolling Fire Door Service Window 151C | Cornell | S025020424-002 | ERD10 | OM00043370 |  | 1st Flr. Atrium 103 | NA | NA | NA | 1/3 | 115 | DNA | NA | 1 | NA | NA | \Classifications\Building System Class\C10-General Building Interior\C1020 - Fire Doors\Fire Doors - FRD | 1020316
16-A5 | 16-A5 New Hanford Courthouse | 16-A5-C1020-110-FRD02 | South East Atrium Rolling Fire Door Service Window 151C | Cornell | DNA | ERD10 | OM00043371 |  | Floor 1 Atrium 103 South East Wall | NA | NA | NA | 1/3 | 115 | DNA | NA | 1 | NA | NA | \Classifications\Building System Class\C10-General Building Interior\C1020 - Fire Doors\Fire Doors - FRD | 1020317
16-A5 | 16-A5 New Hanford Courthouse | 16-A5-C1020-110-FRD03 | Atrium Rolling Fire Door Service Window 182D | Cornell | S025020424-004 | ERD10 | OM00043372 |  |  | NA | NA | NA | 1/3 | 115 | DNA | NA | 1 | NA | NA | \Classifications\Building System Class\C10-General Building Interior\C1020 - Fire Doors\Fire Doors - FRD | 1020318
16-A5 | 16-A5 New Hanford Courthouse | 16-A5-C1020-110-FRD04 | Atrium Rolling Fire Door Service Window 182C | Cornell | DNA | ERD10 | OM00043373 |  | Floor 1 Atrium 103 | NA | NA | NA | 1/3 | 115 | DNA | NA | 1 | NA | NA | \Classifications\Building System Class\C10-General Building Interior\C1020 - Fire Doors\Fire Doors - FRD | 1020319
16-A5 | 16-A5 New Hanford Courthouse | 16-A5-C1020-110-FRD05 | Basement Smoke Guard Detention Elevator #4 smoke doors 022E | Smoke Guard | 4018739 | Model 400 | OM00043382 |  | West Basement Corridor 004 | NA | NA | NA | NA | 480 | NA | NA | 3 | NA | NA | \Classifications\Building System Class\C10-General Building Interior\C1020 - Fire Doors\Fire Doors - FRD | 1020320
16-A5 | 16-A5 New Hanford Courthouse | 16-A5-C1020-110-FRD06 | Basement Smoke Guard Detention Elevator #5 smoke doors 022F | Smoke Guard | 4018742 | Model 400 | OM00043384 |  | East Basement Corridor 004 | NA | NA | NA | NA | 480 | NA | NA | 3 | NA | NA | \Classifications\Building System Class\C10-General Building Interior\C1020 - Fire Doors\Fire Doors - FRD | 1020321
16-A5 | 16-A5 New Hanford Courthouse | 16-A5-C1020-110-FRD07 | 3rd Floor Smoke Guard Detention Elevator #5 smoke doors 300O | Smoke Guard | DNA | Model 400 | OM00043387 |  | Floor 3 East Holding Corridor 325 | NA | NA | NA | NA | 480 | NA | NA | 3 | NA | NA | \Classifications\Building System Class\C10-General Building Interior\C1020 - Fire Doors\Fire Doors - FRD | 1020322
16-A5 | 16-A5 New Hanford Courthouse | 16-A5-C1020-110-FRD08 | 2nd Floor Smoke Guard Detention Elevator #5 Smoke door | Smoke Guard | DNA | Model 400 | OM00043386 |  | 2nd. Flr. East Holding Corridor | NA | NA | NA | NA | 480 | NA | NA | 3 | NA | NA | \Classifications\Building System Class\C10-General Building Interior\C1020 - Fire Doors\Fire Doors - FRD | 1020323
16-A5 | 16-A5 New Hanford Courthouse | 16-A5-C1020-110-FRD09 | 3rd Floor Smoke Guard Detention Elevator #4 Smoke door | Smoke Guard | DNA | Model 400 | OM00043389 |  | 2nd. Flr. West Holding Corridor | NA | NA | NA | NA | 480 | NA | NA | 3 | NA | NA | \Classifications\Building System Class\C10-General Building Interior\C1020 - Fire Doors\Fire Doors - FRD | 1020324
16-A5 | 16-A5 New Hanford Courthouse | 16-A5-C1020-110-FRD10 | 4th Floor Smoke Guard Detention Elevator #4 smoke doors 400T | Smoke Guard | DNA | Model 400 | OM00043391 |  | 4th. Flr. West Holding Corridor 462 | NA | NA | NA | NA | 480 | NA | NA | 3 | NA | NA | \Classifications\Building System Class\C10-General Building Interior\C1020 - Fire Doors\Fire Doors - FRD | 1020325
16-A5 | 16-A5 New Hanford Courthouse | 16-A5-C1020-110-FRD11 | Basement Smoke Guard Staff/Judges Elevator #3 smoke doors 022D | Smoke Guard | 4018734 | Model 400 | OM00043392 |  | East Basement Corridor 004 | NA | NA | NA | NA | 480 | NA | NA | 3 | NA | NA | \Classifications\Building System Class\C10-General Building Interior\C1020 - Fire Doors\Fire Doors - FRD | 1020326
16-A5 | 16-A5 New Hanford Courthouse | 16-A5-C1020-110-FRD12 | 4th Floor Smoke Guard Detention Elevator #5 smoke doors 400V | Smoke Guard | 4018738 | Model 400 | OM00043388 |  | 4th. Flr. East Holding Corridor 462 | NA | NA | NA | NA | 480 | NA | NA | 3 | NA | NA | \Classifications\Building System Class\C10-General Building Interior\C1020 - Fire Doors\Fire Doors - FRD | 1020327
16-A5 | 16-A5 New Hanford Courthouse | 16-A5-C1020-110-FRD13 | 3rd Floor Smoke Guard Detention Elevator #4 smoke doors 300S | Smoke Guard | DNA | Model 400 | OM00043390 |  | 3rd. Flr. West Holding Corridor 364 | NA | NA | NA | NA | 480 | NA | NA | 3 | NA | N | \Classifications\Building System Class\C10-General Building Interior\C1020 - Fire Doors\Fire Doors - FRD | 1020328
16-A5 | 16-A5 New Hanford Courthouse | 16-A5-D2090-230-WIP01 | Chem Injection Pump #1 | Pulsa Tron | 551664 | LB03SA-VTC1-XXX | OM00039174 |  | Floor 1 Central Plant Chiller Room C122 | NA | NA | NA | NA | 115 | 0.4A | NA | 1 | NA | NA | \Classifications\Building System Class\D20-Plumbing\D2090 - Other Plumbing SYS\Water Treatment Inhibitor Pump - WIP | 1020329
16-A5 | 16-A5 New Hanford Courthouse | 16-A5-D2090-230-WIP02 | Chem Injection Pump #2 | Pulsa Tron | 551666 | LBO2SA-VVC9-XXX | OM00039175 |  | Floor 1 Central Plant Chiller Room C122 | NA | NA | NA | NA | 115 | 0.4A | NA | 1 | NA | NA | \Classifications\Building System Class\D20-Plumbing\D2090 - Other Plumbing SYS\Water Treatment Inhibitor Pump - WIP | 1020330
16-A5 | 16-A5 New Hanford Courthouse | 16-A5-D2090-230-WIP03 | Chem Injection Pump #3 | Pulsa Tron | 551665 | LB03SA-VTC1-XXX | OM00039176 |  | 1st Flr. Central Plant Chiller Room C122 | NA | NA | NA | NA | 115 | 0.4A | NA | 1 | NA | NA | \Classifications\Building System Class\D20-Plumbing\D2090 - Other Plumbing SYS\Water Treatment Inhibitor Pump - WIP | 1020331
16-A5 | 16-A5 New Hanford Courthouse | 16-A5-G2050-200-LSC01 | Landscape | NA | NA | NA | OM00043399 |  | Exterior | NA | NA | NA | NA | NA | NA | NA | NA | NA | NA | \Classifications\Building System Class\G20-Other Systems\G2050 - Landscaping\Landscaping - LSC | 1020332
16-A5 | 16-A5 New Hanford Courthouse | 16-A5-D5092-250-ELT227 | Exterior Lighting | NA | NA | NA | OM00043398 |  | Exterior | NA | NA | NA | NA | NA | NA | NA | NA | NA | NA | \Classifications\Building System Class\D50-Electrical SYS\D5090 - Elec SYS\Exterior Lighting - ELT | 1020333
16-A5 | 16-A5 New Hanford Courthouse | 16-A5-G2049-300-HSC01 | Hardscape | NA | NA | NA | OM00043401 |  | Exterior | NA | NA | NA | NA | NA | NA | NA | NA | NA | NA | \Classifications\Building System Class\G20-Other Systems\G2040 - Site Development\Hardscape - HSC | 1020334
16-A5 | 16-A5 New Hanford Courthouse | 16-A5-D5038-810-CTY01 | Intrusion Alarm System | DNA | DNA | DNA | DNA |  | DNA | NA | NA | NA | NA | NA | NA | Electric | NA | NA | NA | \Classifications\Building System Class\D50-Electrical SYS\D5030 - Comm & Security\Intrusion Alarm - ITA | 1020378
16-A5 | 16-A5 New Hanford Courthouse | 16-A5-D2023-100-BFP08 | 3/4" Domestic Water Reduced Pressure Back Flow Perventer BFP-8 | Wilkins | 3887513 | 975XL2 3/4" | OM00027401 | ID#:8 | Exterior Outside Employee Break Area on East Wall of Planter Box | NA | NA | NA | NA | NA | NA | NA | NA | NA | NA | \Classifications\Building System Class\D20-Plumbing\D2020 - Domestic Water\Backflow Preventer - BFP | 1021370
16-A5 | 16-A5 Hanford Courthouse | 16-A5-D2023-100-BFP09 | BACKFLOW PREVENTER | WILKINS | B199141 | 375XLRP | OM00027403 |  | Central Plant Boiler Rm C121 | NA | NA | NA | NA | NA | NA | NA | NA | NA | NA | \Classifications\Building System Class\D20-Plumbing\D2020 - Domestic Water\Backflow Preventer - BFP | 1022467
16-A5 | 16-A5 Hanford Courthouse | 16-A5-D2023-310-WBS07 | Booster Pump for Glycol System | Grundfos | CMBE 3-51 I-X-C-B-D-E | A-98810924P21544 |  |  | 1st Flr Central Plant Room C122 | NA | NA | NA | DNA | NA | NA | NA | NA | NA | NA | \Classifications\Building System Class\D20-Plumbing\D2020 - Domestic Water\Domestic Water Booster System - WBS | 1022743
16-A5 | 16-A5 Hanford Courthouse | 16-A5-D3030-100-TSP15 | Thermal Storage Tanks | CALMAC | 215639B | 1500CSF | DNA |  | 1st Flr Central Plant | NA | NA | NA | NA | NA | NA | NA | NA | NA | NA | \Classifications\Building System Class\D30-HVAC Systems\D3030 - Cooling SYS\Thermal Storage Pump - TSP | 1022742
16-A5 | 16-A5 Hanford Courthouse | 16-A5-E1099-100-PSE01 | Window Washing System | DNA | DNA | DNA | DNA |  |  | NA | NA | NA | NA | DNA | DNA | DNA | DNA | NA | NA | \Classifications\Building System Class\E10-Equipment\E1090 - Other Equipment\Portable, Scaffolding - PSE | 1022744
16-C1 | 16-C1 Avenal Court | 16-C1-D3050-250-ACU01 | Condenser #01 ACU01 | Goodman | 9506073105 | CE090-3 (Mfr. Date - 1986) | OM00003460 | Court 1 | Center / North end of roof | NA | NA | R-22 | Comp fan - (2) 1/4 HP | 208/230 | 50 Max HACR | Electrical | 3 Ph, 60/50 Hz | NA | NA | \Classifications\Building System Class\D30-HVAC Systems\D3050 - Package SYS\Air Conditioning,Split System - ACU | EQ-1003892
16-C1 | 16-C1 Avenal Court | 16-C1-D3050-250-ACU02 | Condenser #2 | Carrier | 2489E41314 | 38TH048510DL (Mfr date - 1989) | OM00003461 |  | Center West End | DIRECT DRIVE | NA | R-22 | Comp Fan - 1/4 HP | 208/230 | 40 Max HACR | NA | 3 Ph, 60Hz | NA | NA | \Classifications\Building System Class\D30-HVAC Systems\D3050 - Package SYS\Air Conditioning,Split System - ACU | EQ-1003893
16-C1 | 16-C1 Avenal Court | 16-C1-D3050-122-FAH01 | Forced Air Furnace FAH01 | Carrier | EAFI42A5N221U090176 | X1005-SE 40RR008400 | OM00031298 | Furnace | Attic, above holding cells | (1) A44 | 16 x 20 x 1 (2) & 16 x 25 x 1 (2) | DNA | 1.0 | 220/115 | DNA | Nat Gas | 1 PH | 100000 | 80000 | \Classifications\Building System Class\D30-HVAC Systems\D3050 - Package SYS\Forced Air Heater,Oil/Gas fired - FAH | EQ-1003897
16-C1 | 16-C1 Avenal Court | 16-C1-D3050-122-FAH02 | Forced Air Furnace FAH02 | Carrier | 1289A10235 | 58CHC095-LC | OM00031297 | Furnace | Attic, above holding cells | DIRECT DRIVE | 20 x 20 x 1 (1) | DNA | 3/4 | 220 | DNA | Nat Gas | 1 PH | 115000 | NA | \Classifications\Building System Class\D30-HVAC Systems\D3050 - Package SYS\Forced Air Heater,Oil/Gas fired - FAH | EQ-1003898
16-C1 | 16-C1 Avenal Court | 16-C1-D4031-100-FEX04 | Fire Extinguishers FEX4 (4 Each) | AMEREX | NA | NA | OM00031300 |  | Lobby and CLerks Office | NA | NA | NA | NA | NA | NA | NA | NA | NA | NA | \Classifications\Building System Class\D40-Fire Protection SYS\D4030 - FIRE SPEC\Fire Extinguisher - FEX | EQ-1003900
16-C1 | 16-C1 Avenal Court | 16-C1-D5092-250-EML09 | Emergency Exit Lights (9 total) | NA | Multiple | Multiple | OM00031299 |  | Throughout Building | NA | NA | NA | NA | 115/277 6V DC | DNA | Electric | 1 PH | NA | NA | \Classifications\Building System Class\D50-Electrical SYS\D5090 - Elec SYS\Emergency And Exit Lighting - EML | EQ-1003902
16-C1 | 16-C1 Avenal Court | 16-C1-B2010-100-BLD01 | Building Structure | NA | NA | NA | OM00031296 |  | NA | NA | NA | NA | NA | NA | NA | NA | NA | NA | NA | \Classifications\Building System Class\B20-General Building Exterior\B2010 - Exterior Walls\Building - BLD | EQ-1007279
16-C1 | 16-C1 Avenal Court | 16-C1-B3010-100-RUF01 | Roofing Systems | NA | NA | NA | OM00031295 |  | Roof (Exterior) | NA | NA | NA | NA | NA | NA | NA | NA | NA | NA | \Classifications\Building System Class\B30-Roofing\B3010 - Roof Types\Roof - RUF | EQ-1007456
16-C1 | 16-C1 Avenal Court | 16-C1-D3050-250-ACU03 | Air Conditioning, Split System #3 ACU03 | Carrier | 3210E11625 | 24ABB336A510 | OM00004160 |  | North East Side Roof | NA | NA | R-410A | 1/4 | 240 | 10.8 | Electrical | 3 | NA | NA | \Classifications\Building System Class\D30-HVAC Systems\D3050 - Package SYS\Air Conditioning,Split System - ACU | 1010547
16-C1 | 16-C1 Avenal Court | 16-C1-D3050-122-FAH03 | Forced Air Heater FAH03 | Carrier | 0510A15869 | 58STX090-14 | OM00004159 |  | Attic, above holding cells | NA | 1- 20x20x1 | NA | 1/3 | 115 | 8.2 | gas | 1 | 154000 | 88,000 | \Classifications\Building System Class\D30-HVAC Systems\D3050 - Package SYS\Forced Air Heater,Oil/Gas fired - FAH | 1010549
16-C1 | 16-C1 Avenal Court | 16-C1-D3050-210-PKU02 | Package Unit 01 | Carrier | 5011G40151 | 48TCDD08A2A5A0A0A0 | OM00031249 |  | Roof - South Side | (1) AX52 | (4) 16x20x2 | R-410A | NA | 240 | 40 | Gas | 3 | 125,000 | 103,000 | \Classifications\Building System Class\D30-HVAC Systems\D3050 - Package SYS\Package Unit - PKU | 1013549
16-C1 | 16-C1 Avenal Court | 16-C1-D2023-310-HWP02 | Dom Hot Water Circ Pump HWP01 | Grundfos | 1335 | Part #59886775 | OM00031228 |  | JANITOR'S CLOSET | NA | NA | NA | 1/10 | 120 | DNA | Electric | DNA | NA | NA | \Classifications\Building System Class\D20-Plumbing\D2020 - Domestic Water\Domestic Hot Water Circulating Pump - HWP | 1016505
16-C1 | 16-C1 Avenal Court | 16-C1-D2022-260-HWG03 | Water Heater# 3 | Bradford White | KG18585601 | EC Defender / U440T6FRN | OM00031227 | Water Heater | Above Janitor's Closet | NA | NA | NA | NA | DNA | DNA | Natural Gas | DNA | 40000 | DNA | \Classifications\Building System Class\D20-Plumbing\D2020 - Domestic Water\Domestic Water Heater, Gas - HWG | 1016708
17-A3 | 17-A3 Lakeport Court Facility | 17-A3-D3042-210-FAN03 | Exhaust fan #3 | Greenheck | 102094 | CBH-10-4 | OM00018101 |  | 4th floor, central roof | 3L230 | NA | NA | 1/2hp | 120 | 4.5 | electric | 1 | NA | NA | \Classifications\Building System Class\D30-HVAC Systems\D3040 - Distribution SYS\Fan,Axial - FAN | EQ-1005718
17-A3 | 17-A3 Lakeport Court Facility | 17-A3-D2018-100-DKF01 | Fountain cooler | Sunroc | 9107 | C8-40401 | OM00018096 | DNA | Floor 4 North west hallway | NA | NA | NA | 1/8 HP | 120 | 0.4 RLA | Electric | NA | NA | NA | \Classifications\Building System Class\D20-Plumbing\D2010 - Plumb Fix\Drink Fountain (Refr Indvl Wtrcooler) - DKF | EQ-1005972
17-A3 | 17-A3 Lakeport Court Facility | 17-A3-D3044-125-PHW01 | Hot Water Pump - PHW01 | TACO | NA | 1600-846CRP | OM00032119 |  | 4th Floor M-4 (WEST QUADRANT)Mechanical Room | NA | NA | NA | 1hp | 110 | 1RLA | Electric | 1 | NA | NA | \Classifications\Building System Class\D30-HVAC Systems\D3040 - Distribution SYS\Hot Water Pump - PHW | EQ-1005973
17-A3 | 17-A3 Lakeport Court Facility | 17-A3-D3041-110-AHU01 | Air Handling Unit - AHU01 | carrier | 67443200 | 39BA-110-B14 | OM00018094 |  | mechanical room | (2) B97/BP97 | (8)20205X2 | R-22 | 15hp | 460 | DNA | electric | 3 | NA | NA | \Classifications\Building System Class\D30-HVAC Systems\D3040 - Distribution SYS\Air Handling Unit - AHU | EQ-1005975
17-A3 | 17-A3 Lakeport Court Facility | 17-A3-D3042-210-FAN01 | Exhaust fan #1 | Greenheck | 102092 | CBH-10-4 | OM00018099 |  | central roof | 3L230 | NA | NA | 1/2hp | 120 | 4.5 | electric | 1 | NA | NA | \Classifications\Building System Class\D30-HVAC Systems\D3040 - Distribution SYS\Fan,Axial - FAN | EQ-1005976
17-A3 | 17-A3 Lakeport Court Facility | 17-A3-D3050-250-ACU01 | Air Conditioning,Split System - ACU01 | Mitsubishi Electric | 8000495 | MUY-A24NA | OM00018102 |  | Condensing unit roof mounted,Air-handler in Computer room | NA | washable | R-410A | 1 | 208-230 | 10RLA | electric | 1 | NA | NA | \Classifications\Building System Class\D30-HVAC Systems\D3050 - Package SYS\Air Conditioning,Split System - ACU | EQ-1005984
17-A3 | 17-A3 Lakeport Court Facility | 17-A3-D3042-210-FAN02 | Exhaust fan #2 | Greenheck | 102095 | CBH-10-4 | OM00018100 |  | central roof | 3L230 | NA | NA | 1/2hp | 120 | 4.5 | electric | 1 | NA | NA | \Classifications\Building System Class\D30-HVAC Systems\D3040 - Distribution SYS\Fan,Axial - FAN | EQ-1007031
17-A3 | 17-A3 Lakeport Court Facility | 17-A3-D4031-100-FEX11 | Fire Extinguisher - FEX11 | AMEREX | YN - 970767 | B500 | OM00020128 |  | Main Lobby | NA | NA | NA | NA | NA | NA | NA | NA | NA | NA | \Classifications\Building System Class\D40-Fire Protection SYS\D4030 - FIRE SPEC\Fire Extinguisher - FEX | EQ-1007039
17-A3 | 17-A3 Lakeport Court Facility | 17-A3-B2010-100-BLD01 | Building Structure | NA | NA | NA | OM00042175 |  | NA | NA | NA | NA | NA | NA | NA | NA | NA | NA | NA | \Classifications\Building System Class\B20-General Building Exterior\B2010 - Exterior Walls\Building - BLD | EQ-1007281
17-A3 | 17-A3 Lakeport Court Facility | 17-A3-D2017-100-SHW01 | Eye Washes & Emergency Showers - SHW01 | North Safety Product | NA | NA | OM00032118 |  | Mechanical Room | NA | NA | NA | NA | NA | NA | NA | NA | NA | NA | \Classifications\Building System Class\D20-Plumbing\D2010 - Plumb Fix\Showers - SHW | 1009174
17-A3 | 17-A3 Lakeport Court Facility | 17-A3-D3031-140-CLR01 | Condenser,Air Cooled - CLR01 | CARLYLE | 0510UUE6723 | 06ET275-360 | OM00018097 |  | ROOF | NA | NA | R-22 | 30 | 460 | 59.8 | Electric | 3 | NA | NA | \Classifications\Building System Class\D30-HVAC Systems\D3030 - Cooling SYS\Chiller, Air Cooled - CLR | 1009175
17-A3 | 17-A3 Lakeport Court Facility | 17-A3-D4024-100-CTY01 | Other Stand Pipe and Hose Systems-FHS01 | ALLEN | NA | NA | OM00020172 |  | Hallway | NA | NA | NA | NA | NA | NA | NA | NA | NA | NA | \Classifications\Building System Class\D40-Fire Protection SYS\D4020 - Stand Pipe\Other Stand Pipe Hose Systems - FHS | 1009176
17-A3 | 17-A3 Lakeport Court Facility | 17-A3-D5092-250-EML14 | Emergency And Exit Lighting - EML14 | Lithonia | NA | NA | OM00042176 |  | Throughout | NA | NA | NA | NA | 120 | DNA | Electric | 1 | NA | NA | \Classifications\Building System Class\D50-Electrical SYS\D5090 - Elec SYS\Emergency And Exit Lighting - EML | 1009177
17-A3 | 17-A3 Lakeport Court Facility | 17-A3-D3050-210-PKU06 | Package Unit- PKU06 | ICP | G113510056 | RHS048LOXAOAAA | OM00032114 |  | central roof | NA | 16x25x2 (2) | R-410A | NA | 460 | 15 | electric | 3 | 45500 heating/47000 cooling | DNA | \Classifications\Building System Class\D30-HVAC Systems\D3050 - Package SYS\Package Unit - PKU | 1013568
17-A3 | 17-A3 Lakeport Court Facility | 17-A3-D3050-210-PKU07 | Package Unit- PKU07 | ICP | C114944629 | PAD460000L00C1 | OM00032117 |  | N.E. Annex Roof | NA | 18x24x1 (2) | R-410A | 1 | 460 | 20 | electric | 3 | 57000 | NA | \Classifications\Building System Class\D30-HVAC Systems\D3050 - Package SYS\Package Unit - PKU | 1013569
17-A3 | 17-A3 Lakeport Court Facility | 17-A3-D3050-210-PKU08 | Package Unit- PKU08 | ICP | G113530382 | RA5090L0AA0AAAA | OM00032116 |  | roof | NA | 16x20x2 (4) | R-410A | 2.25 hp | 460 | 20 | electric | 3 | NA | 83000 | \Classifications\Building System Class\D30-HVAC Systems\D3050 - Package SYS\Package Unit - PKU | 1013570
17-A3 | 17-A3 Lakeport Court Facility | 17-A3-D3050-210-PKU09 | Package Unit- PKU09 | ICP | C114918321 | PAD436000L000C1 | OM00032115 |  | North east annex roof | NA | 12x20x1 (2) | R-410A | 1/5 hp | 460 | 15 | electric | 3 | NA | 34200 | \Classifications\Building System Class\D30-HVAC Systems\D3050 - Package SYS\Package Unit - PKU | 1013571
17-B1 | 17-B1 South Civic Center | 17-B1-D4031-100-FEX08 | Fire Extinguisher - FEX08 | Ansul | Sentry | AA05 | OM00042170 | OM00020127 | 1st Floor, Throughout | NA | NA | NA | NA | NA | NA | NA | NA | NA | NA | \Classifications\Building System Class\D40-Fire Protection SYS\D4030 - FIRE SPEC\Fire Extinguisher - FEX | EQ-1005988
17-B1 | 17-B1 South Civic Center | 17-B1-B2010-100-BLD01 | Building Structure | NA | NA | NA | OM00042168 |  | All | NA | NA | NA | NA | NA | NA | NA | NA | NA | NA | \Classifications\Building System Class\B20-General Building Exterior\B2010 - Exterior Walls\Building - BLD | EQ-1007282
17-B1 | 17-B1 South Civic Center | 17-B1-B3010-100-RUF01 | Roof - RUF01 | NA | NA | NA | OM00042169 |  | Roof | NA | NA | NA | NA | NA | NA | NA | NA | NA | NA | \Classifications\Building System Class\B30-Roofing\B3010 - Roof Types\Roof - RUF | EQ-1007459
17-B1 | 17-B1 South Civic Center | 17-B1-B2033-120-DOR01 | Door,Swinging Electric-DOR01 | Horton Automatic Swinging Door | NA | NA | OM00020166 |  | Public Entrance Door | NA | NA | NA | NA | 120 | DNA | Electric | 1 | NA | NA | \Classifications\Building System Class\B20-General Building Exterior\B2030 - Exterior Doors\Door,Automatic-Sliding,Revolving - DOR | 1009178
17-B1 | 17-B1 South Civic Center | 17-B1-C1020-110-FRD01 | Fire Doors Overhead - FRO01 | The Cookson Company, Inc. | NA | WHI-1496 | OM00020164 |  | Criminal Office | NA | NA | NA | NA | NA | NA | NA | NA | NA | NA | \Classifications\Building System Class\C10-General Building Interior\C1020 - Fire Doors\Fire Doors - FRD | 1009179
17-B1 | 17-B1 South Civic Center | 17-B1-C1020-110-FRD02 | Fire Doors Overhead - FRO02 | The Cookson Company, Inc. | NA | NA | OM00020165 |  | Traffic / Civil Office | NA | NA | NA | NA | NA | NA | NA | NA | NA | NA | \Classifications\Building System Class\C10-General Building Interior\C1020 - Fire Doors\Fire Doors - FRD | 1009180
17-B1 | 17-B1 South Civic Center | 17-B1-D2022-260-HWG01 | Domestic Water Heater, Gas - HWG01 | Reliance Water Heater | J03305875 | 640P0RS | OM00020162 |  | Mechanical Room | NA | NA | NA | NA | NA | NA | Propane | NA | 35,000 | NA | \Classifications\Building System Class\D20-Plumbing\D2020 - Domestic Water\Domestic Water Heater, Gas - HWG | 1009182
17-B1 | 17-B1 South Civic Center | 17-B1-D3050-210-PKU01 | Package Unit- PKU01 | ACC Commercial | 5606B01822 | TGA12052BM | OM00018088 |  | Lower Roof East | (1) AX46 | 18x24x2-(4) | R-22 | 3 | 208/230 | 15 | Electric/Propane | 3 | NA | NA | \Classifications\Building System Class\D30-HVAC Systems\D3050 - Package SYS\Package Unit - PKU | 1009183
17-B1 | 17-B1 South Civic Center | 17-B1-D3050-210-PKU02 | Package Unit- PKU02 | Carrier | 2209G30185 | 48TCLA05A2A5A0A0A0 | OM00020136 |  | Upper Roof | (1) AX35 | 16x25x2-(2) | R-410A | 1 | 208/230 | 1.5 | Electric/Propane | 3 | DNA | DNA | \Classifications\Building System Class\D30-HVAC Systems\D3050 - Package SYS\Package Unit - PKU | 1009184
17-B1 | 17-B1 South Civic Center | 17-B1-D3050-210-PKU03 | Package Unit- PKU03 | Carrier | 2409G50300 | 48TCDD08A2G5A0A0A0 | OM00020135 | DNA | Upper Roof | NA | 16x20x2-(4) | R-410A | NA | 208/230 | 3.8 | Electric/Propane | 3 | 125,000 | 103,000 | \Classifications\Building System Class\D30-HVAC Systems\D3050 - Package SYS\Package Unit - PKU | 1009185
17-B1 | 17-B1 South Civic Center | 17-B1-D3050-250-ACU01 | Air Conditioning,Split System - ACU01 | Fujitsu | GYN006274 | AOU24RLXQ | OM00020231 |  | Lower Roof | NA | NA | R-410A | NA | 208/230 | 18 | Electric | 1 | 24,200 (COOL) / 27,600 (HEAT) | 27600 | \Classifications\Building System Class\D30-HVAC Systems\D3050 - Package SYS\Air Conditioning,Split System - ACU | 1009186
17-B1 | 17-B1 South Civic Center | 17-B1-D3050-250-ACU02 | Air Conditioning,Split System - ACU02 | Fujitsu | GYN006930 | AOU24RLXQ | OM00020232 |  | Lower Roof | NA | NA | R-410A | NA | 208/230 | 18 | Electric | 1 | 24,200 (COOL) / 27,600 (HEAT) | 27600 | \Classifications\Building System Class\D30-HVAC Systems\D3050 - Package SYS\Air Conditioning,Split System - ACU | 1009187
17-B1 | 17-B1 South Civic Center | 17-B1-D3050-250-ACU03 | Air Conditioning,Split System - ACU03 | Fujitsu | DEN009156 | AOU30CLX | OM00020161 |  | Lower Roof | NA | NA | R-410A | NA | 208/230 | 22 | Electric | 1 | 30,700 | NA | \Classifications\Building System Class\D30-HVAC Systems\D3050 - Package SYS\Air Conditioning,Split System - ACU | 1009188
17-B1 | 17-B1 South Civic Center | 17-B1-D3050-250-ACU04 | Air Conditioning,Split System - ACU04 | Lennox | 5607E16910 | HS29-090-3Y | OM00018086 |  | Lower Roof | NA | NA | R-22 | 3/4 | 208/230 | 28.8 | Electric | 3 | NA | NA | \Classifications\Building System Class\D30-HVAC Systems\D3050 - Package SYS\Air Conditioning,Split System - ACU | 1009189
17-B1 | 17-B1 South Civic Center | 17-B1-D5010-200-ESD01 | Main Electrical Panel - SBR01 | GENERAL ELECTRIC | DNA | AV LINE | OM00020228 |  | Mechanical Room | NA | NA | NA | NA | 120/208 | 600 | Electric | 3 | NA | NA | \Classifications\Building System Class\D50-Electrical SYS\D5010 - Elec Service & Dist\Electical Service and Distribution - ESD | 1009190
17-B1 | 17-B1 South Civic Center | 17-B1-D5092-250-EML09 | Emergency And Exit Lighting - EML09 | Lithonia | NA | NA | OM00042171 | OM00020167 | Throughout | NA | NA | NA | NA | 120 | DNA | Electric | 1 | NA | NA | \Classifications\Building System Class\D50-Electrical SYS\D5090 - Elec SYS\Emergency And Exit Lighting - EML | 1009191
17-B1 | 17-B1 South Civic Center | 17-B1-D5010-110-EMT01 | Electric Meter Readings - EMT01 | SANGAMO ELECTRIC CO. | 38578401 | 2T4821 | OM00020163 |  | By Machine Room | NA | NA | NA | NA | NA | NA | Electric | NA | NA | NA | \Classifications\Building System Class\D50-Electrical SYS\D5010 - Elec Service & Dist\Electric Meter Readings - EMT | 1009192
17-B1 | 17-B1 South Civic Center | 17-B1-D2020-130-WMR01 | Water Meter Readings - WMR01 | Badger | NA | NA | OM00020168 |  | Exterior by backflow | NA | NA | NA | NA | NA | NA | NA | NA | NA | NA | \Classifications\Building System Class\D20-Plumbing\D2020 - Domestic Water\Water Meter Readings - WMR | 1009193
17-B1 | 17-B1 South Civic Center | 17-B1-D5092-250-ELT12 | Exterior Lighting - ELT12 | NA | NA | NA | OM00042172 | OM00020230 | Roof | NA | NA | NA | NA | DNA | DNA | Electric | DNA | NA | NA | \Classifications\Building System Class\D50-Electrical SYS\D5090 - Elec SYS\Exterior Lighting - ELT | 1009194
17-B1 | 17-B1 South Civic Center | 17-B1-D2023-100-BFP01 | Backflow Preventer - BFP01 Main Water Line | Febco | L9096 | 825Y RP 1-1/2 inch | OM00020169 | Acct#:58860-01 Meter#: 1287225 | Exterior -MAIN WATER 1-1/2" LINE | NA | NA | NA | NA | NA | NA | NA | NA | NA | NA | \Classifications\Building System Class\D20-Plumbing\D2020 - Domestic Water\Backflow Preventer - BFP | 1009210
17-B1 | 17-B1 South Civic Center | 17-B1-D2017-100-SHW01 | Eye Washes & Emergency Showers - SHW01 | North Safety Product | NA | NA | OM00032122 |  | Floor 1, Mechanical Room | NA | NA | NA | NA | NA | NA | NA | NA | NA | NA | \Classifications\Building System Class\D20-Plumbing\D2010 - Plumb Fix\Showers - SHW | 1009606
17-B1 | 17-B1 South Civic Center | 17-B1-D3050-122-FAH01 | Forced Air Heater,Oil/Gas fired - FAH01 | Trane | 9433JD27G | XR95 | OM00032121 | OM00020125 | Mechanical Room | NA | 24x25x1 | NA | 3/4 | 120 | 12.9 | Propane | 1 | 110,000 | 104,500 | \Classifications\Building System Class\D30-HVAC Systems\D3050 - Package SYS\Forced Air Heater,Oil/Gas fired - FAH | 1010131
17-B1 | 17-B1 South Civic Center | 17-B1-D3050-122-FAH02 | Forced Air Heater,Oil/Gas fired - FAH02 | Trane | 9433HB87T | XR95 | OM00032120 |  | Mechanical Room | NA | 24x25x1 | NA | 3/4 | 120 | 12.9 | Propane | 1 | 110,000 | 104,500 | \Classifications\Building System Class\D30-HVAC Systems\D3050 - Package SYS\Forced Air Heater,Oil/Gas fired - FAH | 1010132
17-B1 | 17-B1 South Civic Center | 17-B1-D4010-150-FMS01 | No FMS FRO only | The Cookson Company | NA | NA | OM00020165 |  | Multiple | NA | NA | NA | NA | NA | NA | NA | NA | NA | NA | \Classifications\Building System Class\D40-Fire Protection SYS\D4010 - Sprinkler SYS\Fire Systems, stand pipes - FMS | 1017299
18-C1 | 18-C1 New Susanville Courthouse | 18-C1-B2010-100-BLD01 | Building Structure | NA | NA | NA | OM00034987 | NA | All | NA | NA | NA | NA | NA | NA | NA | NA | NA | NA | \Classifications\Building System Class\B20-General Building Exterior\B2010 - Exterior Walls\Building - BLD | 1014654
18-C1 | 18-C1 New Susanville Courthouse | 18-C1-B3010-100-RUF01 | Roofing Systems | Progressive Roofing | NA | NA | OM00034986 | NA | Roof | NA | NA | NA | NA | NA | NA | NA | NA | NA | NA | \Classifications\Building System Class\B30-Roofing\B3010 - Roof Types\Roof - RUF | 1014655
18-C1 | 18-C1 New Susanville Courthouse | 18-C1-C1020-110-FRD01 | Staff Entry Fire Door | INTER TEK | 741 | WHI00019753 | OM00034764 | NA | Employee entrance frist floor | NA | NA | NA | NA | 12 DC | NA | Electrical | 1 | NA | NA | \Classifications\Building System Class\C10-General Building Interior\C1020 - Fire Doors\Fire Doors - FRD | 1014656
18-C1 | 18-C1 New Susanville Courthouse | 18-C1-D1010-100-ELE04 | Elevator 4 | Otis | 201137231 | AAA21310AD | OM00035004 | State ID# 160706¦ DIR 1 | Vestibule | NA | NA | NA | 15 | 480 | Run amps 19 | Electric | DNA | NA | NA | \Classifications\Building System Class\D10-Conveyance Systems\D1010 - Elevator\Elevator,Electric,Pass/Freight - ELE | 1014657
18-C1 | 18-C1 New Susanville Courthouse | 18-C1-D1010-100-ELE02 | Elevator 2 | Otis | 201137229 | AAA21310AD | OM00035002 | State ID# 160707 | Vestibule | NA | NA | NA | 15 | 480 | Run AMPS 19 | Electric | 3 | NA | NA | \Classifications\Building System Class\D10-Conveyance Systems\D1010 - Elevator\Elevator,Electric,Pass/Freight - ELE | 1014658
18-C1 | 18-C1 New Susanville Courthouse | 18-C1-D1010-100-ELE03 | Elevator 3 | Otis | 201137230 | AAA21310AD | OM00035003 | State ID# 160708 | Vestibule | NA | NA | NA | 15 | NA | Run AMPS19 | Electric | 3 | NA | NA | \Classifications\Building System Class\D10-Conveyance Systems\D1010 - Elevator\Elevator,Electric,Pass/Freight - ELE | 1014659
18-C1 | 18-C1 New Susanville Courthouse | 18-C1-D1010-100-ELE01 | Elevator 1 | Otis | 201137228 | AAA21310AD | OM00035001 | State ID# 160709 | Lobby | NA | NA | NA | 15 | 280 | Run AMPS 19 | Electric | 3 | NA | NA | \Classifications\Building System Class\D10-Conveyance Systems\D1010 - Elevator\Elevator,Electric,Pass/Freight - ELE | 1014660
18-C1 | 18-C1 New Susanville Courthouse | 18-C1-D2022-100-HWE01 | 65 Gallon Electric Hot Water Heater | Bradford White | HC14655052 | LD65R33G080 | OM00034988 | NA | Maintenance Shop | NA | NA | NA | NA | 480 | DNA | Electrical | 1 | NA | NA | \Classifications\Building System Class\D20-Plumbing\D2020 - Domestic Water\Domestic Water Heater, Electric - HWE | 1014661
18-C1 | 18-C1 New Susanville Courthouse | 18-C1-D2022-100-HWE02 | 6 Gallon Electric Hot Water Heater | Bradford White | HC14655053 D/N | LD6U31A020 | OM00034990 | NA | Janitor | NA | NA | NA | NA | 120 50/60 HZ | DNA | Electrical | 1 | NA | NA | \Classifications\Building System Class\D20-Plumbing\D2020 - Domestic Water\Domestic Water Heater, Electric - HWE | 1014662
18-C1 | 18-C1 New Susanville Courthouse | 18-C1-D2022-100-HWE03 | 10 Gallon Electric Hot Water Heater | Bradford White | HC14655054 D/N | LD10U31A020 | OM00034989 | NA | Housekeeping Storage | NA | NA | NA | NA | 120 | DNA | Electrical | 1 | NA | NA | \Classifications\Building System Class\D20-Plumbing\D2020 - Domestic Water\Domestic Water Heater, Electric - HWE | 1014663
18-C1 | 18-C1 New Susanville Courthouse | 18-C1-D3044-125-PHW03 | Boiler Circulation Pump 3 | Bell & Gossett | W1306143518 | V35389 | OM00037015 | NA | Roof | NA | NA | NA | 0 | 460 | DNA | Electrical | 3 | NA | NA | \Classifications\Building System Class\D30-HVAC Systems\D3040 - Distribution SYS\Hot Water Pump - PHW | 1014668
18-C1 | 18-C1 New Susanville Courthouse | 18-C1-D3044-125-PHW04 | Hot Water Pump 1 | Bell & Gossett | PH008887-A | 1.5AC 7.0BF | OM00037013 | NA | Roof | NA | NA | NA | 3 | 460 | DNA | Electrical | 3 | NA | NA | \Classifications\Building System Class\D30-HVAC Systems\D3040 - Distribution SYS\Hot Water Pump - PHW | 1014669
18-C1 | 18-C1 New Susanville Courthouse | 18-C1-D3044-125-PHW05 | Hot Water Pump 2 | Bell & Gossett | PH008887-B | 1.5AC 7.0BF | OM00037014 | NA | Roof | NA | NA | NA | 3 | 460 | DNA | Electrical | 3 | NA | NA | \Classifications\Building System Class\D30-HVAC Systems\D3040 - Distribution SYS\Hot Water Pump - PHW | 1014670
18-C1 | 18-C1 New Susanville Courthouse | 18-C1-D3044-125-PHW06 | Hot Water Pump 3 | Bell & Gossett | PH008905 | #1531 1-1/2AC 125BC | OM00037016 | NA | Roof | NA | NA | NA | 3 | 460 | DNA | Electrical | 3 | NA | NA | \Classifications\Building System Class\D30-HVAC Systems\D3040 - Distribution SYS\Hot Water Pump - PHW | 1014671
18-C1 | 18-C1 New Susanville Courthouse | 18-C1-D3021-130-BLR01 | Boiler | Patterson-Kelley | R744-10-6141 | Mach C1500 | OM00037009 | PTO-17-153 | Roof | NA | NA | NA | 43 | 120 | 12 | Natural Gas | 1 | 1,500,000 | 1,440,000 | \Classifications\Building System Class\D30-HVAC Systems\D3020 - Heat SYS\Boiler,Hot Water,Oil/Gas/Comb. - BLR | 1014672
18-C1 | 18-C1 New Susanville Courthouse | 18-C1-D3021-130-BLR02 | Boiler 2 | Patterson-Kelley | R744-10-6142 | Mach C1500 | OM00037010 | PTO-17-153 | Roof | NA | NA | NA | 43 | 120 | 12 | Natural Gas | 1 | 1,500,000 | 1,440,000 | \Classifications\Building System Class\D30-HVAC Systems\D3020 - Heat SYS\Boiler,Hot Water,Oil/Gas/Comb. - BLR | 1014673
18-C1 | 18-C1 New Susanville Courthouse | 18-C1-D3021-130-BLR03 | Boiler 3 - Snow Melt System | Patterson-Kelley | W827-10-5611 | C-1050 | OM00037017 | PTO-17-153 | Roof | NA | NA | NA | 29.5 | 120 | 8 | Natural Gas | 1 | 1,050,000 | 987,000 | \Classifications\Building System Class\D30-HVAC Systems\D3020 - Heat SYS\Boiler,Hot Water,Oil/Gas/Comb. - BLR | 1014674
18-C1 | 18-C1 New Susanville Courthouse | 18-C1-D3031-100-PCH01 | AH#1 Condersor Water Pump # 1 | Taco | F1010204057 | CL1506E2HABB697D | OM00037049 | NA | Roof/Air Handler | NA | NA | NA | NA | 208-230/460 | 5.2-4.8/2.4 | Electrical | 3 | NA | NA | \Classifications\Building System Class\D30-HVAC Systems\D3030 - Cooling SYS\Chilled Water Pump - PCH | 1014677
18-C1 | 18-C1 New Susanville Courthouse | 18-C1-D3031-100-PCH02 | AH # 1 Condersor Water pump # 2 | Taco | F1010043757 Motor | CL1506E2HABB697D | OM00037050 | NA | Roof /Air Handler | NA | NA | NA | 1.5 | 208-230/460 | 5.12-4.8/2.4 | Electrical | 3 | NA | NA | \Classifications\Building System Class\D30-HVAC Systems\D3030 - Cooling SYS\Chilled Water Pump - PCH | 1014678
18-C1 | 18-C1 New Susanville Courthouse | 18-C1-D3031-100-PCH03 | AH #2 Condersor Water Pump #1 | Taco | F1008274872 | CL1506E2 HABB679D | OM00037040 | NA | Roof/Air Handler | NA | NA | NA | 1.5 | 208-230/460 | 5.2-4.8/2.4 | Electrical | 3 | NA | NA | \Classifications\Building System Class\D30-HVAC Systems\D3030 - Cooling SYS\Chilled Water Pump - PCH | 1014679
18-C1 | 18-C1 New Susanville Courthouse | 18-C1-D3031-100-PCH04 | AH #2 Condersor Water Pump 2 | TACO | F1008274747 | CL1502HABB697D | OM00037041 | NA | Roof/ Air Handler | NA | NA | NA | 1.5 | DNA | 5.2-4.5/2.4 | Electrical | 3 | NA | NA | \Classifications\Building System Class\D30-HVAC Systems\D3030 - Cooling SYS\Chilled Water Pump - PCH | 1014680
18-C1 | 18-C1 New Susanville Courthouse | 18-C1-D3031-210-CDR01 | Condenser Unit 1 | Mitsubishi Electric | 07W00155 | PURY-P96YJMU-A | OM00037020 | NA | Roof | NA | NA | R-410A | NA | 460 | NA | Electrical | 3 | NA | NA | \Classifications\Building System Class\D30-HVAC Systems\D3030 - Cooling SYS\Condensing Unit, Air Cooled - CDR | 1014681
18-C1 | 18-C1 New Susanville Courthouse | 18-C1-D3041-110-AHU01 | Air Handler unit # 1 | Energy Labs | 1012-5462-1 | C91102-FHR-L | OM00037048 | NA | Roof/Airhandler | NA | Prefilter 24x24x2/12x24x2 Finnel Filter 24x24x12 | R-410A | NA | 460 | 200 Max | Electrical | 3 | NA | NA | \Classifications\Building System Class\D30-HVAC Systems\D3040 - Distribution SYS\Air Handling Unit - AHU | 1014683
18-C1 | 18-C1 New Susanville Courthouse | 18-C1-D3041-110-AHU02 | AIR HANDLER UNIT # 2 | ENERGRY LABS INC. | 1012-5462-2 | C91102-FHR-L | OM00037039 | NA | ROOF AIR HANDLER | NA | PERFILTER 24X24X2/12X24X2 FINENEL FILTER 24X24X12 | R-410A | NA | 460 | NA | Electrical | 3 | NA | NA | \Classifications\Building System Class\D30-HVAC Systems\D3040 - Distribution SYS\Air Handling Unit - AHU | 1014684
18-C1 | 18-C1 New Susanville Courthouse | 18-C1-D3040-120-FCU01 | Fan Coil Unit 1-1 | Mitsubishi | 08W00911 | PEFY-P96NMHU-E | OM00034991 | NA | Electrical Room | DNA | DNA | R-410A | NA | 208 | DNA | Electrical | 3 | NA | NA | \Classifications\Building System Class\D30-HVAC Systems\D3040 - Distribution SYS\Fan Coil Unit - FCU | 1014685
18-C1 | 18-C1 New Susanville Courthouse | 18-C1-D3040-120-FCU02 | Fan Coil Unit 1-2 | Mitsubishi | 08A02096D | PKFY-P06NBMU-E | OM00034992 | NA | Mail Room | DNA | DNA | R-410A | NA | 208 | DNA | Electrical | 1 | NA | NA | \Classifications\Building System Class\D30-HVAC Systems\D3040 - Distribution SYS\Fan Coil Unit - FCU | 1014686
18-C1 | 18-C1 New Susanville Courthouse | 18-C1-D3040-120-FCU03 | Fan Coil Unit 1-3 | Mitsubishi | 0O5M00340 | PKFY-P30NKMU-E | OM00034993 | NA | AV Closet | NA | NA | R-410A | NA | 208 | DNA | Electrical | 1 | NA | NA | \Classifications\Building System Class\D30-HVAC Systems\D3040 - Distribution SYS\Fan Coil Unit - FCU | 1014687
18-C1 | 18-C1 New Susanville Courthouse | 18-C1-D3040-120-FCU04 | Fan Coil Unit 1-4 | Mitsubishi | 99M00282 | PEFY-P24NMU-E | OM00034994 | NA | Electrical Room | DNA | DNA | R-410A | NA | 208 | DNA | Electrical | 1 | NA | NA | \Classifications\Building System Class\D30-HVAC Systems\D3040 - Distribution SYS\Fan Coil Unit - FCU | 1014688
18-C1 | 18-C1 New Susanville Courthouse | 18-C1-D3040-120-FCU05 | Fan Coil Unit 1-5 | Mitsubishi | 99M00283 | PEFY-P2NKMU-E | OM00034995 | NA | IDF Room | DNA | DNA | R-410A | NA | 208 | DNA | Electrical | 1 | NA | NA | \Classifications\Building System Class\D30-HVAC Systems\D3040 - Distribution SYS\Fan Coil Unit - FCU | 1014689
18-C1 | 18-C1 New Susanville Courthouse | 18-C1-D3040-120-FCU06 | Fan Coil Unit 1-6 | Mitsubishi | 02M0089 | PEFY-P3NKMU-3 | OM00034996 | NA | AV Closet | DNA | DNA | R-410A | NA | 208 | DNA | Electrical | 1 | NA | NA | \Classifications\Building System Class\D30-HVAC Systems\D3040 - Distribution SYS\Fan Coil Unit - FCU | 1014690
18-C1 | 18-C1 New Susanville Courthouse | 18-C1-D3042-220-EFN01 | EF-1 General Exhaust | AEROVENT | L10-000000035874 | ACX240D | OM00037021 | NA | ROOF | 3L-330 | NA | NA | 1.5 | 208/230/460 | 208 4.8 460/2.4 | Electrical | 3 | NA | NA | \Classifications\Building System Class\D30-HVAC Systems\D3040 - Distribution SYS\Supply/Exhaust/Return fans- FAN | 1014699
18-C1 | 18-C1 New Susanville Courthouse | 18-C1-D3042-220-EFN02 | EF-2 General Exhaust | AEROVENT | L10-000000035875 | ACX140D | OM00037022 | NA | Center of Roof | 4L-270 | NA | NA | 1/2 | 115 | DNA | Electrical | 1 | NA | NNA | \Classifications\Building System Class\D30-HVAC Systems\D3040 - Distribution SYS\Supply/Exhaust/Return fans- FAN | 1014700
18-C1 | 18-C1 New Susanville Courthouse | 18-C1-D3042-220-EFN03 | EF-3 Mail Room Exhaust | AEROVENT | L10-000000035876 | ACX070D | OM00037023 | NA | Center of Roof | 3L250 | NA | NA | 1/3 | 115 | DNA | Electrical | 1 | NA | NA | \Classifications\Building System Class\D30-HVAC Systems\D3040 - Distribution SYS\Supply/Exhaust/Return fans- FAN | 1014701
18-C1 | 18-C1 New Susanville Courthouse | 18-C1-D3042-220-EFN04 | EF-4 Break Room Exhaust | AEROVENT | L10-000000035877 | AXC1000DHP | OM00037024 | NA | ROOF | 3L250 | NA | NA | 1/3 | 115/208/230 | DNA | Electrical | 1 | NA | NA | \Classifications\Building System Class\D30-HVAC Systems\D3040 - Distribution SYS\Supply/Exhaust/Return fans- FAN | 1014702
18-C1 | 18-C1 New Susanville Courthouse | 18-C1-D3042-220-EFN05 | EF-5 Upper Lobby Exhaust | AEROVENT | L10-000000035878 | ACX100D | OM00037025 | NA | ROOF | 3L240 | NA | NA | NA | 115 | DNA | Electrical | 1 | NA | NA | \Classifications\Building System Class\D30-HVAC Systems\D3040 - Distribution SYS\Supply/Exhaust/Return fans- FAN | 1014703
18-C1 | 18-C1 New Susanville Courthouse | 18-C1-D3042-220-EFN06 | EF-6 Secured Parking Exhaust | AEROVENT | L10-0000000354873 | SCBD180A | OM00037026 | NA | ROOF | 4L650 | NA | NA | 1/3 | 208/230 | DNA | Electrical | 1 | NA | NA | \Classifications\Building System Class\D30-HVAC Systems\D3040 - Distribution SYS\Supply/Exhaust/Return fans- FAN | 1014704
18-C1 | 18-C1 New Susanville Courthouse | 18-C1-D3068-100-BAS01 | Building Automation System | Johnson Controls | FXPM263 | FX60 | OM00037018 | NA | Maintenance Shop | NA | NA | NA | NA | DNA | DNA | Electrical | 1 | NA | NA | \Classifications\Building System Class\D30-HVAC Systems\D3060 - Control & Inst Air\Building Automation System - BAS | 1014709
18-C1 | 18-C1 New Susanville Courthouse | 18-C1-D4010-150-FMS01 | Standpipe Dry | Viking | W00480383 | 4""/DN100EZRCK-F1 | OM00037052 | NA | 1st Flr. Fire Riser Rm. | NA | NA | NA | NA | NA | NA |  | NA | NA | NA | \Classifications\Building System Class\D40-Fire Protection SYS\D4010 - Sprinkler SYS\Fire Systems, stand pipes - FMS | 1014710
18-C1 | 18-C1 New Susanville Courthouse | 18-C1-D4010-150-FMS02 | Standpipe Wet | Viking | W00486946 | 4""/DN100EZRCKVLV F1 | OM00037051 | NA | 1st Flr. Fire Riser Rm. | NA | NA | NA | NA | NA | NA | NA | NA | NA | NA | \Classifications\Building System Class\D40-Fire Protection SYS\D4010 - Sprinkler SYS\Fire Systems, stand pipes - FMS | 1014711
18-C1 | 18-C1 New Susanville Courthouse | 18-C1-D2023-100-BFP01 | Backflow Preventer 1 - Fire | AMES | 1663510710 | 2000SS - 8' FIRE BFP | OM00037030 | NA | North Side of Building | NA | NA | NA | NA | NA | NA |  | NA | NA | NA | \Classifications\Building System Class\D20-Plumbing\D2020 - Domestic Water\Backflow Preventer - BFP | 1014712
18-C1 | 18-C1 New Susanville Courthouse | 18-C1-D2023-100-BFP02 | Backflow Preventer FIRE Water - 2 | WILKINS | 334611 | 3000SS .8.000" DC DA | OM00037031 | NA | North Side of Building | NA | NA | NA | NA | DNA | DNA | NA | NA | NA | NA | \Classifications\Building System Class\D20-Plumbing\D2020 - Domestic Water\Backflow Preventer - BFP | 1014713
18-C1 | 18-C1 New Susanville Courthouse | 18-C1-D2023-100-BFP03 | Backflow Preventor 3 - Irrigation | WILKINS | 3346119 | 950XLT2 - 1 1/2" | OM00037032 | NA | North Side of Building Exterior Vault | NA | NA | NA | NA | NA | DNA | NA | NA | NA | NA | \Classifications\Building System Class\D20-Plumbing\D2020 - Domestic Water\Backflow Preventer - BFP | 1014714
18-C1 | 18-C1 New Susanville Courthouse | 18-C1-D4031-100-FEX17 | Handheld Fire Extinguishers | JC | NA | B402-5LB | OM00034981 |  | 14 Locations 1st & 2nd Floor | NA | NA | NA | NA | NA | NA | NA | NA | NA | NA | \Classifications\Building System Class\D40-Fire Protection SYS\D4030 - FIRE SPEC\Fire Extinguisher - FEX | 1014716
18-C1 | 18-C1 New Susanville Courthouse | 18-C1-D5010-200-ESD02 | Motor Control Center | DNA | DNA | DNA | OM00037172 | NA | Electrical Room | NA | NA | NA | NA | 120/208 |  | Electric | 1/3 | NA | NA | \Classifications\Building System Class\D50-Electrical SYS\D5010 - Elec Service & Dist\Electical Service and Distribution - ESD | 1014717
18-C1 | 18-C1 New Susanville Courthouse | 18-C1-D5010-234-ATS01 | Automatic Transfer Switch | GE Zenith controlls | 1611025-1 | 2B5CB0631-07E604X | OM00034997 |  | Electrical Room | NA | NA | NA | NA | DNA | DNA | Electrical | DNA | NA | NA | \Classifications\Building System Class\D50-Electrical SYS\D5010 - Elec Service & Dist\Automatic Transfer Switch - ATS | 1014718
18-C1 | 18-C1 New Susanville Courthouse | 18-C1-D5011-240-TRN01 | Transformer T1 225KVA | GE/Zenith | DNA | DNA | OM00034999 | NA | Electrical Room | NA | NA | NA | NA | 480 | 225 | Electrical | 1/3 | NA | NA | \Classifications\Building System Class\D50-Electrical SYS\D5010 - Elec Service & Dist\Transformer - TRN | 1014719
18-C1 | 18-C1 New Susanville Courthouse | 18-C1-D5011-240-TRN02 | Transformer Emergency Power TE1 125.5KVA | GE/Zenith | DNA | DNA | OM00034998 | NA | Electrical Room | NA | NA | NA | NA | 120/208 | DNA | Electrical | 1/3 | NA | NA | \Classifications\Building System Class\D50-Electrical SYS\D5010 - Elec Service & Dist\Transformer - TRN | 1014720
18-C1 | 18-C1 New Susanville Courthouse | 18-C1-D5037-710-FAP01 | Fire Alarm Panel | Silent Knight | Edwards | I0500(G/R)(D)(-PG/SP)(110VOLTS 60HZ 1.8AMPS) | OM00034763 | NA | Security Office | NA | NA | NA | NA | 120 | NA | Electrical | 1 | NA | NA | \Classifications\Building System Class\D50-Electrical SYS\D5030 - Comm & Security\Fire Alarm Panel - FAP | 1014721
18-C1 | 18-C1 New Susanville Courthouse | 18-C1-D5092-100-UPS01 | UPS | General electric | Q1100-1910-B004A | LP33-80KVA | OM00035000 | NA | Electrical Room | NA | NA | NA | NA | 208 |  | Electric and lead-sulfuric acid | 1 | NA | NA | \Classifications\Building System Class\D50-Electrical SYS\D5090 - Elec SYS\Uninterruptible Power System - UPS | 1014722
18-C1 | 18-C1 New Susanville Courthouse | 18-C1-D5092-210-GEN01 | Emergency Generator | CUMMINS | F110226453 | DQHAB-7433837 | OM00034760 | Permit #PTO-17-153 | Secured Parking | NA | NA | NA | 470 | 277/480 | DNA | Diesel | NA | NA | NA | \Classifications\Building System Class\D50-Electrical SYS\D5090 - Elec SYS\Emergency Generator - GEN | 1014723
18-C1 | 18-C1 New Susanville Courthouse | 18-C1-D5092-250-EML38 | Emergency Exit Lamps 38 Total | Phillips | MCPNBEN | ER45VXL1BZGC | OM00034982 | NA | 38 Locations 1st & 2nd Floor | NA | NA | NA | NA | 277 | NA | Electrical | NA | NA | NA | \Classifications\Building System Class\D50-Electrical SYS\D5090 - Elec SYS\Emergency And Exit Lighting - EML | 1014724
18-C1 | 18-C1 New Susanville Courthouse | 18-C1-G2023-150-PEG01 | Sallyport Gate 1 | DYNACO | DY43PHSPLL | LUS118087B | OM00034761 | NA | West Side of Bldg. | NA | NA | NA | NA | 480 | DNA | Electrical | DNA | NA | NA | \Classifications\Building System Class\G20-Other Systems\G2020 - Parking Lots\Secured Parking Gate - PEG | 1014725
18-C1 | 18-C1 New Susanville Courthouse | 18-C1-G2023-150-PEG02 | Sallyport Gate 2 | DYNACO | LSU1180 | LSU1180087A | OM00034762 | NA | West Side of Bldg. | NA | NA | NA | NA | 480 | DNA | Electrical | DNA | NA | NA | \Classifications\Building System Class\G20-Other Systems\G2020 - Parking Lots\Secured Parking Gate - PEG | 1014726
18-C1 | 18-C1 New Susanville Courthouse | 18-C1-G2050-200-LSC01 | Landscape | NA | NA | NA | OM00034984 | NA | Exterior | NA | NA | NA | NA | NA | NA | NA | NA | NA | NA | \Classifications\Building System Class\G20-Other Systems\G2050 - Landscaping\Landscaping - LSC | 1014727
18-C1 | 18-C1 New Susanville Courthouse | 18-C1-D5092-250-ELT144 | Exterior Lighting | NA | NA | DNA | OM00034983 | NA | Exterior | NA | NA | NA | NA | 277 | NA | Electrical | NA | NA | NA | \Classifications\Building System Class\D50-Electrical SYS\D5090 - Elec SYS\Exterior Lighting - ELT | 1014728
18-C1 | 18-C1 New Susanville Courthouse | 18-C1-G2049-300-HSC01 | Hardscape | NA | NA | NA | OM00034985 | NA | Exterior | NA | NA | NA | NA | NA | NA | NA | NA | NA | NA | \Classifications\Building System Class\G20-Other Systems\G2040 - Site Development\Hardscape - HSC | 1014729
18-C1 | 18-C1 New Susanville Courthouse | 18-C1-D3031-210-CDR03 | Description Condenser Unit 1 | Mitsubishi Electric | 07W00147 | PURY-P96YJMU-A | OM00031058 | NA | Roof | NA | NA | R-410A | NA | 460 | DNA | Electrical | 3 | NA | NA | \Classifications\Building System Class\D30-HVAC Systems\D3030 - Cooling SYS\Condensing Unit, Air Cooled - CDR | 1015786
18-C1 | 18-C1 New Susanville Courthouse | 18-C1-D4094-450-SFM03 | Gas Fire Supression System | Chemetrol | AA513391 | Micro 1012 | OM00037171 | NA | DNA | NA | NA | NA | NA | NA | NA | NA | NA | NA | NA | \Classifications\Building System Class\D40-Fire Protection SYS\D4090 - Other Fire Protection Systems\Fire Suppression, Gaseous - SFM | 1016274
18-C1 | 18-C1 New Susanville Courthouse | 18-C1-D4013-114-FAC01 | Compressor for Fire System | Gast | A11J1F0029 | 3LBA-46T-M300AX | OM00037175 | NA | DNA | NA | NA | NA | 3 | 110 | 6.6 | Electric | 1 | NA | NA | \Classifications\Building System Class\D40-Fire Protection SYS\D4010 - Sprinkler SYS\Air Compressor (Dry) Used w/ Fire S - FAC | 1016275
18-C1 | 18-C1 New Susanville Courthouse | 18-C1-D3044-125-PHW07 | Boiler circulation Pump 3 | Baldor | W1306143518 | VM3538 | OM00031549 |  | Behind Boiler | NA | NA | NA | 1/2 | 230/460 | 0.5 | Electric | 3 | NA | NA | \Classifications\Building System Class\D30-HVAC Systems\D3040 - Distribution SYS\Hot Water Pump - PHW | 1017186
18-C1 | 18-C1 New Susanville Courthouse | 18-C1-D3044-125-PHW08 | Boiler circulation Pump 4 | Baldor | W1306143519 | VM3538 | OM00031550 |  | Behind Boiler | NA | NA | NA | 1/2 | 230/460 | .5 | Electric | 3 | NA | NA | \Classifications\Building System Class\D30-HVAC Systems\D3040 - Distribution SYS\Hot Water Pump - PHW | 1017187
18-C1 | 18-C1 New Susanville Courthouse | 18-C1-G2023-160-PEB01 | Front entrance to secure parking | Magnetic Auto Controls | V30001471 | MIB40 | OM00031551 | [12 empty] | \Classifications\Building System Class\G20-Other Systems\G2020 - Parking Lots\Security Parking Electric Barrier - PEB | 1017205
18-C1 | 18-C1 New Susanville Courthouse | 18-C1-G2023-160-PEB02 | Rear Exit to secure parking | Magnetic Auto Controls | V30001472 | MIB40 | OM00031552 | [12 empty] | \Classifications\Building System Class\G20-Other Systems\G2020 - Parking Lots\Security Parking Electric Barrier - PEB | 1017206
18-C1 | 18-C1 New Susanville Courthouse | 18-C1-G2023-160-PEB03 | Rear entrance to secure parking | Magnetic Auto Controls | V30005880 | MIB40 | OM00031553 | [12 empty] | \Classifications\Building System Class\G20-Other Systems\G2020 - Parking Lots\Security Parking Electric Barrier - PEB | 1017207
18-C1 | 18-C1 New Susanville Courthouse | 18-C1-D5010-200-ESD01 | Main Elctrical Panel | GE | PO40106570001010 | SSF20D220 | OM00037174 |  | Basement Main Electrical Room | NA | NA | NA | NA | 200 | 600 | Electric | 3 | NA | NA | \Classifications\Building System Class\D50-Electrical SYS\D5010 - Elec Service & Dist\Electical Service and Distribution - ESD | 1017208
18-C1 | 18-C1 New Susanville Courthouse | 18-C1-G2023-150-PEG03 | Judges Parking Gate | HySecurity | 060101-1201-219 | 222 DE ST | OM00031059 |  | Judges Parking Gate | NA | NA | NA | 1 | 24 |  | Electric | 1 | NA | NA | \Classifications\Building System Class\G20-Other Systems\G2020 - Parking Lots\Secured Parking Gate - PEG | 1018823
18-C1 | 18-C1 New Susanville Courthouse | 18-C1-D3050-250-ACU02 | Split System #1 | Liebert | Y15DG10110 | PFH096A-AL7 | OM00031060 |  | Roof Top | NA | NA | R-407C | NA | 460 | NA | Electric | 3 | NA | NA | \Classifications\Building System Class\D30-HVAC Systems\D3050 - Package SYS\Air Conditioning,Split System - ACU | 1019524
19-A1 | 19-A1 Huntington Park Courthouse | 19-A1-D5092-100-CTY01 | Battery Back Up | DNA | DNA | DNA | OM00016062 |  | Basement on frame of door equp entrance | NA | NA | NA | NA | 110 | DNA | electric | 1 | NA | NA | \Classifications\Building System Class\D50-Electrical SYS\D5090 - Elec SYS\Uninterruptible Power System - UPS | 1010888
19-AC1 | 19-AC1 San Fernando Courthouse | 19-AC1-D1010-100-ELE01 | Elevator, Electric #1 | Dover | 15GR-C038 | GD-105 | OM00030490 | State ID# 073308 | Elevator Room - ID#073308 | NA | NA | NA | 23 | 240V | 78 | Electric | 3 | NA | NA | \Classifications\Building System Class\D10-Conveyance Systems\D1010 - Elevator\Elevator,Electric,Pass/Freight - ELE | 1011623
19-AC1 | 19-AC1 San Fernando Courthouse | 19-AC1-D1010-100-ELE02 | Judge's Elevator, Electric #2 | Dover | 15R-C045 | GD-105 | OM00030491 | State ID# 073188 | Elevator Room ID# 073188 (Judge) | NA | NA | NA | 23 | 240V | 78 | Electric | 3 | NA | NA | \Classifications\Building System Class\D10-Conveyance Systems\D1010 - Elevator\Elevator,Electric,Pass/Freight - ELE | 1011624
19-AC1 | 19-AC1 San Fernando Courthouse | 19-AC1-D1010-100-ELE03 | Elevator, Electric #3 | Dover | 15GR-C040 | GD-105 | OM00030481 | State ID# 073373 | Elevator Room ID#073373 | NA | NA | NA | 23 | 240V | 78 | Electric | 3 | NA | NA | \Classifications\Building System Class\D10-Conveyance Systems\D1010 - Elevator\Elevator,Electric,Pass/Freight - ELE | 1011625
19-AC1 | 19-AC1 San Fernando Courthouse | 19-AC1-D1010-100-ELE04 | Elevator, Electric #4 | Dover | 156R-C046 | GD-105 | OM00030482 | State ID# 073374 | Elevator Room ID # 073374 | NA | NA | NA | 23 | 240 | 78 | Electric | 3 | NA | NA | \Classifications\Building System Class\D10-Conveyance Systems\D1010 - Elevator\Elevator,Electric,Pass/Freight - ELE | 1011626
19-AC1 | 19-AC1 San Fernando Courthouse | 19-AC1-D1010-100-ELE05 | Passenger Elevator, Electric #5 | Dover | 156R-C050 | GD-105 | OM00030483 | State ID# 073375 | Elevator Room - ID# 073375 (Passenger) | NA | NA | NA | 23 | 240V | 78 | Electric | 3 | NA | NA | \Classifications\Building System Class\D10-Conveyance Systems\D1010 - Elevator\Elevator,Electric,Pass/Freight - ELE | 1011627
19-AC1 | 19-AC1 San Fernando Courthouse | 19-AC1-D1010-100-ELE06 | Custody Elevator, Electric #6 | Dover | 156R-C037 | GD-105 | OM00030484 | State ID# 073306 | Elevator Room ID# 073306 (Custody) | NA | NA | NA | 23 | 240 | 78 | Electric | 3 | NA | NA | \Classifications\Building System Class\D10-Conveyance Systems\D1010 - Elevator\Elevator,Electric,Pass/Freight - ELE | 1011628
19-AC1 | 19-AC1 San Fernando Courthouse | 19-AC1-D1010-100-ELE07 | Judge's Elevator, Electric #7 | Dover | 156R-C039 | GD-105 | OM00030485 | State ID# 073307 | Elevator Room ID# 073307 (Judge) | NA | NA | NA | 23 | 240 | 78 | Electric | 3 | NA | NA | \Classifications\Building System Class\D10-Conveyance Systems\D1010 - Elevator\Elevator,Electric,Pass/Freight - ELE | 1011629
19-AC1 | 19-AC1 San Fernando Courthouse | 19-AC1-D3050-250-ACU03 | SPLIT SYSTEM A/C | AMERICAN STANDARD | 11042WWY3F | 2A7B3024A1000BA | OM00033807 |  | JUDGES PARKING | DNA | NA | R-22 | NA | 240 | 12 | Electric | 1 | NA | NA | \Classifications\Building System Class\D30-HVAC Systems\D3050 - Package SYS\Air Conditioning,Split System - ACU | 1013102
19-AC1 | 19-AC1 San Fernando Courthouse | 19-AC1-D3050-250-ACU02 | FILE ROOM SPLIT SYSTEM | HIGH EFFICIENCY | NA | NA | OM00033808 |  | DNA | DNA | NA | R-22 | NA | 230 | 14 | Electric | 3 | NA | NA | \Classifications\Building System Class\D30-HVAC Systems\D3050 - Package SYS\Air Conditioning,Split System - ACU | 1013104
19-AC1 | 19-AC1 San Fernando Courthouse | 19-AC1-D2022-260-HWG01 | WATER HEATER DOMESTIC #1 (GAS-18000BTU) | RAYPACK | 0205195511 | WH1-0181 | OM00030532 |  | BOILER ROOM | NA | NA | NA | .50 | 120 | 15 | Gas | 1 | 181,000 | DNA | \Classifications\Building System Class\D20-Plumbing\D2020 - Domestic Water\Domestic Water Heater, Gas - HWG | 1013108
19-AC1 | 19-AC1 San Fernando Courthouse | 19-AC1-D3041-110-AHU16 | Air Handler 16 | PACE | 80-40326-18 | SCF97AMI | OM00030486 |  | ROOF | DNA | 1=16X20X2 | DNA | DNA | 208 | DNA | Electric | 3 | NA | NA | \Classifications\Building System Class\D30-HVAC Systems\D3040 - Distribution SYS\Air Handling Unit - AHU | 1013156
19-AC1 | 19-AC1 San Fernando Courthouse | 19-AC1-D3041-110-AHU17 | AIR HANDLER 17 | NA | NA | NA | OM00030487 |  | P-4 | DNA | 16X20X2=1 | DNA | DNA | 208 A | DNA | Electric | 3 | NA | NA | \Classifications\Building System Class\D30-HVAC Systems\D3040 - Distribution SYS\Air Handling Unit - AHU | 1013157
19-AC1 | 19-AC1 San Fernando Courthouse | 19-AC1-D3041-110-AHU15 | AIR HANDLER 15 | NA | NA | NA | OM00030488 |  | P-5 | DNA | 1=16X20X2 | DNA | DNA | 208 | DNA | Electric | 3 | NA | NA | \Classifications\Building System Class\D30-HVAC Systems\D3040 - Distribution SYS\Air Handling Unit - AHU | 1013158
19-AC1 | 19-AC1 San Fernando Courthouse | 19-AC1-D3041-110-AHU18 | AIR HANDLER 18 | PACE | VM97010301B | NA | OM00030912 |  | ROOF | DNA | 1=16X20X2 | DNA | DNA | 208 | DNA | Electric | 3 | NA | NA | \Classifications\Building System Class\D30-HVAC Systems\D3040 - Distribution SYS\Air Handling Unit - AHU | 1013159
19-AC1 | 19-AC1 San Fernando Courthouse | 19-AC1-D3031-130-CLR01 | CHILLER WATER COOLER #1 | YORK | GLFM274295 | YTGOA1B2-CCH | OM00030492 |  | NEAR BOILER ROOM | NA | NA | R-123 | DNA | 480 | 250 | Electric | 3 | NA | NA | \Classifications\Building System Class\D30-HVAC Systems\D3030 - Cooling SYS\Chiller, Water Cooled - CLR | 1013160
19-AC1 | 19-AC1 San Fernando Courthouse | 19-AC1-D3031-130-CLR02 | CHILLER WATER COOLED #2 | YORK | GLFM074507 | YTG0A1B2-CCH | OM00030517 |  | NEAR BOILER ROOM | NA | NA | R-123 | DNA | 480 | 250 | Electric | 3 | NA | NA | \Classifications\Building System Class\D30-HVAC Systems\D3030 - Cooling SYS\Chiller, Water Cooled - CLR | 1013161
19-AC1 | 19-AC1 San Fernando Courthouse | 19-AC1-D5092-250-ELT01 | LIGHTING - EXTERIOR (QTYneeded) | NA | NA | NA | OM00033443 |  | OUTSIDE OF BUILDING | NA | NA | NA | NA | 277 | NA | Electric | 1 | NA | NA | \Classifications\Building System Class\D50-Electrical SYS\D5090 - Elec SYS\Exterior Lighting - ELT | 1013174
19-AC1 | 19-AC1 San Fernando Courthouse | 19-AC1-D3021-130-BLR01 | BOILER #1 | RBI | 110540828 | DB-1350 | OM00030992 |  | BASEMENT | NA | NA | NA | 1/2 | 230 | 2.9 | Natural gas | 3 | 825000 | 660,000 | \Classifications\Building System Class\D30-HVAC Systems\D3020 - Heat SYS\Boiler,Hot Water,Oil/Gas/Comb. - BLR | 1013179
19-AC1 | 19-AC1 San Fernando Courthouse | 19-AC1-D3021-130-BLR02 | BOILER #2 | RBI | 110540827 | DB-1350 | OM00030991 |  | BOILER ROOM | NA | NA | NA | 1/2 | 230 | 2.9 | Natural gas | 3 | 825000 | 660,000 | \Classifications\Building System Class\D30-HVAC Systems\D3020 - Heat SYS\Boiler,Hot Water,Oil/Gas/Comb. - BLR | 1013180
19-AC1 | 19-AC1 San Fernando Courthouse | 19-AC1-D3030-110-CTW01 | COOLING TOWER #2 | EVAPCO | 977554W | AT859B | OM00030494 |  | EXTERIOR ROOF | DNA | NA | NA | 10 | 460 | 5.1 | Electric | 3 | NA | NA | \Classifications\Building System Class\D30-HVAC Systems\D3030 - Cooling SYS\Cooling Tower - CTW | 1013181
19-AC1 | 19-AC1 San Fernando Courthouse | 19-AC1-D3030-110-CTW02 | COOLING TOWER #1 | EVAPCO | 977555W | AT-8-59B | OM00030493 |  | EXTERIOR ROOF | DNA | NA | NA | 10 | 440 | 5.1 | Electric | 3 | NA | NA | \Classifications\Building System Class\D30-HVAC Systems\D3030 - Cooling SYS\Cooling Tower - CTW | 1013182
19-AC1 | 19-AC1 San Fernando Courthouse | 19-AC1-D2023-100-BFP02 | Backflow, Domestic 6" | FEBCO | 9709111135 | 860 6" | OM00033699 |  | Backflow Enclosure - Employee Parking | NA | NA | NA | NA | NA | NA | NA | NA | NA | NA | \Classifications\Building System Class\D20-Plumbing\D2020 - Domestic Water\Backflow Preventer - BFP | 1013184
19-AC1 | 19-AC1 San Fernando Courthouse | 19-AC1-D2023-100-BFP03 | Backflow, Fire Service 4" | FEBCO | 9707291313 | 860 4" | OM00033698 |  | Backflow Enclosure - Employee Parking | NA | NA | NA | NA | NA | NA | NA | NA | NA | NA | \Classifications\Building System Class\D20-Plumbing\D2020 - Domestic Water\Backflow Preventer - BFP | 1013185
19-AC1 | 19-AC1 San Fernando Courthouse | 19-AC1-D1091-100-DMW01 | LIFT DUMBWAITER - non OP, electricity disconnected | DNA | \15468 | 101 | OM00030547 | NO STATE ID# - no record of permit | NEAR MECHANICS ROOM | NA | NA | NA | 3 | 480 | 4.3 | Electric | 3 | NA | NA | \Classifications\Building System Class\D10-Conveyance Systems\D1090 - Other Conveyance Systems\Dumbwaiter - DMW | 1013192
19-AC1 | 19-AC1 San Fernando Courthouse | 19-AC1-D3042-240-SEF01 | FAN, SPECIALITY EXHAUST (REFRIGERATION LEAK FAN) | NA | NA | NA | OM00030546 |  | BEHIND CHILLER #1 | NA | NA | NA | 1/3 | 120 | 1 | Electric | 1 | NA | NA | \Classifications\Building System Class\D30-HVAC Systems\D3040 - Distribution SYS\Supply/Exhaust/Return fans- FAN | 1013210
19-AC1 | 19-AC1 San Fernando Courthouse | 19-AC1-B3010-100-RUF01 | ROOF | NA | NA | NA | OM00033445 |  | TOP OF BUILDING | NA | NA | NA | NA | NA | NA | NA | NA | NA | NA | \Classifications\Building System Class\B30-Roofing\B3010 - Roof Types\Roof - RUF | 1013211
19-AC1 | 19-AC1 San Fernando Courthouse | 19-AC1-D5036-200-CSY01 | CLOCK SYSTEM | SIMPLEX | DNA | 2350 MASTER TIME SYSTEM | OM00030502 |  | ACROSS FROM GYM | NA | NA | NA | NA | 120 | DNA | Electric | 1 | NA | NA | \Classifications\Building System Class\D50-Electrical SYS\D5030 - Comm & Security\Clock Systems - CSY | 1013213
19-AC1 | 19-AC1 San Fernando Courthouse | 19-AC1-D1092-120-PTS01 | PNEUMATIC TUBE SYSTEMS | NA | NA | NA | OM00033444 |  | T/O THE BUILDING | NA | NA | NA | NA | NA | NA | NA | NA | NA | NA | \Classifications\Building System Class\D10-Conveyance Systems\D1090 - Other Conveyance Systems\Pneumatic Tube System -PTS | 1013214
19-AC1 | 19-AC1 San Fernando Courthouse | 19-AC1-D2017-100-SHW01 | EYE WASH & EMERGENCY SHOWERS | HAWS CORP | NA | 8300 | OM00033446 |  | NEAR CHILLER | NA | NA | NA | NA | NA | NA | NA | NA | NA | NA | \Classifications\Building System Class\D20-Plumbing\D2010 - Plumb Fix\Showers - SHW | 1013215
19-AC1 | 19-AC1 San Fernando Courthouse | 19-AC1-D2023-310-WBS01 | PUMP, DOMESTIC WATER BOOSTER SYSTEM | PACO | S197D05491 | MIT3.0/5.0/STD | OM00030542 |  | NEAR ENGINEERING OFFICE | NA | NA | NA | 5.0 | 430 | 21 | Electric | 3 | NA | NA | \Classifications\Building System Class\D20-Plumbing\D2020 - Domestic Water\Domestic Water Booster System - WBS | 1013216
19-AC1 | 19-AC1 San Fernando Courthouse | 19-AC1-D2022-260-HWG02 | WATER HEATER DOMESTIC #2 (GAS-18000BTU) | RAYPACK | 203192863 | WH1-0181 | OM00030531 |  | BOILER ROOM | NA | NA | NA | .5 | 120 | 15 | Gas | 1 | 181,000 | DNA | \Classifications\Building System Class\D20-Plumbing\D2020 - Domestic Water\Domestic Water Heater, Gas - HWG | 1013217
19-AC1 | 19-AC1 San Fernando Courthouse | 19-AC1-D2022-260-HWG04 | WATER HEATER DOMESTIC #4 (GAS-18000BTU) | RAYPACK | 203192862 | WH1-0181 | OM00030529 |  | BOILER ROOM | NA | NA | NA | 1/2 | 120 | 15 | Gas | 1 | 181,000 | DNA | \Classifications\Building System Class\D20-Plumbing\D2020 - Domestic Water\Domestic Water Heater, Gas - HWG | 1013218
19-AC1 | 19-AC1 San Fernando Courthouse | 19-AC1-D2022-260-HWG03 | WATER HEATER DOMESTIC #3 (GAS-18000BTU) | RAYPACK | 0101178474 | WH1-0181 | OM00030530 |  | BOILER ROOM | NA | NA | NA | .5 | 115 | 151 | Gas | 1 | 181,000 | DNA | \Classifications\Building System Class\D20-Plumbing\D2020 - Domestic Water\Domestic Water Heater, Gas - HWG | 1013219
19-AC1 | 19-AC1 San Fernando Courthouse | 19-AC1-D3020-100-HET01 | DEAERATOR TANK HOT WATER | NA | NA | NA | OM00030533 |  | BOILER ROOM | NA | NA | NA | NA | NA | NA | NA | NA | NA | NA | \Classifications\Building System Class\D30-HVAC Systems\D3020 - Heat SYS\Heater Water Expansion Tank - HET | 1013220
19-AC1 | 19-AC1 San Fernando Courthouse | 19-AC1-D3020-100-HET02 | DEARATOR TANK CHILL WATER | NA | NA | NA | OM00030524 |  | IN CHILLER ROOM | NA | NA | NA | NA | NA | NA | NA | NA | NA | NA | \Classifications\Building System Class\D30-HVAC Systems\D3020 - Heat SYS\Heater Water Expansion Tank - HET | 1013221
19-AC1 | 19-AC1 San Fernando Courthouse | 19-AC1-D3044-125-PHW01 | PUMP HOT WATER #1 | BELL & GOSSETT | DNA | 114BB | OM00030528 |  | BOILER ROOM | NA | NA | NA | 3 | 480 | 4.2 | Electric | 3 | NA | NA | \Classifications\Building System Class\D30-HVAC Systems\D3040 - Distribution SYS\Hot Water Pump - PHW | 1013222
19-AC1 | 19-AC1 San Fernando Courthouse | 19-AC1-D3044-125-PHW02 | PUMP HOT WATER #2 | BELL & GOSSETT | DNA | 114BB | OM00030527 |  | BOILER ROOM | NA | NA | NA | 3 | 480 | 42 | Electric | 3 | NA | NA | \Classifications\Building System Class\D30-HVAC Systems\D3040 - Distribution SYS\Hot Water Pump - PHW | 1013223
19-AC1 | 19-AC1 San Fernando Courthouse | 19-AC1-D3031-100-PCH01 | PUMP CHILLED WATER #1 | BELL & GOSSETT | 1114163 | 3BB9.5BF | OM00030539 |  | NEW CHILLER | NA | NA | NA | 10 | 480 | 13 | Electric | 3 | NA | NA | \Classifications\Building System Class\D30-HVAC Systems\D3030 - Cooling SYS\Chilled Water Pump - PCH | 1013224
19-AC1 | 19-AC1 San Fernando Courthouse | 19-AC1-D3031-100-PCH02 | CONDENSOR WATER TOWER PUMP #3 | PEERLESS | 9701671-B | C1040AMBF204 | OM00030522 |  | NEAR CHILLER | NA | NA | NA | 20 | 480 | 25 | Electric | 3 | NA | NA | \Classifications\Building System Class\D30-HVAC Systems\D3030 - Cooling SYS\Chilled Water Pump - PCH | 1013225
19-AC1 | 19-AC1 San Fernando Courthouse | 19-AC1-D3031-100-PCH03 | PUMP CHILLED WATER #2 | BELL & GOSSET | 1114162 | 3BB9.5BF | OM00030538 |  | NEAR CHILLER | NA | NA | NA | 10 | 480 | 13 | Electric | 3 | NA | NA | \Classifications\Building System Class\D30-HVAC Systems\D3030 - Cooling SYS\Chilled Water Pump - PCH | 1013226
19-AC1 | 19-AC1 San Fernando Courthouse | 19-AC1-D3031-100-PCH04 | CONDENSER WATER TOWER WATER PUMP #2 | PEERLESS | 685406 | C1040AMBF204 | OM00030523 |  | NEAR CHILLER | NA | NA | NA | 20 | 480 | 26.5 | Electric | 3 | NA | NA | \Classifications\Building System Class\D30-HVAC Systems\D3030 - Cooling SYS\Chilled Water Pump - PCH | 1013227
19-AC1 | 19-AC1 San Fernando Courthouse | 19-AC1-D3041-110-AHU03 | AIR HANDLING UNIT #3 | PACE | 80-40326-03 | A27AF-S1 | OM00030554 |  | FAN ROOM | 3-B120 | 24X24X12=2 | NA | 25 | 460 | 32 | Electric | 3 | NA | NA | \Classifications\Building System Class\D30-HVAC Systems\D3040 - Distribution SYS\Air Handling Unit - AHU | 1013235
19-AC1 | 19-AC1 San Fernando Courthouse | 19-AC1-D3041-110-AHU04 | AIR HANDLING UNIT #4 | PACE | 80-40326-04 | A15FC | OM00030555 |  | FAN ROOM | Z-A70 | 24X24X12=2 | NA | 3 | 460 | 4.2 | Electric | 3 | NA | NA | \Classifications\Building System Class\D30-HVAC Systems\D3040 - Distribution SYS\Air Handling Unit - AHU | 1013236
19-AC1 | 19-AC1 San Fernando Courthouse | 19-AC1-D3041-110-AHU05 | AIR HANDLING UNIT #5 | PACE | 80-40326-05 | A24F | OM00030557 |  | FAN ROOM | 3-B108 | 24X24X12=8 / 12X24X12=4 | NA | 20 | 460 | 25 | Electric | 3 | NA | NA | \Classifications\Building System Class\D30-HVAC Systems\D3040 - Distribution SYS\Air Handling Unit - AHU | 1013237
19-AC1 | 19-AC1 San Fernando Courthouse | 19-AC1-D3041-110-AHU06 | AIR HADNLING UNIT #6 | PACE | 80-40326-06 | A12F | OM00030556 |  | FAN ROOM | 2XA53 | 24X24X12=2 | NA | 2 | 460 | 2.8 | Electric | 3 | NA | NA | \Classifications\Building System Class\D30-HVAC Systems\D3040 - Distribution SYS\Air Handling Unit - AHU | 1013238
19-AC1 | 19-AC1 San Fernando Courthouse | 19-AC1-D3041-110-AHU07 | AIR HANDLING UNIT #7 | PACE | 80-40326-07 | A22AF | OM00030559 |  | FAN ROOM | 2-B100 | 24X24X12=8 | NA | 15 | 460 | 20 | Electric | 3 | NA | NA | \Classifications\Building System Class\D30-HVAC Systems\D3040 - Distribution SYS\Air Handling Unit - AHU | 1013239
19-AC1 | 19-AC1 San Fernando Courthouse | 19-AC1-D3041-110-AHU08 | AIR HANDLING UNIT #8 | PACE | 80-40325-08 | A15FC | OM00030560 |  | FAN ROOM | Z-A58 | 24X24X12=2 | NA | 3 | 460 | 4.2 | Electric | 3 | NA | NA | \Classifications\Building System Class\D30-HVAC Systems\D3040 - Distribution SYS\Air Handling Unit - AHU | 1013240
19-AC1 | 19-AC1 San Fernando Courthouse | 19-AC1-D3041-210-SFN03 | FAN, SUPPLY (TF-3) | PACE | NA | NA | OM00030552 |  | HANGING FROM CEILING | NA | NA | NA | 1/6 | 120 | NA | Electric | 1 | NA | NA | \Classifications\Building System Class\D30-HVAC Systems\D3040 - Distribution SYS\Supply/Exhaust/Return fans- FAN | 1013241
19-AC1 | 19-AC1 San Fernando Courthouse | 19-AC1-D3041-210-SFN01 | FAN SUPPLY (TF-1) | PACE | 80-40326-15 | NA | OM00030651 |  | HANGING FROM CEILING | NA | 2=24X24X2 | NA | 1/6 | 120 | NA | Electric | 1 | NA | NA | \Classifications\Building System Class\D30-HVAC Systems\D3040 - Distribution SYS\Supply/Exhaust/Return fans- FAN | 1013242
19-AC1 | 19-AC1 San Fernando Courthouse | 19-AC1-D3041-210-SFN02 | FAN - SUPPLY (TF-2) | PACE | NA | NA | OM00033809 |  | HANGING FROM CEILING | NA | 2=24X24X2 | NA | 1/6 | 120 | NA | Electric | 1 | NA | NA | \Classifications\Building System Class\D30-HVAC Systems\D3040 - Distribution SYS\Supply/Exhaust/Return fans- FAN | 1013243
19-AC1 | 19-AC1 San Fernando Courthouse | 19-AC1-D3090-114-CMP01 | COMPRESSOR CONTROL AIR | DEVILBISS | 3217 | 447 | OM00030519 | State ID#: A009164-83 ¦ 5832 | IN CHILLER ROOM | DNA | NA | NA | 1.5 | 480 | 10 | Electric | 3 | NA | NA | \Classifications\Building System Class\D30-HVAC Systems\D3090 - Other HVAC Systems and Equipment\Air Compressor - CMP | 1013244
19-AC1 | 19-AC1 San Fernando Courthouse | 19-AC1-D4010-150-FMS01 | FIRE SYSTEM, ALL STAND PIPES | VIETAULIE | NA | NA | OM00030553 |  | 6-16 MECHANICAL ROOM | NA | NA | NA | NA | NA | NA | Other | NA | NA | NA | \Classifications\Building System Class\D40-Fire Protection SYS\D4010 - Sprinkler SYS\Fire Systems, stand pipes - FMS | 1013245
19-AC1 | 19-AC1 San Fernando Courthouse | 19-AC1-D5010-200-ESD01 | ELECTRICAL, MAIN ELECTRICAL PANEL | GOULD | NA | FC-1 | OM00030535 |  | NEAR GENERATOR ROOM | NA | NA | NA | NA | 480 | 1600 | Electric | 3 | NA | NA | \Classifications\Building System Class\D50-Electrical SYS\D5010 - Elec Service & Dist\Electical Service and Distribution - ESD | 1013246
19-AC1 | 19-AC1 San Fernando Courthouse | 19-AC1-D5010-234-ATS02 | ELECTRICAL , AUTOMATIC TRANSFER SWITCH #2 | ASCO | 131105-1 | C940315097C | OM00030537 |  | NEAR GENERATOR ROOM | NA | NA | NA | NA | 480 | 400 | Electric | 3 | NA | NA | \Classifications\Building System Class\D50-Electrical SYS\D5010 - Elec Service & Dist\Automatic Transfer Switch - ATS | 1013248
19-AC1 | 19-AC1 San Fernando Courthouse | 19-AC1-G3063-100-DAT01 | DAY TANK | PRYCO | NA | PY25ULDW | OM00030541 |  | IN GEN RM | NA | NA | NA | NA | NA | NA | Diesel | NA | NA | NA | \Classifications\Building System Class\G30-Site Mechanical Utilities\G3060 - Fuel Distribution\Tank, Fuel Storage Day - DAT | 1013250
19-AC1 | 19-AC1 San Fernando Courthouse | 19-AC1-B2034-400-DOH01 | ROLL UP GATE CAFETERIA | NA | NA | NA | OM00033697 |  | 1ST KITCHEN | NA | NA | NA | .5 | 480 | NA | Electric | 3 | NA | NA | \Classifications\Building System Class\B20-General Building Exterior\B2030 - Exterior Doors\Door,Overhead-Shutter,Manual,Elec,Roll-up - DOH | 1013251
19-AC1 | 19-AC1 San Fernando Courthouse | 19-AC1-D3030-160-ECW01 | EVAPORATIVE COOLER #1 | NA | NA | NA | OM00030544 |  | CHILLER ROOM | NA | NA | NA | NA | 120 | NA | Electric | 1 | NA | NA | \Classifications\Building System Class\D30-HVAC Systems\D3030 - Cooling SYS\Evaporative Cooler - ECW | 1013252
19-AC1 | 19-AC1 San Fernando Courthouse | 19-AC1-D3030-160-ECW02 | EVAPORATIVE COOLER #2 | NA | NA | NA | OM00030558 |  | EXTERIOR NEAR DEPT. K | A-88 | NA | NA | NA | 460 | 1.7 | NA | 3 | NA | NA | \Classifications\Building System Class\D30-HVAC Systems\D3030 - Cooling SYS\Evaporative Cooler - ECW | 1013253
19-AC1 | 19-AC1 San Fernando Courthouse | 19-AC1-D3042-220-EFN10 | EXHAUST FAN #10 | CENTRIMASTER | TFC286610 | PL135D4U | OM00030550 |  | 2ND FLOOR - ROOF | 4L390 | NA | NA | 1/6 | 115 | 3.5 | Electric | 1 | NA | NA | \Classifications\Building System Class\D30-HVAC Systems\D3040 - Distribution SYS\Supply/Exhaust/Return fans- FAN | 1013254
19-AC1 | 19-AC1 San Fernando Courthouse | 19-AC1-D3042-220-EFN02 | EXHAUST FAN 2 | NA | NA | NA | OM00030548 |  | ROOF | DNA | NA | NA | 3 | 480 | DNA | Electric | 3 | DNA | DNA | \Classifications\Building System Class\D30-HVAC Systems\D3040 - Distribution SYS\Supply/Exhaust/Return fans- FAN | 1013255
19-AC1 | 19-AC1 San Fernando Courthouse | 19-AC1-D3042-220-EFN04 | EXHAUST FAN 4 | CENTRI MASTER | TFC286602 | PL1636 | OM00030495 |  | NEAR P-3 | 4L430 | NA | NA | 1/3 | 115 | DNA | Electric | 1 | DNA | DNA | \Classifications\Building System Class\D30-HVAC Systems\D3040 - Distribution SYS\Supply/Exhaust/Return fans- FAN | 1013256
19-AC1 | 19-AC1 San Fernando Courthouse | 19-AC1-D3042-220-EFN05 | EXHAUST FAN 5 | CENTRI MASTER | TFC286604 | PL163FU | OM00030496 |  | NEAR P-3 | 3L-430 | NA | NA | 1/3 | 115 | 4.1 | Electric | 1 | DNA | DNA | \Classifications\Building System Class\D30-HVAC Systems\D3040 - Distribution SYS\Supply/Exhaust/Return fans- FAN | 1013257
19-AC1 | 19-AC1 San Fernando Courthouse | 19-AC1-D3042-220-EFN06 | EXHAUST FAN 6 | CENTRI MASTER | TFC286604 | PL163FV | OM00080500 |  | NEAR P-5 | 3L-430 | NA | NA | 1/3 | 115 | 4.1 | Electric | 1 | DNA | NA | \Classifications\Building System Class\D30-HVAC Systems\D3040 - Distribution SYS\Supply/Exhaust/Return fans- FAN | 1013258
19-AC1 | 19-AC1 San Fernando Courthouse | 19-AC1-D3042-220-EFN07 | EXHAUST FAN 7 | CENTRI MASTER | VFC286606 | PL135LV | OM00030499 |  | NEAR P-5 | 3L-400 | NA | NA | 1/4 | 115 | 3.2 | Electric | 1 | DNA | DNA | \Classifications\Building System Class\D30-HVAC Systems\D3040 - Distribution SYS\Supply/Exhaust/Return fans- FAN | 1013259
19-AC1 | 19-AC1 San Fernando Courthouse | 19-AC1-D3042-220-EFN08 | EXHAUST FAN 8 | CENRI MASTER | TFC286602 | PL365MU | OM00030497 |  | NEAR P-3 | A-85 | NA | NA | 3 | 460 | 4.3 | Electric | 3 | DNA | DNA | \Classifications\Building System Class\D30-HVAC Systems\D3040 - Distribution SYS\Supply/Exhaust/Return fans- FAN | 1013260
19-AC1 | 19-AC1 San Fernando Courthouse | 19-AC1-D3042-220-EFN09 | EXHAUST FAN 9 | CENTRI MASTER | UFC286608 | PL365MU | OM00030498 |  | NEAR P-5 | A85 | NA | NA | 3 | 460 | 4.3 | Electric | 3 | DNA | DNA | \Classifications\Building System Class\D30-HVAC Systems\D3040 - Distribution SYS\Supply/Exhaust/Return fans- FAN | 1013261
19-AC1 | 19-AC1 San Fernando Courthouse | 19-AC1-D4031-100-FEX76 | FIRE EXTINGUISHERS | AMEREX | NA | 500 | OM00030504 |  | ENTIRE BUILDING | NA | NA | NA | NA | NA | NA | NA | NA | NA | NA | \Classifications\Building System Class\D40-Fire Protection SYS\D4030 - FIRE SPEC\Fire Extinguisher - FEX | 1013262
19-AC1 | 19-AC1 San Fernando Courthouse | 19-AC1-D5037-710-FAP01 | FIRE SYSTEMS - FIRE PANEL | SIMPLEX | NA | 4020 | OM00030503 |  | ELECTRICAL ROOM | NA | NA | NA | NA | 115 | NA | Electric | 1 | NA | NA | \Classifications\Building System Class\D50-Electrical SYS\D5030 - Comm & Security\Fire Alarm Panel - FAP | 1013263
19-AC1 | 19-AC1 San Fernando Courthouse | 19-AC1-D4010-150-FMS02 | DRY STANDPIPE FIRS | JENKINS | NA | 300 | OM00033700 |  | NEAR EMPLOYEE PARKING | NA | NA | NA | NA | NA | NA | NA | NA | NA | NA | \Classifications\Building System Class\D40-Fire Protection SYS\D4010 - Sprinkler SYS\Fire Systems, stand pipes - FMS | 1013264
19-AC1 | 19-AC1 San Fernando Courthouse | 19-AC1-G2050-200-LSC01 | LANDSCAPING | NA | NA | NA | OM00033442 |  | OUTSIDE OF BUILDING | NA | NA | NA | NA | NA | NA | NA | NA | NA | NA | \Classifications\Building System Class\G20-Other Systems\G2050 - Landscaping\Landscaping - LSC | 1013266
19-AC1 | 19-AC1 San Fernando Courthouse | 19-AC1-G2049-300-HSC01 | HARDSCAPE | NA | NA | NA | OM00033441 |  | OUTSIDE OF BUILDINGAN | NA | NA | NA | NA | NA | NA | NA | NA | NA | NA | \Classifications\Building System Class\G20-Other Systems\G2040 - Site Development\Hardscape - HSC | 1013267
19-AC1 | 19-AC1 San Fernando Courthouse | 19-AC1-D2030-410-PMS01 | SEWER EJECTOR | PACO PUMP | 30006-1 | N213T17OCIA | OM00030990 |  | NEAR ENGINEER OFFICE | NA | NA | NA | 7.5 | 480 | 10 | Electric | 3 | NA | NA | \Classifications\Building System Class\D20-Plumbing\D2030 - Sani Waste\Sewage Ejector Pump - PMS | 1013268
19-AC1 | 19-AC1 San Fernando Courthouse | 19-AC1-D2040-100-PSU01 | SUMP PUMP | NA | NA | NA | OM00030995 |  | NEAR GEN RM | NA | NA | NA | DNA | DNA | DNA | Electric | DNA | NA | NA | \Classifications\Building System Class\D20-Plumbing\D2040 - Rain Drain\Sump Pump - PSU | 1013269
19-AC1 | 19-AC1 San Fernando Courthouse | 19-AC1-G3010-210-PWT01 | POTABLE WATER TANK #1 (HOT WATER) | AMERICAN STANDARD | C09-1029 | ST-200-ASME | OM00030993 |  | IN BOILER ROOM | NA | NA | NA | NA | NA | NA | NA | NA | NA | NA | \Classifications\Building System Class\G30-Site Mechanical Utilities\G3010 - Water Supply\Potable Water Storage Tank - PWT | 1013270
19-AC1 | 19-AC1 San Fernando Courthouse | 19-AC1-G3010-210-PWT02 | POTABLE WATER TANK #1 | AMERICAN STANDARD | A-09-0185 | ST-120AS | OM00030994 |  | IN BOILER ROOM | NA | NA | NA | NA | NA | NA | NA | NA | NA | NA | \Classifications\Building System Class\G30-Site Mechanical Utilities\G3010 - Water Supply\Potable Water Storage Tank - PWT | 1013271
19-AC1 | 19-AC1 San Fernando Courthouse | 19-AC1-G3063-100-AST01 | FUEL TANK | ENVIROVAULT | MH7565 | UFC A-11-F-1 | OM00030989 |  | NEAR LOADING DOCK | NA | NA | NA | NA | NA | NA | Diesel | NA | NA | NA | \Classifications\Building System Class\G30-Site Mechanical Utilities\G3060 - Fuel Distribution\Tank, Fuel Storage, Above Ground - AST | 1013272
19-AC1 | 19-AC1 San Fernando Courthouse | 19-AC1-D3041-110-AHU09 | AIR HANDLING UNIT #9 | PACE | 80-40326-09 | A-22AF-S1 | OM00030564 |  | FAN ROOM | 3-B97 | 24X24X12=8 | NA | 20 | 460 | 25 | Electric | 3 | NA | NA | \Classifications\Building System Class\D30-HVAC Systems\D3040 - Distribution SYS\Air Handling Unit - AHU | 1013294
19-AC1 | 19-AC1 San Fernando Courthouse | 19-AC1-D3041-110-AHU10 | AIR HANDLING UNIT #10 | PACE | 80-40326-10 | A9FC-S1 | OM00030563 |  | FAN ROOM | DNA | 24X24X12-1 | NA | 3 | 460 | 1.7 | Electric | 3 | NA | NA | \Classifications\Building System Class\D30-HVAC Systems\D3040 - Distribution SYS\Air Handling Unit - AHU | 1013295
19-AC1 | 19-AC1 San Fernando Courthouse | 19-AC1-D3041-110-AHU11 | AIR HANDLING UNIT #11 | PACE | 80-40326-11 | A20-AF | OM00030562 |  | FAN ROOM | 2=B100 | 24X24X12=6 | NA | 15 | 460 | 20 | Electric | 3 | NA | NA | \Classifications\Building System Class\D30-HVAC Systems\D3040 - Distribution SYS\Air Handling Unit - AHU | 1013296
19-AC1 | 19-AC1 San Fernando Courthouse | 19-AC1-D3041-110-AHU12 | AIR HANDLING UNIT #12 | PACE | 80-403261-12 | A15FL | OM00030561 |  | FAN ROOM | 2=A73 | 24X24XX12=2 | NA | 3 | 460 | 4.2 | Electric | 3 | NA | NA | \Classifications\Building System Class\D30-HVAC Systems\D3040 - Distribution SYS\Air Handling Unit - AHU | 1013297
19-AC1 | 19-AC1 San Fernando Courthouse | 19-AC1-D3041-110-AHU01 | AIR HANDLING UNIT #1 | PACE | 80-40326-01 | NA | OM00030545 |  | FAN ROOM | B-90 | 8=24X24X12 | NA | 15 | 480 | DNA | Electric | 3 | NA | NA | \Classifications\Building System Class\D30-HVAC Systems\D3040 - Distribution SYS\Air Handling Unit - AHU | 1013328
19-AC1 | 19-AC1 San Fernando Courthouse | 19-AC1-D3041-110-AHU02 | AIR HANDLING UNIT #2 | PACE | 80-40326-02 | A12FC | OM00030540 |  | FAN ROOM | 2=A50 / 2=4L520 | 2=24X24X2 / 2=24X24X12 | NA | 2 | 480 | DNA | Electric | 3 | NA | NA | \Classifications\Building System Class\D30-HVAC Systems\D3040 - Distribution SYS\Air Handling Unit - AHU | 1013329
19-AC1 | 19-AC1 San Fernando Courthouse | 19-AC1-D3041-110-AHU13 | AIR HANDLING UNIT #13 | PACE | 8040326-13 | A24AF | OM00030649 |  | Fan Room | 3=B108 | 8=24X24X12 | NA | DNA | 480 | 25 | Electric | 3 | NA | NA | \Classifications\Building System Class\D30-HVAC Systems\D3040 - Distribution SYS\Air Handling Unit - AHU | 1013330
19-AC1 | 19-AC1 San Fernando Courthouse | 19-AC1-D3041-110-AHU14 | AIR HANDLING UNIT #14 | PACE | 80-40326-14 | A-15-FC | OM00030501 |  | FAN ROOM | A-71 | 24X24X12=2 | NA | 3 | 480 | 4.2 | Electric | 3 | NA | NA | \Classifications\Building System Class\D30-HVAC Systems\D3040 - Distribution SYS\Air Handling Unit - AHU | 1013331
19-AC1 | 19-AC1 San Fernando Courthouse | 19-AC1-D4094-450-SFM01 | Halon Extinguishing System SFM01 | FIQUENCH | 215-1338 | NA | OM00036761 |  | Main Electrical Room G88 - Basement | NA | NA | NA | NA | NA | NA | NA | NA | NA | NA | \Classifications\Building System Class\D40-Fire Protection SYS\D4090 - Other Fire Protection Systems\Fire Suppression, Gaseous - SFM | 1015398
19-AC1 | 19-AC1 San Fernando Courthouse | 19-AC1-D4094-450-SFM03 | Halon Extinguishing System (SFM03) | FIQUENCH | 125-777 | NA | OM00036762 |  | Exhibit Vault 1st Floor | NA | NA | NA | NA | NA | NA | Electric | NA | NA | NA | \Classifications\Building System Class\D40-Fire Protection SYS\D4090 - Other Fire Protection Systems\Fire Suppression, Gaseous - SFM | 1015399
19-AC1 | 19-AC1 San Fernando Courthouse | 19-AC1-D4094-450-SFM02 | Halon Extinguishing System SFM02 | FIQUENCH | 125-776 | NA | OM00036763 |  | Exhibit Vault | NA | NA | NA | NA | NA | NA | NA | NA | NA | NA | \Classifications\Building System Class\D40-Fire Protection SYS\D4090 - Other Fire Protection Systems\Fire Suppression, Gaseous - SFM | 1015400
19-AC1 | 19-AC1 San Fernando Courthouse | 19-AC1-D4094-450-SFM04 | Halon Extinguishing System SFM04 | FIQUENCH | 125-779 | NA | OM00036764 |  | Server Room 1016, 1st Floor | NA | NA | NA | NA | DNA | DNA | Electric | DNA | NA | NA | \Classifications\Building System Class\D40-Fire Protection SYS\D4090 - Other Fire Protection Systems\Fire Suppression, Gaseous - SFM | 1015401
19-AC1 | 19-AC1 San Fernando Courthouse | 19-AC1-D4094-450-SFM05 | Halon Fire Extinguishing System SFM05 | FIQUENCH | 60-2618 | NA | OM00036765 |  | Roof P6 Radio Communications | NA | NA | NA | NA | NA | NA | NA | NA | NA | NA | \Classifications\Building System Class\D40-Fire Protection SYS\D4090 - Other Fire Protection Systems\Fire Suppression, Gaseous - SFM | 1015402
19-AC1 | 19-AC1 San Fernando Courthouse | 19-AC1-B2034-400-DOH02 | DOOR, OVERHEAD #2 (ROLL-UP, G97) | POWER MASTER | 62441194 | M6 | OM00036760 |  | NORTH GATE IN SALLY PORT | NA | NA | NA | 4-Mar | 480 | 1.7 | Electric | 3 | NA | NA | \Classifications\Building System Class\B20-General Building Exterior\B2030 - Exterior Doors\Door,Overhead-Shutter,Manual,Elec,Roll-up - DOH | 1015553
19-AC1 | 19-AC1 San Fernando Courthouse | 19-AC1-B2034-400-DOH03 | DOOR, OVERHEAD #3 (ROLL-UP, G94) | POWER MASTER | NA | NA | OM00036759 |  | SOUTH GATE IN SALLY PORT | NA | NA | NA | 2-Jan | 480 | 1.2 | Electric | 3 | NA | NA | \Classifications\Building System Class\B20-General Building Exterior\B2030 - Exterior Doors\Door,Overhead-Shutter,Manual,Elec,Roll-up - DOH | 1015554
19-AC1 | 19-AC1 San Fernando Courthouse | 19-AC1-D3050-210-PKU01 | PACKAGE UNIT (TAG #3023371) | Liebert | NA | MINI-MATE | OM00036757 |  | ABOVE CEILING | NA | NA | R-22 | DNA | Other | DNA | Electric | 3 | DNA | DNA | \Classifications\Building System Class\D30-HVAC Systems\D3050 - Package SYS\Package Unit - PKU | 1015555
19-AC1 | 19-AC1 San Fernando Courthouse | 19-AC1-D5092-250-EML162 | LIGHTING, EMERGENCY (39) & EXIT (123) | NA | NA | NA | OM00036758 |  | THROUGHOUT BUILDING | NA | NA | NA | NA | Other | DNA | Electric | DNA | NA | NA | \Classifications\Building System Class\D50-Electrical SYS\D5090 - Elec SYS\Emergency And Exit Lighting - EML | 1015556
19-AC1 | 19-AC1 San Fernando Courthouse | 19-AC1-D5010-200-ESD02 | MAIN ELECTRICAL PANEL #2 | GOULD | NA | FC-1 | OM00036754 |  | MAIN ELECTRICAL ROOM | NA | NA | NA | NA | 480 | 4000 | Electric | 3 | NA | NA | \Classifications\Building System Class\D50-Electrical SYS\D5010 - Elec Service & Dist\Electical Service and Distribution - ESD | 1015630
19-AC1 | 19-AC1 San Fernando Courthouse | 19-AC1-D5010-200-ESD04 | DISTRIBUTION SWITCHBOARD #1 | GOULD | NA | FC-1 | OM00036755 |  | MAIN ELECTRICAL ROOM | NA | NA | NA | NA | 240 | 1200 | Electric | 3 | NA | NA | \Classifications\Building System Class\D50-Electrical SYS\D5010 - Elec Service & Dist\Electical Service and Distribution - ESD | 1015631
19-AC1 | 19-AC1 San Fernando Courthouse | 19-AC1-D5010-200-ESD05 | DISTRIBUTION SWITCHBOARD #2 (EMERGENCY POWER) | GOULD | NA | NA | OM00036756 |  | MAIN ELECTRICAL ROOM | NA | NA | NA | NA | 480 | 600 | Electric | 3 | NA | NA | \Classifications\Building System Class\D50-Electrical SYS\D5010 - Elec Service & Dist\Electical Service and Distribution - ESD | 1015632
19-AC1 | 19-AC1 San Fernando Courthouse | 19-AC1-D5011-240-TRN01 | ELECTRICAL, TRANSFORMER (300KVA) | SQUARE D | DNA | 300T3HF | OM00036753 |  | MAIN ELECTRICAL ROOM | NA | NA | NA | NA | 480 | 360 | Electric | 3 | NA | NA | \Classifications\Building System Class\D50-Electrical SYS\D5010 - Elec Service & Dist\Transformer - TRN | 1015633
19-AC1 | 19-AC1 San Fernando Courthouse | 19-AC1-B2010-100-BLD01 | Building - County Owned | NA | NA | NA | OM00036751 |  | ENTIRE BUILDING | NA | NA | NA | NA | NA | NA | NA | NA | NA | NA | \Classifications\Building System Class\B20-General Building Exterior\B2010 - Exterior Walls\Building - BLD | 1015699
19-AC1 | 19-AC1 San Fernando Courthouse | 19-AC1-D5037-710-FAP02 | FIRE ALARM PANEL #2 (HALON) | PYROTRONICS | DNA | SYSTEM 3 | OM00036636 |  | ELECTRICAL ROOM IN BASEMENT | NA | NA | NA | NA | 110 | DNA | Electric | 1 | NA | NA | \Classifications\Building System Class\D50-Electrical SYS\D5030 - Comm & Security\Fire Alarm Panel - FAP | 1015700
19-AC1 | 19-AC1 San Fernando Courthouse | 19-AC1-D5011-240-TRN02 | ELECTRICAL, TRANSFORMER #2 | SQUARE D | NA | NA | OM00036626 |  | ELECTRICAL ROOM IN BASEMENT | NA | NA | NA | NA | 480 | DNA | Electric | 3 | NA | NA | \Classifications\Building System Class\D50-Electrical SYS\D5010 - Elec Service & Dist\Transformer - TRN | 1015701
19-AC1 | 19-AC1 San Fernando Courthouse | 19-AC1-D5011-240-TRN03 | ELECTRICAL, TRANSFORMER #3 | SQUARE D | NA | NA | OM00036627 |  | ELECTRICAL ROOM IN BASEMENT | NA | NA | NA | NA | 480 | DNA | Electric | 3 | NA | NA | \Classifications\Building System Class\D50-Electrical SYS\D5010 - Elec Service & Dist\Transformer - TRN | 1015702
19-AC1 | 19-AC1 San Fernando Courthouse | 19-AC1-D5010-200-ESD03 | ELECTRICAL, SWITCHBOARD (UNDER 560 VOLTS) | GOULD | NA | FC-1 | OM00036625 |  | ELECTRICAL ROOM IN BASEMENT | NA | NA | NA | DNA | 240 | 1200 | Electric | 3 | NA | NA | \Classifications\Building System Class\D50-Electrical SYS\D5010 - Elec Service & Dist\Electical Service and Distribution - ESD | 1015704
19-AC1 | 19-AC1 San Fernando Courthouse | 19-AC1-D3041-230-RFN01 | FAN, RETURN #1 | TWIN CITY | 81-33459-1-1 | BAF DWDI | OM00036629 |  | FAN ROOM G-84 IN BASEMENT | DNA | NA | NA | 2 | 480 | 2.6 | Electric | 3 | NA | NA | \Classifications\Building System Class\D30-HVAC Systems\D3040 - Distribution SYS\Supply/Exhaust/Return fans- FAN | 1015705
19-AC1 | 19-AC1 San Fernando Courthouse | 19-AC1-D3041-230-RFN02 | FAN, RETURN #2 | TWIN CITY | 81-33459-2-1 | BAF DWDI | OM00036630 |  | FAN ROOM 1123 ON 1ST FLOOR | DNA | NA | NA | 5 | 480 | 6.8 | Electric | 3 | NA | NA | \Classifications\Building System Class\D30-HVAC Systems\D3040 - Distribution SYS\Supply/Exhaust/Return fans- FAN | 1015706
19-AC1 | 19-AC1 San Fernando Courthouse | 19-AC1-D3041-230-RFN03 | FAN, RETURN #3 | TWIN CITY | 81-33459-3-1 | BAF DWDI | OM00036631 |  | FAN ROOM 2149 ON 2ND FLOOR | B-103 | NA | NA | 5 | 480 | 6.8 | Electric | 3 | NA | NA | \Classifications\Building System Class\D30-HVAC Systems\D3040 - Distribution SYS\Supply/Exhaust/Return fans- FAN | 1015707
19-AC1 | 19-AC1 San Fernando Courthouse | 19-AC1-D3041-230-RFN04 | FAN, RETURN #4 | TWIN CITY | 81-33459-4-1 | BAF DWDI | OM00036632 |  | FAN ROOM 2033 ON 2ND FLOOR | B-103 | NA | NA | 5 | 480 | 6.8 | Electric | 3 | NA | NA | \Classifications\Building System Class\D30-HVAC Systems\D3040 - Distribution SYS\Supply/Exhaust/Return fans- FAN | 1015708
19-AC1 | 19-AC1 San Fernando Courthouse | 19-AC1-D3041-230-RFN05 | FAN, RETURN #5 | TWIN CITY | 81-33459-5-1 | BAF DWDI | OM00036633 |  | FAN ROOM 3154 ON 3RD FLOOR | B-103 | NA | NA | 5 | 480 | 6.8 | Electric | 3 | NA | NA | \Classifications\Building System Class\D30-HVAC Systems\D3040 - Distribution SYS\Supply/Exhaust/Return fans- FAN | 1015709
19-AC1 | 19-AC1 San Fernando Courthouse | 19-AC1-D3041-230-RFN06 | FAN, RETURN #6 | TWIN CITY | 81-33459-6-1 | BAF DWDI | OM00036634 |  | FAN ROOM 3027 ON 3RD FLOOR | B-103 | NA | NA | 5 | 480 | 6.8 | Electric | 3 | NA | NA | \Classifications\Building System Class\D30-HVAC Systems\D3040 - Distribution SYS\Supply/Exhaust/Return fans- FAN | 1015710
19-AC1 | 19-AC1 San Fernando Courthouse | 19-AC1-D3041-230-RFN07 | FAN, RETURN #7 | TWIN CITY | 81-33549-7-1 | BAF DWDI | OM00036635 |  | FAN ROOM 4069 ON 4TH FLOOR | B-103 | NA | NA | 5 | 480 | 6.8 | Electric | 3 | NA | NA | \Classifications\Building System Class\D30-HVAC Systems\D3040 - Distribution SYS\Supply/Exhaust/Return fans- FAN | 1015711
19-AC1 | 19-AC1 San Fernando Courthouse | 19-AC1-D2023-100-BFP04 | Backflow, Boiler and Chiller make-up 2" | WILKINS | 438515 | 975XL 2" | OM00030534 | OW0209916-FA0234826-BD0043661 | BOILER ROOM- By the boiler room entry door - chiller make-up 2" (LAPHD FORM REQUIRED) | NA | NA | NA | NA | NA | NA | NA | NA | NA | NA | \Classifications\Building System Class\D20-Plumbing\D2020 - Domestic Water\Backflow Preventer - BFP | 1016047
19-AC1 | 19-AC1 San Fernando Courthouse | 19-AC1-D4095-230-HBL01 | VENT KITCHEN HOOD #1 (MAIN KITCHEN, WET) | ANSUL | S254679 | R-102 | OM00036640 |  | MAIN KITCHEN ON 1ST FLOOR | NA | NA | NA | NA | DNA | DNA | Electric | DNA | NA | NA | \Classifications\Building System Class\D40-Fire Protection SYS\D4090 - Other Fire Protection Systems\Hood and Blower - HBL | 1016179
19-AC1 | 19-AC1 San Fernando Courthouse | 19-AC1-D4095-230-HBL02 | VENT KITCHEN HOOD #2 (MAIN KITCHEN, WET) | ANSUL | S246754 | R-102 | OM00036641 |  | DELI AREA ON 1ST FLOOR | NA | NA | NA | NA | DNA | DNA | Electric | DNA | NA | NA | \Classifications\Building System Class\D40-Fire Protection SYS\D4090 - Other Fire Protection Systems\Hood and Blower - HBL | 1016180
19-AC1 | 19-AC1 San Fernando Courthouse | 19-AC1-D1013-310-WCL01 | WHEELCHAIR LIFT (DEPT "F" COURTROOM) | BRAUN | 1522 | L950U294248 | OM00036653 | PEND RISK RVW | DEPT "F" COURTROOM #3130 | NA | NA | NA | NA | 110 | DNA | Electric |  | NA | NA | \Classifications\Building System Class\D10-Conveyance Systems\D1010 - Elevator\Wheelchair Lift - WCL | 1016562
19-AC1 | 19-AC1 San Fernando Courthouse | 19-AC1-D2023-100-BFP07 | BACKFLOW PREVENTER (IRRIGATION 2") | WILKINS ZURN | 372964 | 720-A | OM00036649 |  | NORTHEAST CORNER OF BUILDING IN FLOWER BED | NA | NA | NA | NA | NA | NA | NA | NA | NA | NA | \Classifications\Building System Class\D20-Plumbing\D2020 - Domestic Water\Backflow Preventer - BFP | 1016567
19-AC1 | 19-AC1 San Fernando Courthouse | 19-AC1-D2023-100-BFP08 | BACKFLOW PREVENTER (FIRE CROSSOVER 1") | WILKINS ZURN | A304253 | DC 350XL | OM00036652 | OW0209916-FA0234826-BD0043662-8304253 | BASEMENT ABOVE SUMP PUMPS (LAPHD FORM REQUIRED) | NA | NA | NA | NA | NA | NA | NA | NA | NA | NA | \Classifications\Building System Class\D20-Plumbing\D2020 - Domestic Water\Backflow Preventer - BFP | 1016568
19-AC1 | 19-AC1 San Fernando Courthouse | 19-AC1-D3090-220-CMD02 | COMPRESSOR AIR DRYER (CHILLER ROOM) | HANKINSON | H510A1150506293 | HPR5-10-115 | OM00036637 |  | BASEMENT CHILLER ROOM | NA | NA | R-134a | DNA | 110 | 3.2 | Electric | 1 | NA | NA | \Classifications\Building System Class\D30-HVAC Systems\D3090 - Other HVAC Systems and Equipment\Compressed Air Dryer - CMD | 1016600
19-AC1 | 19-AC1 San Fernando Courthouse | 19-AC1-D2023-310-HWP02 | PUMP, DOMESTIC HOT WATER CIRCULATION #1 (BASEMENT) | GRUNDFOS | PART-96402713 | C | OM00037711 |  | BASEMENT | NA | NA | NA | NA | 110 | 2.5 | Electric |  | NA | NA | \Classifications\Building System Class\D20-Plumbing\D2020 - Domestic Water\Domestic Hot Water Circulating Pump - HWP | 1016601
19-AC1 | 19-AC1 San Fernando Courthouse | 19-AC1-D2023-310-HWP03 | PUMP, DOMESTIC HOT WATER CIRCULATION #2 (BASEMENT) | GRUNDFOS | PART-96402713 | C | OM00037712 |  | BASEMENT | NA | NA | NA | NA | 110 | 2.5 | Electric |  | NA | NA | \Classifications\Building System Class\D20-Plumbing\D2020 - Domestic Water\Domestic Hot Water Circulating Pump - HWP | 1016602
19-AC1 | 19-AC1 San Fernando Courthouse | 19-AC1-D3042-220-EFN15 | EXHAUST FAN #15 (ROOM 1137) | CENTRI MASTER | NA | NA | OM00037715 |  | OVER CLERK'S OFFICE ROOM 1137 | DNA | NA | NA | 1/6 | 110 | 3.5 | Electric |  | NA | NA | \Classifications\Building System Class\D30-HVAC Systems\D3040 - Distribution SYS\Supply/Exhaust/Return fans- FAN | 1016631
19-AC1 | 19-AC1 San Fernando Courthouse | 19-AC1-D3042-220-EFN14 | EXHAUST FAN #14 (WESTSIDE OF ROOF) | CENTRI MASTER | NA | NA | OM00037714 |  | 1ST FLOOR ROOF ABOVE EXHIBIT ROOM | DNA | NA | NA | 1/6 | 110 | 3.5 | Electric |  | NA | NA | \Classifications\Building System Class\D30-HVAC Systems\D3040 - Distribution SYS\Supply/Exhaust/Return fans- FAN | 1016632
19-AC1 | 19-AC1 San Fernando Courthouse | 19-AC1-D3012-120-GMR01 | METER, GAS (JUDGES' PARKING LOT) | ROOTS | 1227414 | 3M175 | OM00037716 |  | JUDGES' PARKING LOT | NA | NA | NA | NA | NA | NA | NA | NA | NA | NA | \Classifications\Building System Class\D30-HVAC Systems\D3010 - Energy Supply\Gas Meter Readings - GMR | 1016633
19-AC1 | 19-AC1 San Fernando Courthouse | 19-AC1-D2090-230-WIP01 | PUMP, WATER TREATMENT | UNILOC | H847135 | 3OC | OM00037713 |  | BASEMENT ROOM G89 | NA | NA | NA | DNA | 110 | 2-3 | Electric |  | NA | NA | \Classifications\Building System Class\D20-Plumbing\D2090 - Other Plumbing SYS\Water Treatment Inhibitor Pump - WIP | 1016634
19-AC1 | 19-AC1 San Fernando Courthouse | 19-AC1-D3050-250-ACU01 | Air Conditioning, Split System (Rm P6) | American Standard | L21123YCF | 7A0018A1000A0 | OM00030489 |  | ROOF ROOM P6 IT | NA | NA | R-22 | 1/8 | 240 | 8 | Electric | 1 | NA | NA | \Classifications\Building System Class\D30-HVAC Systems\D3050 - Package SYS\Air Conditioning,Split System - ACU | 1016841
19-AC1 | 19-AC1 San Fernando Courthouse | 19-AC1-D5010-234-ATS03 | ELECTRICAL, AUTOMATIC TRANSFER SWITCH #1 | GE Zenith Controls | 1692356-2 | ZTG000A00060F | OM00036644 |  | Ground Level, Main Electrical Room | NA | NA | NA | 60 | 277-480 | 600 | Electric | 3 | NA | NA | \Classifications\Building System Class\D50-Electrical SYS\D5010 - Elec Service & Dist\Automatic Transfer Switch - ATS | 1019972
19-AC1 | 19-AC1 San Fernando Courthouse | 19-AC1-D3060-100-RDS02 | Leak Detection System, Refrigerant | MSR | 400518 | DGC05-22-04XXXX2 | OM00036645 |  | Ground Level, Room G89, Chiller Room | NA | NA | NA | 50/60 | 120-240 | 1.7 | Electric | DNA | NA | NA | \Classifications\Building System Class\D30-HVAC Systems\D3060 - Control & Inst Air\Refrigerant Leak Detection System - RDS | 1019978
19-AC1 | 19-AC1 San Fernando Courthouse | 19-AC1-D5092-210-GEN02 | EMERGENCY GENERATOR (GEN02) | PRAMAC | MA-14-300 | GEW375M | OM00002628 | G33676 | Basement Near Electric Vault | NA | NA | NA | 60 | 480 | 452 | Diesel | NA | NA | NA | \Classifications\Building System Class\D50-Electrical SYS\D5090 - Elec SYS\Emergency Generator - GEN | 1020500
19-AC1 | 19-AC1 San Fernando Courthouse | 19-AC1-D3042-220-EFN11 | Exhaust Fan 9 - First Floor Core South | GREEN HECK | 15157410 | NA | DNA |  | South Side | NA | NA | NA | NA | DNA | DNA | Electric | DNA | NA | NA | \Classifications\Building System Class\D30-HVAC Systems\D3040 - Distribution SYS\Supply/Exhaust/Return fans- FAN | 1022890
19-AC1 | 19-AC1 San Fernando Courthouse | 19-AC1-D2023-100-BFP05 | BACKFLOW | WILKINS | CB041374 | 720A | DNA |  | Boiler Room | NA | NA | NA | NA | NA | NA | NA | NA | NA | NA | \Classifications\Building System Class\D20-Plumbing\D2020 - Domestic Water\Backflow Preventer - BFP | 1022891
19-AC3 | 19-AC3 Parking Lot-San Fernando Courthouse Employees | 19-AC3-D2023-100-BFP01 | BACKFLOW IRRIGATION 19-AC2 | WILKINS ZURN | 220949 | 720A | OM00036639 | OW0209916-FA0234840-BD0043272-FEBRUARY | NEAR ENTRANCE, Sprinklers Card 1 (LAPHD FORM REQUIRED) | NA | NA | NA | NA | NA | NA | NA | NA | NA | NA | \Classifications\Building System Class\D20-Plumbing\D2020 - Domestic Water\Backflow Preventer - BFP | 1013183
19-AC3 | 19-AC3 Parking Lot-San Fernando Courthouse Employees | 19-AC3-G2023-150-PEG01 | SECURITY PARKING GATE #1 (PARKING LOT) | CHAMBERLAIN ELITE | 4307N6729 | SL 3000 ULE3 | OM00036747 |  | EAST ENTRANCE, JUDGE'S PARKING LOT | NA | NA | NA | 2-Jan | Other | 4.6 | Electric | 1 | NA | NA | \Classifications\Building System Class\G20-Other Systems\G2020 - Parking Lots\Secured Parking Gate - PEG | 1015567
19-AC3 | 19-AC3 Parking Lot-San Fernando Courthouse Employees | 19-AC3-G2023-150-PEG02 | SECURITY PARKING GATE #2 (PARKING LOT) | CHAMBERLAIN ELITE | SV103104-94630 | SL 3000 ULE3 | OM00036748 |  | WEST ENTRANCE, JUDGE'S PARKING LOT | NA | NA | NA | 2-Jan | Other | 4.6 | Electric | 1 | NA | NA | \Classifications\Building System Class\G20-Other Systems\G2020 - Parking Lots\Secured Parking Gate - PEG | 1015568
19-AC3 | 19-AC3 Parking Lot-San Fernando Courthouse Employees | 19-AC3-G2050-200-LSC01 | LANDSCAPING | NA | NA | NA | OM00036454 |  | GROUNDS | NA | NA | NA | NA | NA | NA | NA | NA | NA | NA | \Classifications\Building System Class\G20-Other Systems\G2050 - Landscaping\Landscaping - LSC | 1015569
19-AC3 | 19-AC3 Parking Lot-San Fernando Courthouse Employees | 19-AC3-D5092-250-ELT09 | LIGHTING, EXTERIOR (9) | NA | NA | NA | OM00036749 |  | EXTERIOR OF BUILDING | NA | NA | NA | NA | 240 | NA | Electric | DNA | NA | NA | \Classifications\Building System Class\D50-Electrical SYS\D5090 - Elec SYS\Exterior Lighting - ELT | 1015628
19-AC3 | 19-AC3 Parking Lot-San Fernando Courthouse Employees | 19-AC3-D2023-100-BFP02 | BACKFLOW PREVENTER #2 (IRRIGATION) | WILKINS ZURN | G-06890D | 720A 3/4" | OM00036642 | OW0209916-FA0234826-BD0036490 | GROUNDS LOCATED SW SIDE (LAPHD FORM REQUIRED) | NA | NA | NA | NA | NA | NA | NA | NA | NA | NA | \Classifications\Building System Class\D20-Plumbing\D2020 - Domestic Water\Backflow Preventer - BFP | 1016244
19-AC3 | 19-AC3 Parking Lot-San Fernando Courthouse Employees | 19-AC3-D2023-100-BFP04 | Backflow Preventer (Loading Dock 1") | Wilkins | CB041374 | 720-A | OM00036643 |  | Loading Dock | NA | NA | NA | NA | NA | NA | NA |  | NA | NA | \Classifications\Building System Class\D20-Plumbing\D2020 - Domestic Water\Backflow Preventer - BFP | 1018603
19-AC5 | 19-AC5 Parking Lot-San Fernando Courthouse Public- | 19-AC5-G2050-200-LSC01 | LANDSCAPING | NA | NA | NA | OM00036455 |  | GROUNDS | NA | NA | NA | NA | NA | NA | NA | NA | NA | NA | \Classifications\Building System Class\G20-Other Systems\G2050 - Landscaping\Landscaping - LSC | 1015570
19-AC5 | 19-AC5 Parking Lot-San Fernando Courthouse Public- | 19-AC5-D5092-250-ELT18 | LIGHTING, EXTERIOR (18) | NA | NA | NA | OM00036750 |  | EXTERIOR OF BUILDING | NA | NA | NA | NA | 240 | NA | Electric | DNA | NA | NA | \Classifications\Building System Class\D50-Electrical SYS\D5090 - Elec SYS\Exterior Lighting - ELT | 1015629
19-AC5 | 19-AC5 Parking Lot-San Fernando Courthouse Public- | 19-AC5-D2023-100-BFP03 | HOLDING CELL: BACKFLOW PREVENTER #1 (IRRIGATION 1") | WILKINS ZURN | T185849 | 720-A | OM00036651 |  | NORTHEAST CORNER OF PUBLIC PARKING LOT | NA | NA | NA | NA | NA | NA | NA |  | NA | NA | \Classifications\Building System Class\D20-Plumbing\D2020 - Domestic Water\Backflow Preventer - BFP | 1016564
19-AC5 | 19-AC5 Parking Lot-San Fernando Courthouse Public- | 19-AC5-D2023-100-BFP04 | HOLDING CELL: BACKFLOW PREVENTER #2 (IRRIGATION 1") | WILKINS ZURN | T186402 | 720-A | OM00036650 |  | NORTHEAST CORNER OF JURY PARKING LOT | NA | NA | NA | NA | NA | NA | NA |  | NA | NA | \Classifications\Building System Class\D20-Plumbing\D2020 - Domestic Water\Backflow Preventer - BFP | 1016566
19-AD1 | 19-AD1 Santa Clarita Courthouse | 19-AD1-D5092-250-EML15 | LIGHTING, EMERGENCY (4) & EXIT (11) | NA | NA | NA | OM00035201 |  | THROUGHOUT BUILDING | NA | NA | NA | NA | 115, 120, 277 | NA | Electric | NA | NA | NA | \Classifications\Building System Class\D50-Electrical SYS\D5090 - Elec SYS\Emergency And Exit Lighting - EML | 1012564
19-AD1 | 19-AD1 Santa Clarita Courthouse | 19-AD1-D4031-100-FEX13 | FIRE EXTINGUISHERS (13 | NA | NA | NA | OM00035200 |  | THROUGHOUT BUILDING | NA | NA | NA | NA | NA | NA | NA | NA | NA | NA | \Classifications\Building System Class\D40-Fire Protection SYS\D4030 - FIRE SPEC\Fire Extinguisher - FEX | 1012565
19-AD1 | 19-AD1 Santa Clarita Courthouse | 19-AD1-D1013-310-WCL01 | HOLDING CELL:LIFT, WHEELCHAIR LIFT (LOCK-UP) | NA | NA | NA | OM00025852 | PEND RISK RVW | HOLDING CELL: ANNEX COURTROOM #4 | NA | NA | NA | 2-Jan | 115 | 8.8 | Electric | 1 | NA | NA | \Classifications\Building System Class\D10-Conveyance Systems\D1010 - Elevator\Wheelchair Lift - WCL | 1015514
19-AD1 | 19-AD1 Santa Clarita Courthouse | 19-AD1-B2034-400-DOH01 | HOLDING CELL:DOOR, OVERHEAD #1 (ROLL-UP, SALLY PORT EAST) | POWER MASTER | NA | NA | OM00036746 |  | HOLDING CELL: EAST SALLY PORT | NA | NA | NA | 4-Mar | 480 | 1.7 | Electric | 3 | NA | NA | \Classifications\Building System Class\B20-General Building Exterior\B2030 - Exterior Doors\Door,Overhead-Shutter,Manual,Elec,Roll-up - DOH | 1015515
19-AD1 | 19-AD1 Santa Clarita Courthouse | 19-AD1-B2034-400-DOH02 | HOLDING CELL:DOOR, OVERHEAD #2 (ROLL-UP, SALLY PORT WEST) | POWER MASTER | NA | NA | OM00036745 |  | HOLDING CELL, WEST SALLY PORT | NA | NA | NA | 4-Mar | 480 | 1.6 | Electric | 3 | NA | NA | \Classifications\Building System Class\B20-General Building Exterior\B2030 - Exterior Doors\Door,Overhead-Shutter,Manual,Elec,Roll-up - DOH | 1015516
19-AE1 | 19-AE1 Alfred J. McCourtney Juvenile Justice Center | 19-AE1-D4031-100-FEX09 | FIRE EXTINGUISHERS (9) | NA | NA | NA | OM00035286 |  | THROUGHOUT BUILDING | NA | NA | NA | NA | NA | NA | NA | NA | NA | NA | \Classifications\Building System Class\D40-Fire Protection SYS\D4030 - FIRE SPEC\Fire Extinguisher - FEX | 1012566
19-AE1 | 19-AE1 Alfred J. McCourtney Juvenile Justice Center | 19-AE1-D5092-250-EML41 | LIGHTING, EMERGENCY (17) & EXIT (24) | NA | NA | NA | OM00035285 |  | THROUGHOUT BUILDING | NA | NA | NA | NA | 110,115,220,277 | NA | Electric | NA | NA | NA | \Classifications\Building System Class\D50-Electrical SYS\D5090 - Elec SYS\Emergency And Exit Lighting - EML | 1012567
19-AF1 | 19-AF1 Sylmar Juvenile Court | 19-AF1-D4031-100-FEX05 | Fire Extinguisher - FEX05 | NA | NA | NA | OM00035202 |  |  | NA | NA | NA | NA | NA | NA | NA | NA | NA | NA | \Classifications\Building System Class\D40-Fire Protection SYS\D4030 - FIRE SPEC\Fire Extinguisher - FEX | 1013355
19-AF1 | 19-AF1 Sylmar Juvenile Court | 19-AF1-D5092-250-EML14 | Emergency Lighting - EML14 | NA | NA | NA | OM00035203 |  |  | NA | NA | NA | NA | DNA | DNA | Electric | DNA | NA | NA | \Classifications\Building System Class\D50-Electrical SYS\D5090 - Elec SYS\Emergency And Exit Lighting - EML | 1013356
19-AF1 | 19-AF1 Sylmar Juvenile Court | 19-AF1-B2010-100-CTY01 | Building - Contributing Party BLD01 |  |  |  | OM00036870 | [12 empty] | \Classifications\Building System Class\B20-General Building Exterior\B2010 - Exterior Walls\Building - BLD | 1015408
19-AG1 | 19-AG1 Compton Courthouse | 19-AG1-D5092-210-GEN01 | Emergency Generator | Detroit Diesel | 12E0004232 | 91237305 | OM00000624 | SN-12E0004232 Permit-G12625 | MECH ROOM, SOUTH SIDE EMPLOYEE PARKING LOT | NA | NA | NA | 1070 | 480 | 1135 | Diesel | 3 | NA | NA | \Classifications\Building System Class\D50-Electrical SYS\D5090 - Elec SYS\Emergency Generator - GEN | EQ-1007730
19-AG1 | 19-AG1 Compton Courthouse | 19-AG1-D4022-250-PFD01 | PUMP, FIRE, ENGINE DRIVEN #1 | Aurora Pump | 7665599 | 481 | OM00000621 | F42249 - G12622 | DIESEL PUMP ROOM | NA | NA | NA | 225 | NA | NA | diesel | NA | NA | NA | \Classifications\Building System Class\D40-Fire Protection SYS\D4020 - Stand Pipe\Pump,Fire,Diesel Engine Driven - PFD | EQ-1007731
19-AG1 | 19-AG1 Compton Courthouse | 19-AG1-D4022-250-PFD02 | DIESEL FIRE PUMP 2 | Aurora Pump | 7665598 | 648120 | OM00016174 | Permit# G12627 | DIESEL PUMP ROOM | NA | NA | NA | 225 | NA | NA | Diesel | NA | NA | NA | \Classifications\Building System Class\D40-Fire Protection SYS\D4020 - Stand Pipe\Pump,Fire,Diesel Engine Driven - PFD | EQ-1007736
19-AG1 | 19-AG1 Compton Courthouse | 19-AG1-D1010-100-ELE01 | ELEVATOR 1 | MONTGOMERY | CT36097 | P16064 | OM00016109 | State ID# 063262 | LOBBY | NA | NA | NA | 50 | 480 | 128 | electric | 3 | NA | NA | \Classifications\Building System Class\D10-Conveyance Systems\D1010 - Elevator\Elevator,Electric,Pass/Freight - ELE | 1009396
19-AG1 | 19-AG1 Compton Courthouse | 19-AG1-D1010-100-ELE02 | ELEVATOR 2 | MONTGOMERY | CT36098 | P16064 | OM00016110 | State ID# 063244 | MECHANICAL ROOM | NA | NA | NA | 50 | 480 | 128 | electric | 3 | NA | NA | \Classifications\Building System Class\D10-Conveyance Systems\D1010 - Elevator\Elevator,Electric,Pass/Freight - ELE | 1009397
19-AG1 | 19-AG1 Compton Courthouse | 19-AG1-D1010-100-ELE03 | ELEVATOR 3 | MONTGOMERY | CT36099 | GVVL | OM00016111 | State ID# 063256 | MECHANICAL ROOM | NA | NA | NA | 50 | 480 | 128 | electric | 3 | NA | NA | \Classifications\Building System Class\D10-Conveyance Systems\D1010 - Elevator\Elevator,Electric,Pass/Freight - ELE | 1009398
19-AG1 | 19-AG1 Compton Courthouse | 19-AG1-D1010-100-ELE04 | ELEVATOR 4 | MONTGOMERY | CT36100 | P16064 | OM00016112 | State ID# 063276 | ELEVATOR MECHANICAL ROOM | NA | NA | NA | 50 | 480 | 128 | electric | 3 | NA | NA | \Classifications\Building System Class\D10-Conveyance Systems\D1010 - Elevator\Elevator,Electric,Pass/Freight - ELE | 1009399
19-AG1 | 19-AG1 Compton Courthouse | 19-AG1-D1010-100-ELE05 | ELEVATOR 5 | MONTGOMERY | CT36101 | GVVL | OM00016113 | State ID# 063237 | MECHANICAL ROOM | NA | NA | NA | 50 | 480 | 128 | electric | 3 | NA | NA | \Classifications\Building System Class\D10-Conveyance Systems\D1010 - Elevator\Elevator,Electric,Pass/Freight - ELE | 1009400
19-AG1 | 19-AG1 Compton Courthouse | 19-AG1-D1010-100-ELE06 | ELEVATOR 6 | MONTGOMERY | CT36102 | P16064 | OM00016114 | State ID# 063238 | ELEVATOR MECHANICAL ROOM | NA | NA | NA | 50 | 480 | 128 | electric | 3 | NA | NA | \Classifications\Building System Class\D10-Conveyance Systems\D1010 - Elevator\Elevator,Electric,Pass/Freight - ELE | 1009401
19-AG1 | 19-AG1 Compton Courthouse | 19-AG1-D1010-100-ELE07 | ELEVATOR 7 | MONTGOMERY | CT36103 | VVL | OM00016115 | State ID# 063146 | ELEVATOR MECHANICAL ROOM | NA | NA | NA | 50 | 480 | 128 | electric | 3 | NA | NA | \Classifications\Building System Class\D10-Conveyance Systems\D1010 - Elevator\Elevator,Electric,Pass/Freight - ELE | 1009402
19-AG1 | 19-AG1 Compton Courthouse | 19-AG1-D1010-100-ELE08 | ELEVATOR 8 | MONTGOMERY | CT36105 | VVL | OM00016116 | State ID# 063205 | ELEVATOR MECHANICAL ROOM | NA | NA | NA | 50 | 480 | 128 | electric | 3 | NA | NA | \Classifications\Building System Class\D10-Conveyance Systems\D1010 - Elevator\Elevator,Electric,Pass/Freight - ELE | 1009403
19-AG1 | 19-AG1 Compton Courthouse | 19-AG1-D1010-100-ELE09 | ELEVATOR 9 | MONTGOMERY | CT36106 | VVC | OM00016121 | State ID# 063147 | ELEVATOR MECHANICAL ROOM | NA | NA | NA | 50 | 480 | 128 | electric | 3 | NA | NA | \Classifications\Building System Class\D10-Conveyance Systems\D1010 - Elevator\Elevator,Electric,Pass/Freight - ELE | 1009404
19-AG1 | 19-AG1 Compton Courthouse | 19-AG1-D1010-100-ELE10 | ELEVATOR 10 | MONTGOMERY | CT36107 | VVL | OM00016122 | State ID# 063204 | ELEVATOR MECHANICAL ROOM | NA | NA | NA | 50 | 480 | 128 | electric | 3 | NA | NA | \Classifications\Building System Class\D10-Conveyance Systems\D1010 - Elevator\Elevator,Electric,Pass/Freight - ELE | 1009405
19-AG1 | 19-AG1 Compton Courthouse | 19-AG1-D1010-100-ELE11 | ELEVATOR 11 | MONTGOMERY | CT36107 | 431H | OM00033814 | State ID# 063255 | ELEVATOR MECHANICAL ROOM | NA | NA | NA | 50 | 480 | 128 | Hydraulic | 3 | NA | NA | \Classifications\Building System Class\D10-Conveyance Systems\D1010 - Elevator\Elevator,Hydraulic,Pass/Freight - ELE | 1009406
19-AG1 | 19-AG1 Compton Courthouse | 19-AG1-D3090-114-CMP02 | CONTROL AIR COMPRESSOR 2 | CPR | C168861 | B452B0 | OM00016101 |  | MECH ROOM | B93 (2) | NA | NA | 10 | 208-230/460 | 30-28/14 | electric | 3 | NA | NA | \Classifications\Building System Class\D30-HVAC Systems\D3090 - Other HVAC Systems and Equipment\Air Compressor - CMP | 1009408
19-AG1 | 19-AG1 Compton Courthouse | 19-AG1-D3090-114-CMP03 | CONTROL AIR COMPRESSOR 3 | JOHNSON SYSTEM | TK#533078 | DNA | OM00016107 |  | MECH ROOM | BX97 (3) | NA | NA | 10 | 230/460 | 27/13.5 | electric | 3 | NA | NA | \Classifications\Building System Class\D30-HVAC Systems\D3090 - Other HVAC Systems and Equipment\Air Compressor - CMP | 1009409
19-AG1 | 19-AG1 Compton Courthouse | 19-AG1-D4010-150-FMS01 | STAND PIPE | DNA | DNA | DNA | OM00016139 | NA | MECH ROOM | NA | NA | NA | NA | NA | NA | NA | NA | NA | NA | \Classifications\Building System Class\D40-Fire Protection SYS\D4010 - Sprinkler SYS\Fire Systems, stand pipes - FMS | 1009410
19-AG1 | 19-AG1 Compton Courthouse | 19-AG1-D4031-100-FEX94 | FIRE EXTINGUISHERS (87 FACILITY, 7 PARKING) | MARX BROS. | NA | ABC | OM00036490 |  | ELEV MECH ROOM | NA | NA | NA | NA | NA | NA | NA | NA | NA | NA | \Classifications\Building System Class\D40-Fire Protection SYS\D4030 - FIRE SPEC\Fire Extinguisher - FEX | 1009412
19-AG1 | 19-AG1 Compton Courthouse | 19-AG1-D5092-250-EML310 | EXIT EMERGENCY BU LIGHTS (310) | NA | NA | NA | OM00040185 |  | ALL FLOORS | NA | NA | NA | NA | DNA | DNA | electric | 1 | NA | NA | \Classifications\Building System Class\D50-Electrical SYS\D5090 - Elec SYS\Emergency And Exit Lighting - EML | 1009413
19-AG1 | 19-AG1 Compton Courthouse | 19-AG1-D3020-100-HET01 | CHILLED WATER EXPANSION TANK | DNA | DNA | DNA | OM00030812 | NA | CHILLER MECH ROOM | NA | NA | NA | NA | NA | NA | NA | NA | NA | NA | \Classifications\Building System Class\D30-HVAC Systems\D3020 - Heat SYS\Heater Water Expansion Tank - HET | 1009414
19-AG1 | 19-AG1 Compton Courthouse | 19-AG1-B3010-100-RUF01 | ROOF | DNA | DNA | DNA | OM00016137 |  | ROOF | NA | NA | NA | NA | NA | NA | NA | NA | NA | NA | \Classifications\Building System Class\B30-Roofing\B3010 - Roof Types\Roof - RUF | 1009415
19-AG1 | 19-AG1 Compton Courthouse | 19-AG1-D5092-250-ELT01 | OUTSIDE LIGHTS | NA | NA | NA | OM00016147 |  | GROUNDS | NA | NA | NA | NA | DNA | DNA | electric | 1 | NA | NA | \Classifications\Building System Class\D50-Electrical SYS\D5090 - Elec SYS\Exterior Lighting - ELT | 1009416
19-AG1 | 19-AG1 Compton Courthouse | 19-AG1-D3042-220-EFN01 | EXHAUST FAN 1 | TRANE | U6C-044140 | CF-30-A-1-SW-9-CW-TH-S-H | OM00000553 |  | MECH ROOM | B81 (2) | NA | NA | 7.5 | 230/460 | 20.4/10.2 | electric | 3 | NA | NA | \Classifications\Building System Class\D30-HVAC Systems\D3040 - Distribution SYS\Supply/Exhaust/Return fans- FAN | 1009418
19-AG1 | 19-AG1 Compton Courthouse | 19-AG1-D3042-220-EFN02 | EXHAUST FAN 2 | TRANE | U6C-044141 | CF-24-A-1-SW-9-CW-TH-S-H | OM00000562 | NA | MECH ROOM, EMPLOYEE SECURE PARKING LOT | B69 (2) | NA | NA | 5 | 230/460 | 13.6/6.8 | electric | 3 | NA | NA | \Classifications\Building System Class\D30-HVAC Systems\D3040 - Distribution SYS\Supply/Exhaust/Return fans- FAN | 1009419
19-AG1 | 19-AG1 Compton Courthouse | 19-AG1-D3042-220-EFN04 | Exhaust Fan #3 | TRANE | U6C144142 | CF-27-A-1-SW-10-CW-TH-S-H | OM00016103 | NA | Floor 13,OPEN ROOF | B59 (2) | NA | NA | DNA | 230/460 | 13.6/6.8 | electric | 3 | NA | NA | \Classifications\Building System Class\D30-HVAC Systems\D3040 - Distribution SYS\Supply/Exhaust/Return fans- FAN | 1009421
19-AG1 | 19-AG1 Compton Courthouse | 19-AG1-D3042-220-EFN05 | Exhaust Fan #4 | TRANE | U76G45815 | CF-16-A-1-SW-10-CW-TH-S-H | OM00016106 | NA | ROOF | A34 (1) | NA | NA | 7.5 | 230/460 | 5.96/2.8 | electric | 3 | NA | NA | \Classifications\Building System Class\D30-HVAC Systems\D3040 - Distribution SYS\Supply/Exhaust/Return fans- FAN | 1009422
19-AG1 | 19-AG1 Compton Courthouse | 19-AG1-D3042-220-EFN06 | EXHAUST FAN 6 | TRANE | U6D-044160 | CF-20-A-1-SW-10-CW-TH-S-H | OM00016104 | NA | ROOF MECH AREA | A43 (2) | NA | NA | 2 | 230/460 | 5.9/2.8 | electric | 3 | NA | NA | \Classifications\Building System Class\D30-HVAC Systems\D3040 - Distribution SYS\Supply/Exhaust/Return fans- FAN | 1009423
19-AG1 | 19-AG1 Compton Courthouse | 19-AG1-D3042-220-EFN07 | EXHAUST FAN 7 | TRANE | U6C-044146 | CF-44-A-1-SW-9-CW-TH-S-4 | OM00016123 | NA | ROOF MECH AREA | B112 (3) | NA | NA | 15 | 230/460 | 40/20 | electric | 3 | NA | NA | \Classifications\Building System Class\D30-HVAC Systems\D3040 - Distribution SYS\Supply/Exhaust/Return fans- FAN | 1009424
19-AG1 | 19-AG1 Compton Courthouse | 19-AG1-D3042-220-EFN08 | EXHAUST FAN 8 | TRANE | UGC-044145 | CF-30-A-1-SW-10-CW-TH-S-H | OM00016145 | NA | ROOF MECH ROOM | B65 (2) | NA | NA | 5 | 230/460 | 13.4/6.7 | electric | 3 | NA | NA | \Classifications\Building System Class\D30-HVAC Systems\D3040 - Distribution SYS\Supply/Exhaust/Return fans- FAN | 1009425
19-AG1 | 19-AG1 Compton Courthouse | 19-AG1-D3042-220-EFN09 | EXHAUST FAN 9 | TRANE | U6D-044132 | CF-30A1SW1OCCWBHSH | OM00016146 | NA | ROOF MECH ROOM | B67 (2) | NA | NA | 7.5 | 230/460 | 22/10.1 | electric | 3 | NA | NA | \Classifications\Building System Class\D30-HVAC Systems\D3040 - Distribution SYS\Supply/Exhaust/Return fans- FAN | 1009426
19-AG1 | 19-AG1 Compton Courthouse | 19-AG1-D3042-220-EFN10 | EXHAUST FAN 10 | DNA | DNA | DNA | OM00000611 | NA | MECHANICAL ROOM | NA | NA | NA | 1/10 | 110 | DNA | electric | 1 | NA | NA | \Classifications\Building System Class\D30-HVAC Systems\D3040 - Distribution SYS\Supply/Exhaust/Return fans- FAN | 1009427
19-AG1 | 19-AG1 Compton Courthouse | 19-AG1-D3042-220-EFN11 | Exhaust Fan #11 (Direct Drive) | DAYTON | DNA | 4C546A | OM00000610 | NA | ELECTRIC ROOM | NA | NA | NA | .50 | 110 | 4.7/3.2 | electric | 1 | NA | NA | \Classifications\Building System Class\D30-HVAC Systems\D3040 - Distribution SYS\Supply/Exhaust/Return fans- FAN | 1009428
19-AG1 | 19-AG1 Compton Courthouse | 19-AG1-D3060-100-CTY01 | BUILDING AUTOMATION COMPUTER | HP | HP | DNA | OM00016134 | NA | CONTROL ROOM | NA | NA | NA | NA | 110 | DNA | electric | 1 | NA | NA | \Classifications\Building System Class\D30-HVAC Systems\D3060 - Control & Inst Air\Building Automation System - BAS | 1009429
19-AG1 | 19-AG1 Compton Courthouse | 19-AG1-D3030-110-CTW01 | COOLING TOWER 1 | EVAPCO | 915608 | AT 12624A | OM00016141 | NA | MECH AREA | 6 - B148 | NA | NA | 20 | 480 | DNA | electric | 3 | NA | NA | \Classifications\Building System Class\D30-HVAC Systems\D3030 - Cooling SYS\Cooling Tower - CTW | 1009431
19-AG1 | 19-AG1 Compton Courthouse | 19-AG1-D3030-110-CTW02 | COOLING TOWER 2 | EVAPCO | 315608 | AT 12624A | OM00016142 | NA | ROOF | 6 - B148 | NA | NA | 20 | 480 | DNA | electric | 3 | NA | NA | \Classifications\Building System Class\D30-HVAC Systems\D3030 - Cooling SYS\Cooling Tower - CTW | 1009432
19-AG1 | 19-AG1 Compton Courthouse | 19-AG1-D3031-130-CLR01 | CHILLER 1 | TRANE | L6F21173 | CV6CG6H5 | OM00016129 | NA | ROOF | NA | NA | R-11 | DNA | 480 | 188 | electric | 3 | NA | NA | \Classifications\Building System Class\D30-HVAC Systems\D3030 - Cooling SYS\Chiller, Water Cooled - CLR | 1009433
19-AG1 | 19-AG1 Compton Courthouse | 19-AG1-D3031-130-CLR02 | CHILLER 2 | TRANE | L6F21174 | CV6CG6H5 | OM00016131 | NA | MECH ROOM | NA | NA | R-11 | DNA | 480 | 17 | electric | 3 | NA | NA | \Classifications\Building System Class\D30-HVAC Systems\D3030 - Cooling SYS\Chiller, Water Cooled - CLR | 1009434
19-AG1 | 19-AG1 Compton Courthouse | 19-AG1-D2090-230-WIP01 | Water Treatment Station | Lakewood Instruments | 1022880859 | 1575E | OM00016133 | NA | M3 | NA | NA | NA | NA | NA | NA | Electric | 1 | NA | NA | \Classifications\Building System Class\D20-Plumbing\D2090 - Other Plumbing SYS\Water Treatment Inhibitor Pump - WIP | 1009439
19-AG1 | 19-AG1 Compton Courthouse | 19-AG1-D2017-100-SHW01 | EYE WASH STATION | Haws | DNA | 0067000015 | OM00016135 | NA | ROOF MECHANICAL ROOM | NA | NA | NA | NA | NA | NA | NA | NA | NA | NA | \Classifications\Building System Class\D20-Plumbing\D2010 - Plumb Fix\Showers - SHW | 1009440
19-AG1 | 19-AG1 Compton Courthouse | 19-AG1-D5010-110-MCC01 | MOTOR CONTROL CENTER - CHILLER | Cutler Hammer | 5640VIR0000 | DNA | OM00030811 |  | M3, ROOF, MECH ROOM | NA | NA | NA | NA | 480 | 600 | electric | 3 | NA | NA | \Classifications\Building System Class\D50-Electrical SYS\D5010 - Elec Service & Dist\Chiller Room Electrical Panel - MCC | 1009441
19-AG1 | 19-AG1 Compton Courthouse | 19-AG1-D3041-110-AHU01 | AIR HANDLER UNIT 1 | TRANE | U6C-044144 | DNA | OM00000557 | NA | MECH ROOM | 5V1500 (4) | 24x24x2 (20) | NA | 50 | 230/460 | 14.6/7.3 | electric | 3 | NA | NA | \Classifications\Building System Class\D30-HVAC Systems\D3040 - Distribution SYS\Air Handling Unit - AHU | 1009444
19-AG1 | 19-AG1 Compton Courthouse | 19-AG1-D3041-110-AHU02 | AIR HANDLER UNIT 2 | TRANE | U6D044516 | DNA | OM00016172 | NA | MECH ROOM | 3 - 5V1400 | (20) 24x24x12 | NA | 40 | 230/460 | 100/50 | electric | 3 | NA | NA | \Classifications\Building System Class\D30-HVAC Systems\D3040 - Distribution SYS\Air Handling Unit - AHU | 1009445
19-AG1 | 19-AG1 Compton Courthouse | 19-AG1-D3041-110-AHU03 | AIR HANDLER UNIT 3 | TRANE | U6D-044157 | DNA | OM00000571 | NA | MECH ROOM | 3 - 5V1400 | (20) 24x24x12 | NA | 40 | 230/460 | 102/51 | electric | 3 | NA | NA | \Classifications\Building System Class\D30-HVAC Systems\D3040 - Distribution SYS\Air Handling Unit - AHU | 1009446
19-AG1 | 19-AG1 Compton Courthouse | 19-AG1-D3041-110-AHU04 | AIR HANDLER UNIT 4 | TRANE | U6D044543 | DNA | OM00016171 | NA | MECH ROOM | 3 - 5V1400 | (20) 24x24x12 | NA | 40 | 230/460 | 91/46 | electric | 3 | NA | NA | \Classifications\Building System Class\D30-HVAC Systems\D3040 - Distribution SYS\Air Handling Unit - AHU | 1009447
19-AG1 | 19-AG1 Compton Courthouse | 19-AG1-D3041-110-AHU06 | AIR HANDLER UNIT 6 | TRANE | U6D044518 | DNA | OM00016169 | NA | MECH ROOM | 6 - B150 | (20) 24x24x12 | NA | 40 | 208-230/460 | 101-94/47 | electric | 3 | NA | NA | \Classifications\Building System Class\D30-HVAC Systems\D3040 - Distribution SYS\Air Handling Unit - AHU | 1009449
19-AG1 | 19-AG1 Compton Courthouse | 19-AG1-D3041-110-AHU07 | AIR HANDLER UNIT 7 | TRANE | U6C044538 | DNA | OM00000596 | NA | MECH ROOM | 3 - B136 | (20) 24x24x12 | NA | 40 | 230/460 | 102/51 | electric | 3 | NA | NA | \Classifications\Building System Class\D30-HVAC Systems\D3040 - Distribution SYS\Air Handling Unit - AHU | 1009450
19-AG1 | 19-AG1 Compton Courthouse | 19-AG1-D3041-110-AHU08 | AIR HANDLER UNIT 8 | TRANE | U6C044539 | DNA | OM00000599 | NA | MECH ROOM | 3 - 5V1400 | (20) 24x24x12 | NA | 40 | 230/460 | 102/51 | electric | 3 | NA | NA | \Classifications\Building System Class\D30-HVAC Systems\D3040 - Distribution SYS\Air Handling Unit - AHU | 1009451
19-AG1 | 19-AG1 Compton Courthouse | 19-AG1-D3041-110-AHU09 | AIR HANDLER UNIT 9 | TRANE | U6D044519 | DNA | OM00016166 | NA | MECH ROOM | 6 - B150 | (20) 24x24x12 | NA | 40 | 230/460 | 102/51 | electric | 3 | NA | NA | \Classifications\Building System Class\D30-HVAC Systems\D3040 - Distribution SYS\Air Handling Unit - AHU | 1009452
19-AG1 | 19-AG1 Compton Courthouse | 19-AG1-D3041-110-AHU11 | AIR HANDLER UNIT 11 | TRANE | U6D044521 | DNA | OM00016152 | NA | MECH ROOM | 6 - B150 | (20) 24x24x12 | NA | 40 | 230/460 | 102/51 | electric | 3 | NA | NA | \Classifications\Building System Class\D30-HVAC Systems\D3040 - Distribution SYS\Air Handling Unit - AHU | 1009454
19-AG1 | 19-AG1 Compton Courthouse | 19-AG1-D3041-110-AHU12 | AIR HANDLER UNIT 12 | TRANE | U6D044522 | DNA | OM00016117 | NA | MECH ROOM | B150 (6) | (20) 24x24x12 | NA | 40 | 230/460 | 102/51 | electric | 3 | NA | NA | \Classifications\Building System Class\D30-HVAC Systems\D3040 - Distribution SYS\Air Handling Unit - AHU | 1009455
19-AG1 | 19-AG1 Compton Courthouse | 19-AG1-D3041-110-AHU13 | AIR HANDLER UNIT 13 | TRANE | U6A-043885 | Type T14 | OM00016150 | NA | MECH ROOM | B76 (2) | 24x24x12 Bag | NA | 5 | 230/460 | 20.4/10.2 | electric | 3 | NA | NA | \Classifications\Building System Class\D30-HVAC Systems\D3040 - Distribution SYS\Air Handling Unit - AHU | 1009456
19-AG1 | 19-AG1 Compton Courthouse | 19-AG1-D3041-110-AHU14 | AIR HANDLER UNIT 14 | TRANE | U6C-044540 | Type 21 | OM00016124 | NA | ELEVATOR ROOM | B65 (2) | 24x24x12 (6) | NA | 1/2 | 230/460 | 26/13 | electric | 3 | NA | NA | \Classifications\Building System Class\D30-HVAC Systems\D3040 - Distribution SYS\Air Handling Unit - AHU | 1009457
19-AG1 | 19-AG1 Compton Courthouse | 19-AG1-D3041-110-AHU15 | AIR HANDLER UNIT 15 | TRANE | U6C044541 | Type 3 | OM00016149 | NA | Floor 15, MECH ROOM | 1 - AP40 | (1) 24x24x12 | NA | .50 | 230/460 | 2.3/1.15 | electric | 3 | NA | NA | \Classifications\Building System Class\D30-HVAC Systems\D3040 - Distribution SYS\Air Handling Unit - AHU | 1009458
19-AG1 | 19-AG1 Compton Courthouse | 19-AG1-D2030-410-PMS01 | Sewer Ejector Pump #1 (Rm B20) | Landia Co | 21052 | Y2E2-132M-4 | OM00000558 |  | Basement AHU Rm next to sally port | NA | NA | NA | 9 | 480 | 14.8/8.59 | electric | 3 | NA | NA | \Classifications\Building System Class\D20-Plumbing\D2030 - Sani Waste\Sewage Ejector Pump - PMS | 1009459
19-AG1 | 19-AG1 Compton Courthouse | 19-AG1-D3040-600-HES01 | Heat Exhanger | Armstrong | 647081 | WX85282 | OM00000556 | NA | MECH ROOM | NA | NA | NA | NA | NA | NA | NA | NA | DNA | DNA | \Classifications\Building System Class\D30-HVAC Systems\D3040 - Distribution SYS\Heat Exchanger,Steam - HES | 1009461
19-AG1 | 19-AG1 Compton Courthouse | 19-AG1-D3040-600-HES03 | DOMESTIC HOT WATER HEAT EXCHGR 03 | BELL & GOSSET PRODUCTS | 583217 | DNA | OM00030739 | NA | MECH ROOM | NA | NA | NA | NA | NA | NA | NA | NA | DNA | NA | \Classifications\Building System Class\D30-HVAC Systems\D3040 - Distribution SYS\Heat Exchanger,Steam - HES | 1009463
19-AG1 | 19-AG1 Compton Courthouse | 19-AG1-D3040-600-HES04 | DOMESTIC HOT WATER HEAT EXCHGR 04 | PACO | DNA | DNA | OM00030757 | NA | MECH ROOM | NA | NA | NA | NA | NA | NA | NA | NA | DNA | DNA | \Classifications\Building System Class\D30-HVAC Systems\D3040 - Distribution SYS\Heat Exchanger,Steam - HES | 1009464
19-AG1 | 19-AG1 Compton Courthouse | 19-AG1-D3040-600-HES05 | DOMESTIC HOT WATER HEAT EXCHGR 05 | BELL & GOSSETT | DNA | SERIES 100 | OM00030784 | NA | MECH ROOM | NA | NA | NA | NA | NA | NA | NA | NA | NA | NA | \Classifications\Building System Class\D30-HVAC Systems\D3040 - Distribution SYS\Heat Exchanger,Steam - HES | 1009465
19-AG1 | 19-AG1 Compton Courthouse | 19-AG1-D3040-600-HES06 | DOMESTIC HOT WATER HEAT EXCHGR 06 | BELL & GOSSET | 89R81494012 | DIAMOND BACK 75R7 DOUBLE WALL | OM00030795 | NA | MECH ROOM | NA | NA | NA | NA | NA | NA | NA | NA | NA | NA | \Classifications\Building System Class\D30-HVAC Systems\D3040 - Distribution SYS\Heat Exchanger,Steam - HES | 1009466
19-AG1 | 19-AG1 Compton Courthouse | 19-AG1-D2023-310-WBS06 | Domestic Water Booster Pump | Grundfos | CR15-D5-A-G-J-A-E-H-Q-QE | A96523616P0847794 | OM00000636 |  | MECH ROOM | NA | NA | NA | 10 | 230/460 | 23.8/11.9 | electric | 3 | NA | NA | \Classifications\Building System Class\D20-Plumbing\D2020 - Domestic Water\Domestic Water Booster System - WBS | 1009468
19-AG1 | 19-AG1 Compton Courthouse | 19-AG1-D3044-125-PHW01 | Hot Water Pump (P-5) | DNA | 11259511332011742 | 3337A | OM00000605 | NA | MECH ROOM | NA | NA | NA | 7.5 | 230/460 | 21.6/10.8 | electric | 3 | NA | NA | \Classifications\Building System Class\D30-HVAC Systems\D3040 - Distribution SYS\Hot Water Pump - PHW | 1009470
19-AG1 | 19-AG1 Compton Courthouse | 19-AG1-D3044-125-PHW02 | HEATING HOT WATER CIRCULATION PUMP P-6 | DNA | DNA | DNA | OM00000604 | NA | MECH ROOM | NA | NA | NA | 7.5 | 230/460 | 20.4/10.2 | electric | 3 | NA | NA | \Classifications\Building System Class\D30-HVAC Systems\D3040 - Distribution SYS\Hot Water Pump - PHW | 1009471
19-AG1 | 19-AG1 Compton Courthouse | 19-AG1-D3044-125-PHW03 | DOMESTIC HOT WATER PUMP P-7 | DNA | 17259517339011742 | CMR 33326B | OM00000606 | NA | MECH ROOM | NA | NA | NA | 7.5 | 230/460 | 21.6/10.8 | electric | 3 | NA | NA | \Classifications\Building System Class\D30-HVAC Systems\D3040 - Distribution SYS\Hot Water Pump - PHW | 1009472
19-AG1 | 19-AG1 Compton Courthouse | 19-AG1-D3044-125-PHW04 | DOMESTIC HOT WATER PUMP P-8 | DNA | DNA | DNA | OM00000607 | NA | MECH ROOM | NA | NA | NA | 7.5 | 230/460 | 21.6/10.8 | electric | 3 | NA | NA | \Classifications\Building System Class\D30-HVAC Systems\D3040 - Distribution SYS\Hot Water Pump - PHW | 1009473
19-AG1 | 19-AG1 Compton Courthouse | 19-AG1-D5010-234-ATS02 | AUTOMATIC TRANSFER SWITCH - ATS 02 | ASCO | 72806 Y | Cat # 932E161200C | OM00000625 |  | MECH ROOM | NA | NA | NA | NA | 480 | 1200 | electric | 3 | NA | NA | \Classifications\Building System Class\D50-Electrical SYS\D5010 - Elec Service & Dist\Automatic Transfer Switch - ATS | 1009475
19-AG1 | 19-AG1 Compton Courthouse | 19-AG1-D5010-110-MCC02 | MCC PANEL 02 | ITE Imperial Corp | 097868 | DNA | OM00000584 | NA | MECH ROOM | NA | NA | NA | NA | 480 | DNA | electric | 3 | NA | NA | \Classifications\Building System Class\D50-Electrical SYS\D5010 - Elec Service & Dist\Chiller Room Electrical Panel - MCC | 1009478
19-AG1 | 19-AG1 Compton Courthouse | 19-AG1-D5010-110-MCC03 | MCC PANEL 03 | ITE Imperial Corp | DNA | F20 | OM00000576 |  | MECH ROOM | NA | NA | NA | NA | 480 | DNA | electric | 3 | NA | NA | \Classifications\Building System Class\D50-Electrical SYS\D5010 - Elec Service & Dist\Chiller Room Electrical Panel - MCC | 1009479
19-AG1 | 19-AG1 Compton Courthouse | 19-AG1-D2023-100-CTY04 | BACKFLOW DEVICE (Domestic hot water boiler) #4 | FEBCO | BL3862 | 825Y | OM00000627 |  | MECH ROOM - County Responsibility | NA | NA | NA | NA | NA | NA | NA | NA | NA | NA | \Classifications\Building System Class\D20-Plumbing\D2020 - Domestic Water\Backflow Preventer - BFP | 1009484
19-AG1 | 19-AG1 Compton Courthouse | 19-AG1-G3063-100-AST01 | DIESEL STORAGE TANK | Containment Solutions | 731736 | LDP 3000 | OM00000615 | DNA | DIESEL STORAGE | NA | NA | NA | NA | NA | NA | Diesel | NA | NA | NA | \Classifications\Building System Class\G30-Site Mechanical Utilities\G3060 - Fuel Distribution\Tank, Fuel Storage, Above Ground - AST | 1009486
19-AG1 | 19-AG1 Compton Courthouse | 19-AG1-D5010-200-ESD10 | Electrical Switchboard (Rm B18) | ITE Imperial Corp | DNA | Main Switch Gear 2000 | OM00000563 |  | MECH ROOM | NA | NA | NA | NA | 480 | DNA | electric | 3 | NA | NA | \Classifications\Building System Class\D50-Electrical SYS\D5010 - Elec Service & Dist\Electical Service and Distribution - ESD | 1009487
19-AG1 | 19-AG1 Compton Courthouse | 19-AG1-D5010-200-ESD02 | MAIN ELECTRIC PANEL 2 | ITE Corp | DNA | Series 5 | OM00000622 |  | MECH ROOM | NA | NA | NA | NA | 277/480 | 4000 | electric | 3 | NA | NA | \Classifications\Building System Class\D50-Electrical SYS\D5010 - Elec Service & Dist\Electical Service and Distribution - ESD | 1009488
19-AG1 | 19-AG1 Compton Courthouse | 19-AG1-D4022-210-JPM01 | JOCKEY PUMP - FIRE PUMP WATER | Aurora Pump | 94-06276 | D6TS116APF | OM00000617 | NA | MECH ROOM | NA | NA | NA | 7.5 | 208-230/460 | 21.1-20.0/10 | electric | 3 | NA | NA | \Classifications\Building System Class\D40-Fire Protection SYS\D4020 - Stand Pipe\Jockey Pump - JPM | 1009489
19-AG1 | 19-AG1 Compton Courthouse | 19-AG1-G3063-100-DAT01 | DIESEL DAY TANK | California Tank & MFG Corp | 15168 | DNA | OM00000623 | NA | GENERATOR ROOM | NA | NA | NA | NA | NA | NA | Diesel | NA | NA | NA | \Classifications\Building System Class\G30-Site Mechanical Utilities\G3060 - Fuel Distribution\Tank, Fuel Storage Day - DAT | 1009490
19-AG1 | 19-AG1 Compton Courthouse | 19-AG1-G3063-100-DAT02 | DIESEL DAY TANK (FOR FIRE PUMP 1) | CHICAGO | 162325 | CHICAGO BOILER TANK | OM00000618 | NA | DIESEL PUMP ROOM | NA | NA | NA | NA | NA | NA | Diesel | NA | NA | NA | \Classifications\Building System Class\G30-Site Mechanical Utilities\G3060 - Fuel Distribution\Tank, Fuel Storage Day - DAT | 1009491
19-AG1 | 19-AG1 Compton Courthouse | 19-AG1-G3063-100-DAT03 | DIESEL DAY TANK (FOR FIRE PUMP 2) | CHICAGO | 162324 | CHICAGO BOILER TANK | OM00030777 | NA | DIESEL PUMP ROOM | NA | NA | NA | NA | NA | NA | Diesel | NA | NA | NA | \Classifications\Building System Class\G30-Site Mechanical Utilities\G3060 - Fuel Distribution\Tank, Fuel Storage Day - DAT | 1009492
19-AG1 | 19-AG1 Compton Courthouse | 19-AG1-D2023-100-BFP06 | BACKFLOW 1 - COOLING TOWER #6 | WATTS | A32497 | 2009M2 | OM00000629 | OW0209916-FA0234836-BD0029668 | MECH ROOM (LAPHD FORM REQUIRED) | NA | NA | NA | NA | NA | NA | NA | NA | NA | NA | \Classifications\Building System Class\D20-Plumbing\D2020 - Domestic Water\Backflow Preventer - BFP | 1009493
19-AG1 | 19-AG1 Compton Courthouse | 19-AG1-G2050-200-LSC01 | Landscaping - LSC | NA | NA | NA | OM00030808 | NA | OUTSIDE GROUNDS | NA | NA | NA | NA | NA | NA | NA | NA | NA | NA | \Classifications\Building System Class\G20-Other Systems\G2050 - Landscaping\Landscaping - LSC | 1009495
19-AG1 | 19-AG1 Compton Courthouse | 19-AG1-G2049-300-HSC01 | Hardscape - HSC | NA | NA | NA | OM00030809 | NA | OUTSIDE | NA | NA | NA | NA | NA | NA | NA | NA | NA | NA | \Classifications\Building System Class\G20-Other Systems\G2040 - Site Development\Hardscape - HSC | 1009496
19-AG1 | 19-AG1 Compton Courthouse | 19-AG1-D2030-150-MWL01 | Main/Branch Waste System - MWL | NA | NA | NA | OM00030810 | NA | ALL | NA | NA | NA | NA | NA | NA | NA | NA | NA | NA | \Classifications\Building System Class\D20-Plumbing\D2030 - Sani Waste\Main/Branch Waste System - MWL | 1009497
19-AG1 | 19-AG1 Compton Courthouse | 19-AG1-D2023-310-WBS03 | DOMESTIC WATER PUMP WBS03 | DNA | DNA | 341-0003 | OM00030710 |  | STAFF PARKING NORTH SIDE | NA | NA | NA | DNA | DNA | DNA | electric | DNA | NA | NA | \Classifications\Building System Class\D20-Plumbing\D2020 - Domestic Water\Domestic Water Booster System - WBS | 1013650
19-AG1 | 19-AG1 Compton Courthouse | 19-AG1-D2040-100-PSU09 | SUMP PUMP PSU09 | TERRA | 1028 | RFT-350 | OM00030726 |  | EAST ENTRANCE | NA | NA | NA | DNA | DNA | DNA | electric | DNA | NA | NA | \Classifications\Building System Class\D20-Plumbing\D2040 - Rain Drain\Sump Pump - PSU | 1013658
19-AG1 | 19-AG1 Compton Courthouse | 19-AG1-D3020-100-HET06 | Hot water expansion tank HET06 | DNA | DNA | DNA | OM00003312 | 220-20-022-01 | Boiller room | NA | NA | NA | NA | NA | NA | NA | NA | NA | NA | \Classifications\Building System Class\D30-HVAC Systems\D3020 - Heat SYS\Heater Water Expansion Tank - HET | 1013660
19-AG1 | 19-AG1 Compton Courthouse | 19-AG1-D3044-125-PHW07 | DOMESTIC HOT WATER PUMP PHW07 | Harman Company | 18408P43933 | B2.5TPM | OM00030709 |  | STAFF PARKING NORTH SIDE MECH ROOM | NA | NA | NA | 5 | 230/460 | 13.4/6.7 | Electric | 3 | NA | NA | \Classifications\Building System Class\D30-HVAC Systems\D3040 - Distribution SYS\Hot Water Pump - PHW | 1013661
19-AG1 | 19-AG1 Compton Courthouse | 19-AG1-D3041-110-AHU16 | AIR HANDLER UNIT 10 | TRANE | DNA | DNA | OM00030766 |  | MECH ROOM | 6-B144 | (20) 24X24X12 | NA | 40 | 230/460 | 102/51 | Electric | 3 | NA | NA | \Classifications\Building System Class\D30-HVAC Systems\D3040 - Distribution SYS\Air Handling Unit - AHU | 1013666
19-AG1 | 19-AG1 Compton Courthouse | 19-AG1-D3041-110-AHU17 | AIR HANDLER UNIT 5 | TRANE | U6D044341 | DNA | OM00030742 |  | MECH ROOM | B144 (6) | 24x24x12 (20) | NA | 40 | 230/460 | 102/51 | Electric | 3 | NA | NA | \Classifications\Building System Class\D30-HVAC Systems\D3040 - Distribution SYS\Air Handling Unit - AHU | 1013667
19-AG1 | 19-AG1 Compton Courthouse | 19-AG1-D3041-210-SFN02 | Supply Fan (Employee Parking) | Trane | U6C043900 | CF40A1DW3CCWUBSH | OM00030716 |  | EMPLOYEE SECURED PARKING LOT SOUTH SIDE | DNA | DNA | NA | 20 | 230/460 | 50/25 | NA | 3 | NA | NA | \Classifications\Building System Class\D30-HVAC Systems\D3040 - Distribution SYS\Supply/Exhaust/Return fans- FAN | 1013668
19-AG1 | 19-AG1 Compton Courthouse | 19-AG1-D3042-220-EFN13 | EXHAUST FAN 1 EFN13 | TRANE | U6C043897 | CF40A1DW3CWUBS11 | OM00000561 |  | PARKING LOT NORTH SIDE MECH ROOM | B150 4 GEA | NA | NA | 25 | 230/460 | 62-31 | NA | 3 | NA | NA | \Classifications\Building System Class\D30-HVAC Systems\D3040 - Distribution SYS\Supply/Exhaust/Return fans- FAN | 1013669
19-AG1 | 19-AG1 Compton Courthouse | 19-AG1-D3042-220-EFN14 | Exhaust Fan #3 (Rm M11) | Trane | U6C043899 | CF40A1DW3CWUBSH | OM00030724 |  | SOUTH EAST MECH ROOM PARKING LOT | B150 (4) | NA | NA | 25 | 230/460 | 70-35 | NA | 3 | NA | NA | \Classifications\Building System Class\D30-HVAC Systems\D3040 - Distribution SYS\Supply/Exhaust/Return fans- FAN | 1013670
19-AG1 | 19-AG1 Compton Courthouse | 19-AG1-D3042-220-EFN15 | EXHAUSE FAN 2 EFN15 | Trane | U6C043898 | CF40A1DW3CWUBSH | OM00030718 |  | EMPLOYEE PARKING LOT SOUTH | B 150 4EA | NA | NA | 25 | 230/460 | 62/31 | NA | 3 | NA | NA | \Classifications\Building System Class\D30-HVAC Systems\D3040 - Distribution SYS\Supply/Exhaust/Return fans- FAN | 1013671
19-AG1 | 19-AG1 Compton Courthouse | 19-AG1-D3042-220-EFN16 | Exhaust Fan #12 (Roof) | TRANE | U76G45816 | CF-15-A-1-SW-10-CW-TH-S-H | OM00030774 |  | ROOF | BX75 (2) | NA | NA | 20.4/10.2 | 230/460 | DNA | Electric | 3 | NA | NA | \Classifications\Building System Class\D30-HVAC Systems\D3040 - Distribution SYS\Supply/Exhaust/Return fans- FAN | 1013672
19-AG1 | 19-AG1 Compton Courthouse | 19-AG1-D3042-220-EFN17 | Exhaust Fan #5 (Roof) | TRANE | U6C044143 | CF33A1SW10CWTHSH | OM00030775 |  | ROOF 13 | BX75 (2) | DNA | NA | 7.5 | 230/460 | 20.4/10.2 | Electric | 3 | DNA | DNA | \Classifications\Building System Class\D30-HVAC Systems\D3040 - Distribution SYS\Supply/Exhaust/Return fans- FAN | 1013673
19-AG1 | 19-AG1 Compton Courthouse | 19-AG1-D3040-600-HES08 | HEAT EXCHANGE, STEAM HES08 | BELL & GOSSETT | 94Z81560012 | DNA | OM00030803 |  | MECH ROOM | NA | NA | NA | NA | NA | NA | NA | NA | NA | NA | \Classifications\Building System Class\D30-HVAC Systems\D3040 - Distribution SYS\Heat Exchanger,Steam - HES | 1013674
19-AG1 | 19-AG1 Compton Courthouse | 19-AG1-G3060-320-DFP01 | PUMP, DIESEL FUEL TRANSFER #1 | Viking Pump Houdaille | 308086 | FH4325 | OM00030822 | NA | BASEMENT | NA | NA | NA | 1/2 | 208-230/460 | 2.1-2.0/1.0 | DNA | 3 | NA | NA | \Classifications\Building System Class\G30-Site Mechanical Utilities\G3060 - Fuel Distribution\Pump, Fuel, Diesel Fuel Transfer Pump - DFP | 1013681
19-AG1 | 19-AG1 Compton Courthouse | 19-AG1-G3060-320-DFP02 | PUMP, DIESEL FUEL TRANSFER #2 | Viking Pump Houdaille | 308088 | FH4325 | OM00030821 | NA | GENERATOR ROOM | NA | NA | NA | 1/2 | 208-230/460 | 2.1-2.0/1.0 | Electric | 3 | NA | NA | \Classifications\Building System Class\G30-Site Mechanical Utilities\G3060 - Fuel Distribution\Pump, Fuel, Diesel Fuel Transfer Pump - DFP | 1013682
19-AG1 | 19-AG1 Compton Courthouse | 19-AG1-D5010-200-ESD01 | ELECTRICAL SWITCH BOARD | FC-20 SWITCHBOARD | 12-60827 | 640068 | OM00030729 |  | MECHANICAL ROOM | NA | NA | NA | NA | 120/230 | 1000 | Electric | 3 | NA | NA | \Classifications\Building System Class\D50-Electrical SYS\D5010 - Elec Service & Dist\Electical Service and Distribution - ESD | 1013683
19-AG1 | 19-AG1 Compton Courthouse | 19-AG1-D5011-240-TRN01 | TRANSFORMER TRN01 | ITE - GOULD | 2935291 | IT-3 | OM00030713 |  | SOUTH SIDE EAST EMPLOYEE PARKING LOT | NA | NA | NA | NA | 480/208 W-120 | DNA | Electric | 3 | NA | NA | \Classifications\Building System Class\D50-Electrical SYS\D5010 - Elec Service & Dist\Transformer - TRN | 1013684
19-AG1 | 19-AG1 Compton Courthouse | 19-AG1-D5011-240-TRN02 | TRANSFORMER TRN02 | IMPERIAL CORPORATION | 4920-3 | 3F3T015 | OM00030711 |  | STAFF PARKING NORTH SIDE | NA | NA | NA | NA | 480 | 18/41.7 | Electric | 3 | NA | NA | \Classifications\Building System Class\D50-Electrical SYS\D5010 - Elec Service & Dist\Transformer - TRN | 1013685
19-AG1 | 19-AG1 Compton Courthouse | 19-AG1-D5011-240-TRN03 | TRANSFORMER TRN03 | ITE | 4808-10 | 3F3Y300 | OM00030730 |  | MECH ROOM | NA | NA | NA | NA | 480 | 367 | Electric | 3 | NA | NA | \Classifications\Building System Class\D50-Electrical SYS\D5010 - Elec Service & Dist\Transformer - TRN | 1013686
19-AG1 | 19-AG1 Compton Courthouse | 19-AG1-D5011-240-TRN04 | TRANSFORMER TRN04 | IMPERIAL CORPORATION | 2934904 | IT-3 | OM00030714 |  | SECURED EMPLOYEE PARKING LOT SOUTH EAST | NA | NA | NA | NA | 480 | 18/41.7 | Electric | 3 | NA | NA | \Classifications\Building System Class\D50-Electrical SYS\D5010 - Elec Service & Dist\Transformer - TRN | 1013687
19-AG1 | 19-AG1 Compton Courthouse | 19-AG1-D5011-240-TRN05 | TRANSFORMER TRN05 | FFE IMPERIAL CORPORATION | 1049657 | IT3-1 | OM00030717 |  | SECURED EMPLOYEE PARKING SOUTH EAST | NA | NA | NA | NA | 480 | 36 | Electric | 3 | NA | NA | \Classifications\Building System Class\D50-Electrical SYS\D5010 - Elec Service & Dist\Transformer - TRN | 1013688
19-AG1 | 19-AG1 Compton Courthouse | 19-AG1-D5036-200-CSY01 | CLOCK SYSTEMS | STANDARD/FARADAY INC | 196 | MASTER TIME PROGRAMMER | OM00030817 |  | MAINTANANCE ROOM | NA | NA | NA | NA | DNA | DNA | Electric | DNA | NA | NA | \Classifications\Building System Class\D50-Electrical SYS\D5030 - Comm & Security\Clock Systems - CSY | 1013689
19-AG1 | 19-AG1 Compton Courthouse | 19-AG1-G2023-150-PEG01 | SECURITY PARKING GATE ENTRANCE PEG01 | Bonanza Door | DNA | DNA | OM00030778 |  | BASEMENT ENTRANCE | DNA | NA | NA | 1/2 | 208-230/460 | 2.4/1.2 | Electric | DNA | NA | NA | \Classifications\Building System Class\G20-Other Systems\G2020 - Parking Lots\Secured Parking Gate - PEG | 1013690
19-AG1 | 19-AG1 Compton Courthouse | 19-AG1-G2023-150-PEG02 | SECURITY PARKING GATE PEG02 | Bonanza Door | DNA | DNA | OM00030818 |  | EMPLOYEE PARKING LOT | NA | NA | NA | 1/2 | 208-230/460 | 2.4/1.2 | Electric | DNA | NA | NA | \Classifications\Building System Class\G20-Other Systems\G2020 - Parking Lots\Secured Parking Gate - PEG | 1013691
19-AG1 | 19-AG1 Compton Courthouse | 19-AG1-G2023-160-PBB01 | SECURITY PARKING BEAM BARRIER | Automatic Parking Device Inc | 10935 | G89 | OM00030820 |  | SECURED EMPLOYEE PARKING LOT EXIT | NA | NA | NA | 1.3 | 115 | 8 | Electric | 1 | NA | NA | \Classifications\Building System Class\G20-Other Systems\G2020 - Parking Lots\Security Parking Beam Barrier - PBB | 1013692
19-AG1 | 19-AG1 Compton Courthouse | 19-AG1-G2023-160-PBB02 | SECURITY PARKING BEAM BARRIER | Automatic Parking Device Inc | 10936 | G89 | OM00030819 |  | EMPLOYEE ENTRANCE SECURE PARKING LOT | 4L280 | NA | NA | 1.3 | 115 | 8 | Electric | 1 | NA | NA | \Classifications\Building System Class\G20-Other Systems\G2020 - Parking Lots\Security Parking Beam Barrier - PBB | 1013693
19-AG1 | 19-AG1 Compton Courthouse | 19-AG1-G3010-210-FWT01 | DAY WATER TANK | SENTRONIC | T-145 | S-1 | OM00016151 |  | MECH ROOM | NA | NA | NA | NA | DNA | DNA | Electric | DNA | NA | NA | \Classifications\Building System Class\G30-Site Mechanical Utilities\G3010 - Water Supply\Fire Water Tank - FWT | 1013694
19-AG1 | 19-AG1 Compton Courthouse | 19-AG1-D2040-100-PSU25 | Sump Pum #1 (Rm M11) | DNA | DNA | DNA | OM00030722 |  | SOUTHEAST PARKING LOT MECH ROOM | NA | NA | NA | DNA | DNA | DNA | Electric | DNA | NA | NA | \Classifications\Building System Class\D20-Plumbing\D2040 - Rain Drain\Sump Pump - PSU | 1013695
19-AG1 | 19-AG1 Compton Courthouse | 19-AG1-D2040-100-PSU27 | Sump Pum #2 (Rm M11) | DNA | DNA | DNA | OM00030721 |  | SOUTH WEST PARKING LOT | NA | NA | NA | DNA | DNA | DNA | Electric | DNA | NA | NA | \Classifications\Building System Class\D20-Plumbing\D2040 - Rain Drain\Sump Pump - PSU | 1013697
19-AG1 | 19-AG1 Compton Courthouse | 19-AG1-D5010-234-ATS03 | ELECTRICAL, AUTOMATIC TRANSFER SWITCH PARKING GARAGE | ASCO | S-17877-4 | 940 | OM00036042 |  | NW MECH ROOM | NA | NA | NA | NA | 120/208 | 100 | Electric | 3 | NA | NA | \Classifications\Building System Class\D50-Electrical SYS\D5010 - Elec Service & Dist\Automatic Transfer Switch - ATS | 1015178
19-AG1 | 19-AG1 Compton Courthouse | 19-AG1-D2023-100-BFP15 | BACKFLOW PREVENTER #2 PARKING GARAGE | GRINNELL | E-7220 | B-2 (6") | OM00036488 | 29457-23665-TBD (Newly Submitted to LA Pub Hlth) | NW EXTERIOR IN PLANTER (LAPHD FORM REQUIRED) | NA | NA | NA | NA | NA | NA | NA | NA | NA | NA | \Classifications\Building System Class\D20-Plumbing\D2020 - Domestic Water\Backflow Preventer - BFP | 1015180
19-AG1 | 19-AG1 Compton Courthouse | 19-AG1-D1010-100-ELE12 | LIFT, ELEVATOR #1 (HYDRO)PARKING GARAGE | Westinghouse | HY 14923-01 | HMC1000 | OM00036040 | State ID# 061516 | PARKING GARAGE NORTH NEAR STAIRWELLJ | NA | NA | NA | DNA | DNA | DNA | Hydraulic | NA | NA | NA | \Classifications\Building System Class\D10-Conveyance Systems\D1010 - Elevator\Elevator,Hydraulic,Pass/Freight - ELE | 1015181
19-AG1 | 19-AG1 Compton Courthouse | 19-AG1-D1010-100-ELE13 | LIFT, ELEVATOR #2 (HYDRO)PARKING GARAGE | Westinghouse | HY 14923-02 | HMC1000 | OM00036041 | State ID# 061515 | PARKING GARAGE NORTH NEAR STAIRWELL | NA | NA | NA | DNA | DNA | DNA | Hydraulic | DNA | NA | NA | \Classifications\Building System Class\D10-Conveyance Systems\D1010 - Elevator\Elevator,Hydraulic,Pass/Freight - ELE | 1015182
19-AG1 | 19-AG1 Compton Courthouse | 19-AG1-D4010-150-FMS02 | FIRE STANDPIPE PARKING GARAGE | RELIABLE | DNA | E | OM00000603 | DNA | NW CORNER IN CAGE | NA | NA | NA | DNA | DNA | DNA | DNA | DNA | NA | NA | \Classifications\Building System Class\D40-Fire Protection SYS\D4010 - Sprinkler SYS\Fire Systems, stand pipes - FMS | 1015184
19-AG1 | 19-AG1 Compton Courthouse | 19-AG1-D5092-210-GEN02 | GENERATOR (PARKING GARAGE) | FORD | S947336 | 2713E | OM00036037 | G7042 | PARKING LOT | NA | CA 151PL FRAM | NA | 87 | 600AC/250DC | 100 | Diesel | 3 | NA | NA | \Classifications\Building System Class\D50-Electrical SYS\D5090 - Elec SYS\Emergency Generator - GEN | 1015185
19-AG1 | 19-AG1 Compton Courthouse | 19-AG1-D5010-200-ESD03 | ELECTRICAL, MAIN PANEL PARKING GARAGE | WESTINGHOUSE | LA 60838-IT | SWITHBOARD | OM00036043 | DNA | NW NEAR GEN | NA | NA | NA | NA | 277/480 | DNA | Electric | 3 | NA | NA | \Classifications\Building System Class\D50-Electrical SYS\D5010 - Elec Service & Dist\Electical Service and Distribution - ESD | 1015186
19-AG1 | 19-AG1 Compton Courthouse | 19-AG1-D2040-100-PSU11 | PUMP, SUMP #G-1 PARKING GARAGE | ZOELER | DNA | DNA | OM00036044 |  | SE INTERIOR | NA | NA | NA | 1/2 | 115 | 10 | Electric | 1 | NA | NA | \Classifications\Building System Class\D20-Plumbing\D2040 - Rain Drain\Sump Pump - PSU | 1015187
19-AG1 | 19-AG1 Compton Courthouse | 19-AG1-D2040-100-PSU12 | PUMP, SUMP #G-2 PARKING GARAGE | ZOELER | DNA | DNA | OM00036045 |  | SOUTH EXTERIOR | NA | NA | NA | 1/2 | 115 | 10 | Electric | 1 | NA | NA | \Classifications\Building System Class\D20-Plumbing\D2040 - Rain Drain\Sump Pump - PSU | 1015188
19-AG1 | 19-AG1 Compton Courthouse | 19-AG1-D2040-100-PSU13 | PUMP, SUMP #G-3 PARKING GARAGE | ZOELER | DNA | DNA | OM00036046 |  | SW EXTERIOR | NA | NA | NA | 1/2 | 115 | 10 | Electric | 1 | NA | NA | \Classifications\Building System Class\D20-Plumbing\D2040 - Rain Drain\Sump Pump - PSU | 1015189
19-AG1 | 19-AG1 Compton Courthouse | 19-AG1-D2040-100-PSU14 | PUMP, SUMP #G-4 PARKING GARAGE | ZOELER | DNA | DNA | OM00036047 |  | SW INTERIOR | NA | NA | NA | 1/2 | 115 | 10 | Electric | 1 | NA | NA | \Classifications\Building System Class\D20-Plumbing\D2040 - Rain Drain\Sump Pump - PSU | 1015190
19-AG1 | 19-AG1 Compton Courthouse | 19-AG1-D2040-100-PSU15 | PUMP, SUMP #G-5 PARKING GARAGE | ZOELER | DNA | DNA | OM00036048 |  | WEST EXTERIOR | NA | NA | NA | 1/2 | 115 | 10 | Electric | 1 | NA | NA | \Classifications\Building System Class\D20-Plumbing\D2040 - Rain Drain\Sump Pump - PSU | 1015191
19-AG1 | 19-AG1 Compton Courthouse | 19-AG1-D2040-100-PSU16 | PUMP, SUMP #G-6 PARKING GARAGE | ZOELER | DNA | DNA | OM00036481 |  | WEST EXTERIOR | NA | NA | NA | 1/2 | 115 | 10 | Electric | 1 | NA | NA | \Classifications\Building System Class\D20-Plumbing\D2040 - Rain Drain\Sump Pump - PSU | 1015192
19-AG1 | 19-AG1 Compton Courthouse | 19-AG1-D2040-100-PSU17 | PUMP, SUMP #G-7 PARKING GARAGE | ZOELER | DNA | DNA | OM00036482 |  | WEST INTERIOR | NA | NA | NA | 1/2 | 115 | 10 | Electric | 1 | NA | NA | \Classifications\Building System Class\D20-Plumbing\D2040 - Rain Drain\Sump Pump - PSU | 1015193
19-AG1 | 19-AG1 Compton Courthouse | 19-AG1-D2040-100-PSU18 | PUMP, SUMP #G-8PARKING GARAGE | ZOELER | DNA | DNA | OM00036483 |  | NW EXTERIOR | NA | NA | NA | 1/2 | 115 | 10 | Electric | 1 | NA | NA | \Classifications\Building System Class\D20-Plumbing\D2040 - Rain Drain\Sump Pump - PSU | 1015194
19-AG1 | 19-AG1 Compton Courthouse | 19-AG1-D2040-100-PSU19 | PUMP, SUMP #G-9 (ELEVATOR)PARKING GARAGE | ZOELER | DNA | DNA | OM00036484 |  | NE ELEVATOR 2 PARKING GARAGE ELEVATORS | NA | NA | NA | 1/2 | 115 | 10 | Electric | 1 | NA | NA | \Classifications\Building System Class\D20-Plumbing\D2040 - Rain Drain\Sump Pump - PSU | 1015195
19-AG1 | 19-AG1 Compton Courthouse | 19-AG1-D2040-100-PSU20 | PUMP, SUMP #G-10 PARKING GARAGE | ZOELER | DNA | DNA | OM00036485 |  | NE EXTERIOR | NA | NA | NA | 1/2 | 115 | 10 | Electric | 1 | NA | NA | \Classifications\Building System Class\D20-Plumbing\D2040 - Rain Drain\Sump Pump - PSU | 1015196
19-AG1 | 19-AG1 Compton Courthouse | 19-AG1-D2040-100-PSU21 | PUMP, SUMP #G-11 PARKING GARAGE | ZOELER | DNA | DNA | OM00036486 |  | NE INTERIOR | NA | NA | NA | 1/2 | 115 | 10 | Electric | 1 | NA | NA | \Classifications\Building System Class\D20-Plumbing\D2040 - Rain Drain\Sump Pump - PSU | 1015197
19-AG1 | 19-AG1 Compton Courthouse | 19-AG1-D2040-100-PSU22 | PUMP, SUMP #G-12 PARKING GARAGE | ZOELER | DNA | DNA | OM00036487 |  | SE EXTERIOR | NA | NA | NA | 1/2 | 115 | 10 | Electric | 1 | NA | NA | \Classifications\Building System Class\D20-Plumbing\D2040 - Rain Drain\Sump Pump - PSU | 1015198
19-AG1 | 19-AG1 Compton Courthouse | 19-AG1-D4024-100-FHS01 | HOSE CABINETS PARKING GARAGE | DNA | DNA | DNA | OM00036491 | DNA | NW BASEMENT/RISER | NA | NA | NA | NA | NA | NA | NA | NA | NA | NA | \Classifications\Building System Class\D40-Fire Protection SYS\D4020 - Stand Pipe\Other Stand Pipe Hose Systems - FHS | 1015328
19-AG1 | 19-AG1 Compton Courthouse | 19-AG1-D2023-100-BFP17 | BACKFLOW PREVENTER #5 (HEATING HOT WATER BOILER, SOUTH) | WILKINS ZURN | 3557387 | 975XL2 (3/4") | OM00035848 | OW0209916-FA0234836-BD0037609 | 13TH FLOOR MECH ROOM (LAPHD FORM REQUIRED) | NA | NA | NA | NA | NA | NA | NA |  | NA | NA | \Classifications\Building System Class\D20-Plumbing\D2020 - Domestic Water\Backflow Preventer - BFP | 1016253
19-AG1 | 19-AG1 Compton Courthouse | 19-AG1-D2023-100-BFP18 | BACKFLOW PREVENTER #7 (COOLING TOWER) | WATTS | 003334 | LF009 M2QT (2") | OM00035849 | OW0209916-FA0234825-BD0014090 | 13TH FLOOR MECH ROOM M1(LAPHD FORM REQUIRED) | NA | NA | NA | NA | NA | NA | NA |  | NA | NA | \Classifications\Building System Class\D20-Plumbing\D2020 - Domestic Water\Backflow Preventer - BFP | 1016254
19-AG1 | 19-AG1 Compton Courthouse | 19-AG1-D2023-100-BFP20 | BACKFLOW (CHILLER RM M-3, 1") | WILKINS ZURN | 3663810 | 975XL2 (1") | OM00035852 | OW0209916-FA0234836-BD0037610 | 13TH FLOOR CHILLER ROOM (LAPHD FORM REQUIRED) | NA | NA | NA | NA | NA | NA | NA | NA | NA | NA | \Classifications\Building System Class\D20-Plumbing\D2020 - Domestic Water\Backflow Preventer - BFP | 1016502
19-AG1 | 19-AG1 Compton Courthouse | 19-AG1-D2023-100-BFP21 | BACKFLOW (S LAWN PARKING 2") | FEBCO | H02866 | 765 (2") | OM00035853 | OW0209916-FA0234839-BD0058212-H028661-FEBRUARY | SOUTH LAWN PARKING GARAGE (LAPHD FORM REQUIRED) | NA | NA | NA | NA | NA | NA | NA | NA | NA | NA | \Classifications\Building System Class\D20-Plumbing\D2020 - Domestic Water\Backflow Preventer - BFP | 1016503
19-AG1 | 19-AG1 Compton Courthouse | 19-AG1-B2010-100-BLD01 | Building | NA | NA | NA | OM00037878 | NA | [11 empty] | \Classifications\Building System Class\B20-General Building Exterior\B2010 - Exterior Walls\Building - BLD | 1016534
19-AG1 | 19-AG1 Compton Courthouse | 19-AG1-D3021-130-BLR06 | Hot Water Boiler #B-6 | RayPak | 1404376998 | H7-2003A | OM00040826 | NA | Mech Room on 13th Floor | NA | NA | NA | DNA | DNA | DNA | Natural gas | 3 | 1999000 | NA | \Classifications\Building System Class\D30-HVAC Systems\D3020 - Heat SYS\Boiler,Hot Water,Oil/Gas/Comb. - BLR | 1017497
19-AG1 | 19-AG1 Compton Courthouse | 19-AG1-D3021-130-BLR14 | Hot Water Boiler #B-4 | RayPak | 1404377092 | H7-2003A | OM00040824 | NA | Mech Room on 13th Floor | NA | NA | NA | DNA | DNA | DNA | Natural gas | 3 | 1999000 | NA | \Classifications\Building System Class\D30-HVAC Systems\D3020 - Heat SYS\Boiler,Hot Water,Oil/Gas/Comb. - BLR | 1017498
19-AG1 | 19-AG1 Compton Courthouse | 19-AG1-D3021-130-BLR05 | Hot Water Boiler #B-5 | RayPak | 1404377091 | H7-2003A | OM00040825 | NA | Mech Room on 13th Floor | NA | NA | NA | DNA | DNA | DNA | Natural gas | 3 | 1999000 | NA | \Classifications\Building System Class\D30-HVAC Systems\D3020 - Heat SYS\Boiler,Hot Water,Oil/Gas/Comb. - BLR | 1017496
19-AG1 | 19-AG1 Compton Courthouse | 19-AG1-D3021-130-BLR11 | Hot Water Boiler #B-1 | RayPak | 1404376997 | H7-2003A | OM00040821 | NA | Mech Room on 13th Floor | NA | NA | NA | DNA | DNA | DNA | Natural gas | 3 | 1999000 | NA | \Classifications\Building System Class\D30-HVAC Systems\D3020 - Heat SYS\Boiler,Hot Water,Oil/Gas/Comb. - BLR | 1017499
19-AG1 | 19-AG1 Compton Courthouse | 19-AG1-D3021-130-BLR12 | Hot Water Boiler #B-2 | RayPak | 1404377093 | H7-2003A | OM00040822 | NA | Mech Room on 13th Floor | NA | NA | NA | DNA | DNA | DNA | Natural gas | 3 | 1999000 | NA | \Classifications\Building System Class\D30-HVAC Systems\D3020 - Heat SYS\Boiler,Hot Water,Oil/Gas/Comb. - BLR | 1017500
19-AG1 | 19-AG1 Compton Courthouse | 19-AG1-D3021-130-BLR13 | Hot Water Boiler #B-3 | RayPak | 1404376996 | H7-2003A | OM00040823 | NA | Mech Room on 13th Floor | NA | NA | NA | DNA | DNA | DNA | Natural gas | 3 | 1999000 | NA | \Classifications\Building System Class\D30-HVAC Systems\D3020 - Heat SYS\Boiler,Hot Water,Oil/Gas/Comb. - BLR | 1017501
19-AG1 | 19-AG1 Compton Courthouse | 19-AG1-D3021-130-BLR07 | Hot Water Boiler #B-7 | RayPak | 1404376903 | H7-1753A | OM00040827 | NA | Mech Room on 13th Floor | NA | NA | NA | DNA | DNA | DNA | Natural gas | 3 | 1,753,000 | NA | \Classifications\Building System Class\D30-HVAC Systems\D3020 - Heat SYS\Boiler,Hot Water,Oil/Gas/Comb. - BLR | 1017502
19-AG1 | 19-AG1 Compton Courthouse | 19-AG1-D3021-130-BLR08 | Hot Water Boiler #B-8 | RayPak | 1404376995 | H7-1753A | OM00040828 | NA | Mech Room on 13th Floor | NA | NA | NA | DNA | DNA | DNA | Natural gas | 3 | 1,753,000 | NA | \Classifications\Building System Class\D30-HVAC Systems\D3020 - Heat SYS\Boiler,Hot Water,Oil/Gas/Comb. - BLR | 1017503
19-AG1 | 19-AG1 Compton Courthouse | 19-AG1-D3021-130-BLR09 | Hot Water Boiler #B-9 | RayPak | 1404376994 | H7-1753A | OM00040829 | NA | Mech Room on 13th Floor | NA | NA | NA | DNA | DNA | DNA | Natural gas | 3 | 1,753,000 | NA | \Classifications\Building System Class\D30-HVAC Systems\D3020 - Heat SYS\Boiler,Hot Water,Oil/Gas/Comb. - BLR | 1017504
19-AG1 | 19-AG1 Compton Courthouse | 19-AG1-D3021-130-BLR10 | Hot Water Boiler #B-10 | RayPak | 1404376904 | H7-1753A | OM00040830 | NA | Mech Room on 13th Floor | NA | NA | NA | DNA | DNA | DNA | Natural gas | 3 | 1,753,000 | NA | \Classifications\Building System Class\D30-HVAC Systems\D3020 - Heat SYS\Boiler,Hot Water,Oil/Gas/Comb. - BLR | 1017505
19-AG1 | 19-AG1 Compton Courthouse | 19-AG1-D2023-100-BFP22 | Backflow Preventer, Bypass (NW Corner Parking) | Febco | W2116 | 805Y (1") | OM00030801 |  | NW Corner of Parking Structure | NA | NA | NA | NA | NA | NA | NA |  | NA | NA | \Classifications\Building System Class\D20-Plumbing\D2020 - Domestic Water\Backflow Preventer - BFP | 1017773
19-AG1 | 19-AG1 Compton Courthouse | 19-AG1-G3060-320-DFP03 | Diesel Fuel Transfer Pump (Rm M10) | Viking Pump Houdaille | 308089 | FH432 | OM00040675 |  | Electrical Room M10 | NA | NA | NA | 1/2 | 208-230/460 | 2.1-2.0/1.0 | Electric | 3 | NA | NA | \Classifications\Building System Class\G30-Site Mechanical Utilities\G3060 - Fuel Distribution\Pump, Fuel, Diesel Fuel Transfer Pump - DFP | 1017777
19-AG1 | 19-AG1 Compton Courthouse | 19-AG1-G3060-320-DFP04 | Diesel Fuel Transfer Pump (Rm M10) | Viking Pump Houdaille | 12155015 | FH432 | OM00040674 |  | Electrical Room M10 | NA | NA | NA | 1/2 | 208-230/460 | 2.1-2.0/1.0 | Electric | 3 | NA | NA | \Classifications\Building System Class\G30-Site Mechanical Utilities\G3060 - Fuel Distribution\Pump, Fuel, Diesel Fuel Transfer Pump - DFP | 1017779
19-AG1 | 19-AG1 Compton Courthouse | 19-AG1-B2034-400-DOH01 | Overhead Rollup Door, Electric (Sally Port) | Overhead Door Corp | 010377 | RDZ50 | OM00040683 |  | Sally port | NA | NA | NA | 3/4 | 115/208-230 | 10.6/5.3 | Electric | 1 | NA | NA | \Classifications\Building System Class\B20-General Building Exterior\B2030 - Exterior Doors\Door,Overhead-Shutter,Manual,Elec,Roll-up - DOH | 1017778
19-AG1 | 19-AG1 Compton Courthouse | 19-AG1-B2034-400-DOH03 | Overhead Rollup Door, Electric (Employee Parking) | Lawrence Rollup Doors Inc | 117788R | DNA | OM00000602 |  | Employee Parking Area | NA | NA | NA | 1 | 208/230 | 9.6/1.0 | Electric | 3 | NA | NA | \Classifications\Building System Class\B20-General Building Exterior\B2030 - Exterior Doors\Door,Overhead-Shutter,Manual,Elec,Roll-up - DOH | 1017781
19-AG1 | 19-AG1 Compton Courthouse | 19-AG1-D4010-150-FMS04 | Fire System Standpipe B2 | Star Sprinkler Corp | DNA | 4-175D | OM00000582 |  | Employee Parking Area West Side | NA | NA | NA | NA | NA | NA | NA | NA | NA | NA | \Classifications\Building System Class\D40-Fire Protection SYS\D4010 - Sprinkler SYS\Fire Systems, stand pipes - FMS | 1017786
19-AG1 | 19-AG1 Compton Courthouse | 19-AG1-D4095-230-HBL01 | Vent Hood & Blower #1 (Cafeteria) | Ansul | S275985 | R-102 Wet Chemical | OM00040695 |  | Cafeteria | NA | NA | NA | NA | DNA | DNA | Electric | DNA | NA | NA | \Classifications\Building System Class\D40-Fire Protection SYS\D4090 - Other Fire Protection Systems\Hood and Blower - HBL | 1017789
19-AG1 | 19-AG1 Compton Courthouse | 19-AG1-G3063-100-DAT05 | Fuel Storage Day Tank (Rm M10) | Engine & Compressor Accessories | S525101 | DNA | OM00040673 |  | Electrical Room M10 | NA | NA | NA | NA | NA | NA | Diesel |  | NA | NA | \Classifications\Building System Class\G30-Site Mechanical Utilities\G3060 - Fuel Distribution\Tank, Fuel Storage Day - DAT | 1017775
19-AG1 | 19-AG1 Compton Courthouse | 19-AG1-B2034-400-DOH02 | Overhead Rollup Door, Electric (Sally Port) | Janus International Corp | 13878 | DNA | OM00040684 |  | Sally port | NA | NA | NA | 1/2 | 208-230/460 | 2.4/1.2 | Electric | 1 | NA | NA | \Classifications\Building System Class\B20-General Building Exterior\B2030 - Exterior Doors\Door,Overhead-Shutter,Manual,Elec,Roll-up - DOH | 1017780
19-AG1 | 19-AG1 Compton Courthouse | 19-AG1-B2034-400-DOH04 | Overhead Rollup Door, Electric (Rm 100) | Cookson Rolling Door | DNA | AA15017972 | OM00040113 |  | Traffic Dept Rm 100 | NA | NA | NA | DNA | DNA | DNA | Electric | DNA | NA | NA | \Classifications\Building System Class\B20-General Building Exterior\B2030 - Exterior Doors\Door,Overhead-Shutter,Manual,Elec,Roll-up - DOH | 1017783
19-AG1 | 19-AG1 Compton Courthouse | 19-AG1-B2034-400-DOH05 | Overhead Rollup Door, Electric (Rm 100) | Cookson Rolling Door | DNA | AA15017972 | OM00040112 |  | Traffic Dept Rm 100 | NA | NA | NA | DNA | DNA | DNA | Electric | DNA | NA | NA | \Classifications\Building System Class\B20-General Building Exterior\B2030 - Exterior Doors\Door,Overhead-Shutter,Manual,Elec,Roll-up - DOH | 1017782
19-AG1 | 19-AG1 Compton Courthouse | 19-AG1-B2034-400-DOH06 | Overhead Rollup Door, Manual (Cafeteria) | DNA | DNA | DNA | OM00040692 |  | Cafeteria | NA | NA | NA | NA | NA | NA | NA | NA | NA | NA | \Classifications\Building System Class\B20-General Building Exterior\B2030 - Exterior Doors\Door,Overhead-Shutter,Manual,Elec,Roll-up - DOH | 1017785
19-AG1 | 19-AG1 Compton Courthouse | 19-AG1-D4010-150-FMS03 | Fire System Standpipe B1 | Star Sprinkler Corp | DNA | 4-175D | OM00040166 |  | Employee Parking Area | NA | NA | NA | NA | NA | NA | NA | NA | NA | NA | \Classifications\Building System Class\D40-Fire Protection SYS\D4010 - Sprinkler SYS\Fire Systems, stand pipes - FMS | 1017784
19-AG1 | 19-AG1 Compton Courthouse | 19-AG1-D4010-150-FMS05 | Fire System Standpipe B3 | Star Sprinkler Corp | DNA | 4-175D | OM00016140 |  | Employee Parking Area | NA | NA | NA | NA | NA | NA | NA | NA | NA | NA | \Classifications\Building System Class\D40-Fire Protection SYS\D4010 - Sprinkler SYS\Fire Systems, stand pipes - FMS | 1017787
19-AG1 | 19-AG1 Compton Courthouse | 19-AG1-C1020-110-FRD01 | Fire Door, Rollup Window (Rm 1207) | Cookson Rolling Door | 84342 | DNA | OM00040190 |  | Juvenile Clerks Office | NA | NA | NA | NA | NA | NA | NA |  | NA | NA | \Classifications\Building System Class\C10-General Building Interior\C1020 - Fire Doors\Fire Doors - FRD | 1017788
19-AG1 | 19-AG1 Compton Courthouse | 19-AG1-D4095-230-HBL02 | Vent Hood & Blower #2 (Cafeteria) | Ansul | S275986 | R-102 Wet Chemical | OM00040694 |  | Cafeteria | NA | NA | NA | NA | DNA | DNA | Electric | DNA | NA | NA | \Classifications\Building System Class\D40-Fire Protection SYS\D4090 - Other Fire Protection Systems\Hood and Blower - HBL | 1017790
19-AG1 | 19-AG1 Compton Courthouse | 19-AG1-D2023-310-HWP01 | Domestic Hot Water Circulating Pump (Rm B20) | Grundfos | DNA | UPS15-555SFC | OM00000560 |  | Air Handler Rm B20 next to sallyport | NA | NA | NA | 1 | 115 | 10 | Electric |  | NA | NA | \Classifications\Building System Class\D20-Plumbing\D2020 - Domestic Water\Domestic Hot Water Circulating Pump - HWP | 1017791
19-AG1 | 19-AG1 Compton Courthouse | 19-AG1-D2023-310-HWP03 | Domestic Hot Water Circulating Pump (Rm 409) | Bell & Gosset | 106189 | 100/B11 | OM00000575 |  | Air Handler Rm 409 | NA | NA | NA | 1/12 | 115 | 1.7 | Electric | 1 | NA | NA | \Classifications\Building System Class\D20-Plumbing\D2020 - Domestic Water\Domestic Hot Water Circulating Pump - HWP | 1017793
19-AG1 | 19-AG1 Compton Courthouse | 19-AG1-D2023-310-HWP05 | Domestic Hot Water Circulating Pump (Rm 612) | Grundfos | DNA | UPS15-555SFC | OM00030749 |  | Air Handler Rm 612 | NA | NA | NA | DNA | 115 | DNA | Electric | 1 | NA | NA | \Classifications\Building System Class\D20-Plumbing\D2020 - Domestic Water\Domestic Hot Water Circulating Pump - HWP | 1017794
19-AG1 | 19-AG1 Compton Courthouse | 19-AG1-D2023-310-HWP06 | Domestic Hot Water Circulating Pump (Rm 849) | Bell & Gosset | 106189 | Series 100 | OM00030763 |  | Air Handler Rm 849 | NA | NA | NA | 1/12 | 115 | 1.75 | Electric | 1 | NA | NA | \Classifications\Building System Class\D20-Plumbing\D2020 - Domestic Water\Domestic Hot Water Circulating Pump - HWP | 1017796
19-AG1 | 19-AG1 Compton Courthouse | 19-AG1-D2023-310-HWP07 | Domestic Hot Water Circulating Pump (Rm 1012) | Bell & Gosset | 106197 | Series 100 | OM00030750 |  | Air Handler Rm 1012 | NA | NA | NA | 1/12 | 115 | 1.75 | Electric | 1 | NA | NA | \Classifications\Building System Class\D20-Plumbing\D2020 - Domestic Water\Domestic Hot Water Circulating Pump - HWP | 1017797
19-AG1 | 19-AG1 Compton Courthouse | 19-AG1-D5010-110-MCC04 | Motor Control Center (Rm M18) | ITE Imperial Corp | 1260827 | FC-20 | OM00040682 |  | Basement Rm M18 | NA | NA | NA | NA | DNA | DNA | Electric |  | NA | NA | \Classifications\Building System Class\D50-Electrical SYS\D5010 - Elec Service & Dist\Chiller Room Electrical Panel - MCC | 1017800
19-AG1 | 19-AG1 Compton Courthouse | 19-AG1-D5010-110-MCC06 | Motor Control Center (Rm M10) | ITE Imperial Corp | 1260827723122 | FC-20 | OM00040686 |  | Basement Rm M10 | NA | NA | NA | NA | 277/480 | 600 | Electric | 3 | NA | NA | \Classifications\Building System Class\D50-Electrical SYS\D5010 - Elec Service & Dist\Chiller Room Electrical Panel - MCC | 1017802
19-AG1 | 19-AG1 Compton Courthouse | 19-AG1-D5010-110-MCC08 | Motor Control Center (Rm B18) | ITE Imperial Corp | 640078 | FC-20 | OM00040690 |  | Basement Rm B18 | NA | NA | NA | NA | 120/208 | 400 | Electric | 3 | NA | NA | \Classifications\Building System Class\D50-Electrical SYS\D5010 - Elec Service & Dist\Chiller Room Electrical Panel - MCC | 1017804
19-AG1 | 19-AG1 Compton Courthouse | 19-AG1-D5010-110-MCC09 | Motor Control Center (Rm B18) | ITE Imperial Corp | 640074 | FC-20 | OM00040691 |  | Basement Rm B18 | NA | NA | NA | NA | 120/208 | 600 | Electric | 3 | NA | NA | \Classifications\Building System Class\D50-Electrical SYS\D5010 - Elec Service & Dist\Chiller Room Electrical Panel - MCC | 1017805
19-AG1 | 19-AG1 Compton Courthouse | 19-AG1-D5010-110-MCC12 | Chiller #1 Motor Control Center (Rm M3) | Cutler Hammer | DNA | DNA | OM00016173 |  | 13th Floor Chiller Rm M3 | NA | NA | NA | NA | DNA | DNA | Electric |  | NA | NA | \Classifications\Building System Class\D50-Electrical SYS\D5010 - Elec Service & Dist\Chiller Room Electrical Panel - MCC | 1017808
19-AG1 | 19-AG1 Compton Courthouse | 19-AG1-D5010-110-MCC14 | Motor Control Center (Rm M2) | ITE Imperial Corp | 1260827MCCMC04GH | 5640V1A00M0 | OM000161448 |  | 13th Floor Electrical Rm M2 | NA | NA | NA | NA | 480 | 600 | Electric | 3 | NA | NA | \Classifications\Building System Class\D50-Electrical SYS\D5010 - Elec Service & Dist\Chiller Room Electrical Panel - MCC | 1017810
19-AG1 | 19-AG1 Compton Courthouse | 19-AG1-D5010-110-MCC16 | Motor Control Center (Rm M2) | ITE Imperial Corp | 1260827MCCNC04AB | 5640V1A00M0 | OM00040307 |  | 13th Floor Electrical Rm M2 | NA | NA | NA | NA | 480 | 600 | Electric | 3 | NA | NA | \Classifications\Building System Class\D50-Electrical SYS\D5010 - Elec Service & Dist\Chiller Room Electrical Panel - MCC | 1017812
19-AG1 | 19-AG1 Compton Courthouse | 19-AG1-D5010-200-ESD04 | Main Electircal Panel (Rm M10) | ITE Imperial Corp | DNA | Series 5 | OM00040676 |  | Basement Generator Rm M10 | NA | NA | NA | NA | 277/480 | 2000 | Electric | 3 | NA | NA | \Classifications\Building System Class\D50-Electrical SYS\D5010 - Elec Service & Dist\Electical Service and Distribution - ESD | 1017813
19-AG1 | 19-AG1 Compton Courthouse | 19-AG1-D2030-410-PMS06 | Sewer Ejector Pump #1 (Rm B3) | Pacific Plumbing Co | 50470C116XXX1622 | DMR333238 | OM00040679 |  | Basement Pump Rm B3 | NA | NA | NA | 3 | 230/460 | 8.6/4.3 | Electric | 3 | NA | NA | \Classifications\Building System Class\D20-Plumbing\D2030 - Sani Waste\Sewage Ejector Pump - PMS | 1017815
19-AG1 | 19-AG1 Compton Courthouse | 19-AG1-D2030-410-PMS07 | Sewer Ejector Pump #2 (Rm B20) | Landia Co | 21033 | MPG-I | OM00000559 |  | Basement AHU Rm next to sally port | NA | NA | NA | 9 | 480 | 14.8/8.59 | Electric | 3 | NA | NA | \Classifications\Building System Class\D20-Plumbing\D2030 - Sani Waste\Sewage Ejector Pump - PMS | 1017817
19-AG1 | 19-AG1 Compton Courthouse | 19-AG1-D2040-100-PSU29 | Sump Pump #2 (Rm B3) | Pacific Plumbing Co | 504700116XXX1622 | DMR33323A | OM00000639 |  | Basement Pump Rm B3 | NA | NA | NA | 3 | 20-230/460 | 9.0-8.6/4.3 | Electric | 3 | NA | NA | \Classifications\Building System Class\D20-Plumbing\D2040 - Rain Drain\Sump Pump - PSU | 1017819
19-AG1 | 19-AG1 Compton Courthouse | 19-AG1-D3041-230-RFN08 | Return Fan #8 (Rm 849) | Trane | U6D044154 | CF33A1DW3CCWTHWH | OM00030762 |  | 8th Floor AHU Rm 849 | B112 (3) | NA | NA | 15 | 230/460 | 40/20 | Electric | 3 | NA | NA | \Classifications\Building System Class\D30-HVAC Systems\D3040 - Distribution SYS\Supply/Exhaust/Return fans- FAN | 1017826
19-AG1 | 19-AG1 Compton Courthouse | 19-AG1-D3041-230-RFN09 | Return Fan #9 (Rm 905) | Trane | U6D044147 | CF33A1DW3CCWTHWH | OM00030782 |  | 9th Floor AHU Rm 905 | B112 (3) | NA | NA | 15 | 230/460 | 40/20 | Electric | 3 | NA | NA | \Classifications\Building System Class\D30-HVAC Systems\D3040 - Distribution SYS\Supply/Exhaust/Return fans- FAN | 1017827
19-AG1 | 19-AG1 Compton Courthouse | 19-AG1-D3041-230-RFN10 | Return Fan #10 (Rm 1012) | Trane | U6D044148 | CF33A1DW3CCWTHWH | OM00040680 |  | 10th Floor AHU Rm 1012 | B112 (3) | NA | NA | 15 | 230/460 | 40/20 | Electric | 3 | NA | NA | \Classifications\Building System Class\D30-HVAC Systems\D3040 - Distribution SYS\Supply/Exhaust/Return fans- FAN | 1017828
19-AG1 | 19-AG1 Compton Courthouse | 19-AG1-D2023-310-WBS04 | Domestic Water Booster Pump #2 (Rm B3) | DNA | DNA | DNA | OM00040677 |  | Basement Rm B3 | NA | NA | NA | DNA | DNA | DNA | Electric | DNA | NA | NA | \Classifications\Building System Class\D20-Plumbing\D2020 - Domestic Water\Domestic Water Booster System - WBS | 1017831
19-AG1 | 19-AG1 Compton Courthouse | 19-AG1-D2023-310-WBS05 | Domestic Water Booster Pump #3 (Rm B3) | Pump Engineering Co | 143801 | DNA | OM00040678 |  | Basement Rm B3 | NA | NA | NA | DNA | DNA | DNA | Electric | DNA | NA | NA | \Classifications\Building System Class\D20-Plumbing\D2020 - Domestic Water\Domestic Water Booster System - WBS | 1017832
19-AG1 | 19-AG1 Compton Courthouse | 19-AG1-D5010-200-ESD11 | Electrical Switchboard (Rm B18) | ITE Imperial Corp | 641004 | FC-20 | OM00040667 |  | Basement Rm B18 | NA | NA | NA | NA | 277/480 | 2000 | Electric | 3 | NA | NA | \Classifications\Building System Class\D50-Electrical SYS\D5010 - Elec Service & Dist\Electical Service and Distribution - ESD | 1017833
19-AG1 | 19-AG1 Compton Courthouse | 19-AG1-D5010-200-ESD13 | Electrical Switchboard (Rm B18) | ITE Imperial Corp | 640988 | FC-20 | OM00040665 |  | Basement Rm B18 | NA | NA | NA | NA | 277/480 | 2000 | Electric | 3 | NA | NA | \Classifications\Building System Class\D50-Electrical SYS\D5010 - Elec Service & Dist\Electical Service and Distribution - ESD | 1017835
19-AG1 | 19-AG1 Compton Courthouse | 19-AG1-D2017-100-SHW02 | Emergency Eyewash/Shower (Rm M10) | Bradley Corp | DNA | DNA | OM00040670 |  | Basement Rm M10 | NA | NA | NA | NA | NA | NA | NA |  | NA | NA | \Classifications\Building System Class\D20-Plumbing\D2010 - Plumb Fix\Showers - SHW | 1017836
19-AG1 | 19-AG1 Compton Courthouse | 19-AG1-D5010-200-ESD07 | Electrical Switchboard (Rm 905A) | ITE Imperial Corp | 640075 | FC-20 | OM00030789 |  | 9th floor electrical rm 905A | NA | NA | NA | NA | 120/208 | 600 | Electric | 3 | NA | NA | \Classifications\Building System Class\D50-Electrical SYS\D5010 - Elec Service & Dist\Electical Service and Distribution - ESD | 1017838
19-AG1 | 19-AG1 Compton Courthouse | 19-AG1-D5010-200-ESD09 | Electrical Switchboard (Rm 1111) | ITE Imperial Corp | 723138 | FC-20 | OM00030751 |  | 11th floor electrical rm 1111 | NA | NA | NA | NA | 120/208 | 600 | Electric | 3 | NA | NA | \Classifications\Building System Class\D50-Electrical SYS\D5010 - Elec Service & Dist\Electical Service and Distribution - ESD | 1017841
19-AG1 | 19-AG1 Compton Courthouse | 19-AG1-D2023-310-HWP02 | Domestic Hot Water Circulating Pump (Rm 204) | Grundfos | DNA | UPS15-555SFC | OM00040698 |  | Air Handler Rm 204 | NA | NA | NA | DNA | 115 | DNA | Electric |  | NA | NA | \Classifications\Building System Class\D20-Plumbing\D2020 - Domestic Water\Domestic Hot Water Circulating Pump - HWP | 1017792
19-AG1 | 19-AG1 Compton Courthouse | 19-AG1-D2023-310-HWP04 | Domestic Hot Water Circulating Pump (Rm 612) | Grundfos | DNA | UPS15-555SFC | OM00000577 |  | Air Handler Rm 612 | NA | NA | NA | DNA | 115 | DNA | Electric | 1 | NA | NA | \Classifications\Building System Class\D20-Plumbing\D2020 - Domestic Water\Domestic Hot Water Circulating Pump - HWP | 1017795
19-AG1 | 19-AG1 Compton Courthouse | 19-AG1-D2023-310-HWP08 | Domestic Hot Water Circulating Pump (Rm 1212) | Grundfos | 59896773 | UPS15-555SFC | OM00030802 |  | Air Handler Rm 1212 | NA | NA | NA | DNA | 115 | 0.53 | Electric | 1 | NA | NA | \Classifications\Building System Class\D20-Plumbing\D2020 - Domestic Water\Domestic Hot Water Circulating Pump - HWP | 1017798
19-AG1 | 19-AG1 Compton Courthouse | 19-AG1-D2022-100-HWE01 | Domestic Water Heater, Electric (Cafeteria) | GE | GE0510R05736 | GE20P06SAG | OM00040693 |  | Cafeteria | NA | NA | NA | 1 | 120 | DNA | Electric | 1 | NA | NA | \Classifications\Building System Class\D20-Plumbing\D2020 - Domestic Water\Domestic Water Heater, Electric - HWE | 1017799
19-AG1 | 19-AG1 Compton Courthouse | 19-AG1-D5010-110-MCC05 | Motor Control Center (Rm B20) | ITE Imperial Corp | 1260827MCCAC01AB | 5640V1A000 | OM00000613 |  | Air Handler Rm B20 next to sallyport | NA | NA | NA | NA | 480 | 600 | Electric | 3 | NA | NA | \Classifications\Building System Class\D50-Electrical SYS\D5010 - Elec Service & Dist\Chiller Room Electrical Panel - MCC | 1017801
19-AG1 | 19-AG1 Compton Courthouse | 19-AG1-D5010-110-MCC07 | Motor Control Center (Rm M10) | ITE Imperial Corp | 1260827723121 | FC-20 | OM00040687 |  | Basement Rm M10 | NA | NA | NA | NA | 277/480 | 600 | Electric | 3 | NA | NA | \Classifications\Building System Class\D50-Electrical SYS\D5010 - Elec Service & Dist\Chiller Room Electrical Panel - MCC | 1017803
19-AG1 | 19-AG1 Compton Courthouse | 19-AG1-D5010-110-MCC10 | Motor Control Center (Rm B18) | ITE Imperial Corp | 640846 | FC-20 | OM00040669 |  | Basement Rm B18 | NA | NA | NA | NA | 120/208 | 1200 | Electric | 3 | NA | NA | \Classifications\Building System Class\D50-Electrical SYS\D5010 - Elec Service & Dist\Chiller Room Electrical Panel - MCC | 1017806
19-AG1 | 19-AG1 Compton Courthouse | 19-AG1-D5010-110-MCC11 | Motor Control Center (Rm B18) | ITE Imperial Corp | 640847 | FC-20 | OM00040668 |  | Basement Rm B18 | NA | NA | NA | NA | 120/208 | 1200 | Electric | 3 | NA | NA | \Classifications\Building System Class\D50-Electrical SYS\D5010 - Elec Service & Dist\Chiller Room Electrical Panel - MCC | 1017807
19-AG1 | 19-AG1 Compton Courthouse | 19-AG1-D5010-110-MCC13 | Motor Control Center (Rm M2) | ITE Imperial Corp | 1260827MCC04EF | 5640V1A00M0 | OM00040309 |  | 13th Floor Electrical Rm M2 | NA | NA | NA | NA | 480 | 600 | Electric | 3 | NA | NA | \Classifications\Building System Class\D50-Electrical SYS\D5010 - Elec Service & Dist\Chiller Room Electrical Panel - MCC | 1017809
19-AG1 | 19-AG1 Compton Courthouse | 19-AG1-D5010-110-MCC15 | Motor Control Center (Rm M2) | ITE Imperial Corp | 1260827MCCMC04CD | 5640V1A00M0 | OM00040308 |  | 13th Floor Electrical Rm M2 | NA | NA | NA | NA | 480 | 600 | Electric | 3 | NA | NA | \Classifications\Building System Class\D50-Electrical SYS\D5010 - Elec Service & Dist\Chiller Room Electrical Panel - MCC | 1017811
19-AG1 | 19-AG1 Compton Courthouse | 19-AG1-D5010-200-ESD05 | Main Electircal Panel (Rm M10) | ITE Imperial Corp | DNA | Series 5 | OM00040688 |  | Basement Generator Rm M10 | NA | NA | NA | NA | 277/480 | 4000 | Electric | 3 | NA | NA | \Classifications\Building System Class\D50-Electrical SYS\D5010 - Elec Service & Dist\Electical Service and Distribution - ESD | 1017814
19-AG1 | 19-AG1 Compton Courthouse | 19-AG1-G3010-210-PWT01 | Potable Water Storage Tank (Rm M8) | Roy E Hanson Tank Co | 151680 | DNA | OM00000619 |  | 13th Floor Boiler Rm M8 | NA | NA | NA | NA | NA | NA | NA |  | NA | NA | \Classifications\Building System Class\G30-Site Mechanical Utilities\G3010 - Water Supply\Potable Water Storage Tank - PWT | 1017818
19-AG1 | 19-AG1 Compton Courthouse | 19-AG1-D3041-230-RFN01 | Return Fan #1 (Rm B20) | Trane | U6C044144 | CF4481SW9CCWUBSH | OM00000555 |  | Basement AHU Rm B20 | B103 (2) | NA | NA | 10 | 230/460 | 26/13 | Electric | 3 | NA | NA | \Classifications\Building System Class\D30-HVAC Systems\D3040 - Distribution SYS\Supply/Exhaust/Return fans- FAN | 1017820
19-AG1 | 19-AG1 Compton Courthouse | 19-AG1-D3041-230-RFN02 | Return Fan #2 (Rm 204) | Trane | U6D044155 | CF33A1DW3CCWTHWH | OM00040697 |  | 2nd floor AHU Rm 204 | B108 (2) | NA | NA | 10 | 230/460 | 26/13 | Electric | 3 | NA | NA | \Classifications\Building System Class\D30-HVAC Systems\D3040 - Distribution SYS\Supply/Exhaust/Return fans- FAN | 1017821
19-AG1 | 19-AG1 Compton Courthouse | 19-AG1-D3041-230-RFN03 | Return Fan #3 (Rm 318A) | Trane | U6D044156 | CF33A1DW3CCWTHWH | OM00040699 |  | 3rd Floor AHU Rm 318A | B112 (3) | NA | NA | 15 | 230/460 | 39/19.5 | Electric | 3 | NA | NA | \Classifications\Building System Class\D30-HVAC Systems\D3040 - Distribution SYS\Supply/Exhaust/Return fans- FAN | 1017823
19-AG1 | 19-AG1 Compton Courthouse | 19-AG1-D3041-230-RFN04 | Return Fan #4 (Rm 409) | Trane | U6D044157 | CF33A1DW3CCWTHWH | OM00040700 |  | 4th floor AHU Rm 409 | B112 (3) | NA | NA | 15 | 230/460 | 40/20 | Electric | 3 | NA | NA | \Classifications\Building System Class\D30-HVAC Systems\D3040 - Distribution SYS\Supply/Exhaust/Return fans- FAN | 1017822
19-AG1 | 19-AG1 Compton Courthouse | 19-AG1-D3041-230-RFN06 | Return Fan #6 (Rm 612) | Trane | U6D044152 | CF33A1DW3CCWTHWH | OM00030759 |  | 6th Floor AHU Rm 612 | B112 (3) | NA | NA | 15 | 230/460 | 40/20 | Electric | 3 | NA | NA | \Classifications\Building System Class\D30-HVAC Systems\D3040 - Distribution SYS\Supply/Exhaust/Return fans- FAN | 1017824
19-AG1 | 19-AG1 Compton Courthouse | 19-AG1-D3041-230-RFN07 | Return Fan #7 (Rm 751) | Trane | U6D044153 | CF33A1DW3CCWTHWH | OM00030781 |  | 7th Floor AHU Rm 751 | DNA | NA | NA | 15 | 230/460 | 40/20 | Electric | 3 | NA | NA | \Classifications\Building System Class\D30-HVAC Systems\D3040 - Distribution SYS\Supply/Exhaust/Return fans- FAN | 1017825
19-AG1 | 19-AG1 Compton Courthouse | 19-AG1-D3041-230-RFN11 | Return Fan #11 (Rm 1113) | Trane | U6D044149 | CF33A1DW3CCWTHWH | OM00030767 |  | 11th Floor AHU Rm 1113 | B118 (3) | NA | NA | 15 | 230/460 | 40/20 | Electric | 3 | NA | NA | \Classifications\Building System Class\D30-HVAC Systems\D3040 - Distribution SYS\Supply/Exhaust/Return fans- FAN | 1017829
19-AG1 | 19-AG1 Compton Courthouse | 19-AG1-D3041-230-RFN12 | Return Fan #12 (Rm 1212) | Trane | U6D044150 | CF33A1DW3CCWTHWH | OM00016119 |  | 12th Floor AHU Rm 1212 | B118 (3) | NA | NA | 15 | 230/460 | 40/20 | Electric | 3 | NA | NA | \Classifications\Building System Class\D30-HVAC Systems\D3040 - Distribution SYS\Supply/Exhaust/Return fans- FAN | 1017830
19-AG1 | 19-AG1 Compton Courthouse | 19-AG1-D5010-200-ESD12 | Electrical Switchboard (Rm B18) | ITE Imperial Corp | 640964 | FC-20 | OM00040666 |  | Basement Rm B18 | NA | NA | NA | NA | 277/480 | 2000 | Electric | 3 | NA | NA | \Classifications\Building System Class\D50-Electrical SYS\D5010 - Elec Service & Dist\Electical Service and Distribution - ESD | 1017834
19-AG1 | 19-AG1 Compton Courthouse | 19-AG1-D3042-240-SEF03 | Exhaust Fan Speciality (M10) | Joy MFG Co | SF37243 | Axivan Fan | OM00040671 |  | Basement Rm M10 | NA | NA | NA | NA | 230/460 | 66/33 | Electric | 3 | NA | NA | \Classifications\Building System Class\D30-HVAC Systems\D3040 - Distribution SYS\Supply/Exhaust/Return fans- FAN | 1017837
19-AG1 | 19-AG1 Compton Courthouse | 19-AG1-D5010-200-ESD06 | Electrical Switchboard (Rm 513) | ITE Imperial Corp | 640325 | FC-20 | OM00030744 |  | 5th floor Electrical Rm 513 | NA | NA | NA | NA | 120/208 | 1000 | Electric | 3 | NA | NA | \Classifications\Building System Class\D50-Electrical SYS\D5010 - Elec Service & Dist\Electical Service and Distribution - ESD | 1017839
19-AG1 | 19-AG1 Compton Courthouse | 19-AG1-D5010-200-ESD08 | Electrical Switchboard (Rm 905A) | ITE Imperial Corp | 640099 | FC-20 | OM00030790 |  | 9th floor electrical rm 905A | NA | NA | NA | NA | 120/208 | 400 | Electric | 3 | NA | NA | \Classifications\Building System Class\D50-Electrical SYS\D5010 - Elec Service & Dist\Electical Service and Distribution - ESD | 1017840
19-AG1 | 19-AG1 Compton Courthouse | 19-AG1-D5010-234-ATS04 | Automatic Transfer Switch (Rm B18) | GE-Zenith | 1677081 | ZTG000A00080F | OM00040689 |  | Electrical Room B18 Across From Security Gate Post | NA | NA | NA | NA | 277/480 | 1000 | Electric | 3 | NA | NA | \Classifications\Building System Class\D50-Electrical SYS\D5010 - Elec Service & Dist\Automatic Transfer Switch - ATS | 1017872
19-AG1 | 19-AG1 Compton Courthouse | 19-AG1-D3090-220-CMD02 | Compressor Air Dryer (Rm M2) | Hankinson | H050A1151306023 | HPR50 | OM00040306 | NA | Electrical Room M2 | NA | NA | R-134a | DNA | 115 | 7.2 | Electric | 1 | NA | NA | \Classifications\Building System Class\D30-HVAC Systems\D3090 - Other HVAC Systems and Equipment\Compressed Air Dryer - CMD | 1017873
19-AG1 | 19-AG1 Compton Courthouse | 19-AG1-D4094-450-SFM01 | Fire System Extinguishing, FM200 (Evidence Locker) | Ansul | 191571 | Halon 1301 Fire Suppression System | OM00035608 |  | 9th Floor Evidence Locker | NA | NA | NA | NA | NA | NA | NA | NA | NA | NA | \Classifications\Building System Class\D40-Fire Protection SYS\D4090 - Other Fire Protection Systems\Fire Suppression, Gaseous - SFM | 1017981
19-AG1 | 19-AG1 Compton Courthouse | 19-AG1-D2040-100-PSU30 | Sump Pump (Fan Rm M17) | Goulds | DNA | WS3034D4 | OM00036904 |  | Fan Room M17 | NA | NA | NA | 3 | 460 | 7.2 | Electric | 3 | NA | NA | \Classifications\Building System Class\D20-Plumbing\D2040 - Rain Drain\Sump Pump - PSU | 1018945
19-AG1 | 19-AG1 Compton Courthouse | 19-AG1-D2023-100-BFP23 | Backflow Preventer (Rm M12) (6") | Watts | 037263 | LF009M2QT | OM00036903 | OW0209916-FA0234825-BD0014091 | Basement, Pump Room M15 (LAPHD FORM REQUIRED) | NA | NA | NA | NA | NA | NA | NA | NA | NA | NA | \Classifications\Building System Class\D20-Plumbing\D2020 - Domestic Water\Backflow Preventer - BFP | 1018952
19-AG1 | 19-AG1 Compton Courthouse | 19-AG1-D2023-100-BFP24 | Backflow Preventer (Rm M12) (6") | Wilkins | L94153 ¦ L10391 | 375 | OM00036900 | OW0209916-FA0234836-BD0037615-L94153 | Basement, Fire Sprinkler Room M12 (LAPHD FORM REQUIRED) | NA | NA | NA | NA | NA | NA | NA | NA | NA | NA | \Classifications\Building System Class\D20-Plumbing\D2020 - Domestic Water\Backflow Preventer - BFP | 1018953
19-AG1 | 19-AG1 Compton Courthouse | 19-AG1-D2023-100-BFP26 | Backflow Preventer Fire Main Bypass | Wilkins | 4056915 | 950 XL | OM00036912 | OW0209916-FA0234836-BD0026954 | Outside West lawn hillside (LAPHD FORM REQUIRED) | NA | NA | NA | NA | NA | NA | NA | NA | NA | NA | \Classifications\Building System Class\D20-Plumbing\D2020 - Domestic Water\Backflow Preventer - BFP | 1019031
19-AG1 | 19-AG1 Compton Courthouse | 19-AG1-D2040-100-PSU31 | Pump, Sump # 1 PSU31 | Zoeller | PN# 282-0024 | G282-D | OM00036905 |  | Sump Pump Room M11 | NA | NA | NA | 0.5 | 460 | 1.7 | Electric | 3 | NA | NA | \Classifications\Building System Class\D20-Plumbing\D2040 - Rain Drain\Sump Pump - PSU | 1019247
19-AG1 | 19-AG1 Compton Courthouse | 19-AG1-D2023-100-BFP25 | Backflow Preventer Fire Main BFP25 | Wilkins | 46190 | 350 DA | OM00036906 | OW0209916-FA0234836-BD0026953 | Outside West lawn hillside (LAPHD FORM REQUIRED) | NA | NA | NA | NA | NA | NA | NA | NA | NA | NA | \Classifications\Building System Class\D20-Plumbing\D2020 - Domestic Water\Backflow Preventer - BFP | 1019248
19-AG1 | 19-AG1 Compton Courthouse | 19-AG1-D5037-710-FAP02 | Fire Alarm Control Panel | Notifier | 7165-0028:0224 | NFS2-3030 | OM00002629 |  | Fire alarm panel room, 108 | NA | NA | NA | NA | DNA | DNA | DNA | DNA | NA | NA | \Classifications\Building System Class\D50-Electrical SYS\D5030 - Comm & Security\Fire Alarm Panel - FAP | 1019295
19-AG1 | 19-AG1 Compton Courthouse | 19-AG1-D3090-114-CMP04 | Control Air Compressor 1 | Speedaire | 1902890 | 35WC55(TK63122XHA) | OM00002630 |  | Fire alarm panel room, 108 | B82 (2) | NA | NA | NA | 460 | 12.2 | DNA | DNA | NA | NA | \Classifications\Building System Class\D30-HVAC Systems\D3090 - Other HVAC Systems and Equipment\Air Compressor - CMP | 1019296
19-AG1 | 19-AG1 Compton Courthouse | 19-AG1-D3041-210-SFN03 | Supply Fan #1 | Cook | 138SF3578-00/0000701 | 165_CPS_S | OM00002631 |  | Basement, Air Handler Room | NA | NA | NA | 1.5 | 460 | DNA | Electric | DNA | NA | NA | \Classifications\Building System Class\D30-HVAC Systems\D3040 - Distribution SYS\Supply/Exhaust/Return fans- FAN | 1019297
19-AG1 | 19-AG1 Compton Courthouse | 19-AG1-D3090-220-CMD03 | Compressor, Air Dryer (CMD03) | Speedaire | GR035A1151501023 | 3YA52A | OM00037611 |  | Chiller Room | B-82 (2) | DNA | R-134a | DNA | DNA | DNA | Electric | DNA | NA | NA | \Classifications\Building System Class\D30-HVAC Systems\D3090 - Other HVAC Systems and Equipment\Compressed Air Dryer - CMD | 1019533
19-AG1 | 19-AG1 Compton Courthouse | 19-AG1-D2040-100-PSU32 | Sump Pump #1 | Goulds | F1588 | WS3034D4 | OM00002620 |  | Basement, Exhaust Room | NA | NA | NA | 3 | 460 | 7.2 | Electric | DNA | DNA | DNA | \Classifications\Building System Class\D20-Plumbing\D2040 - Rain Drain\Sump Pump - PSU | 1019560
19-AG1 | 19-AG1 Compton Courthouse | 19-AG1-E1092-100-TCP01 | Trash Compactor | Nedland Industries | 101037 | NSC-200-30 | OM00041075 | DNA | Basement South of Building | NA | NA | NA | 10 | 460 | DNA | Electric | DNA | NA | NA | \Classifications\Building System Class\E10-Equipment\E1090 - Other Equipment\Trash Compactor - TCP | 1020281
19-AG1 | 19-AG1 Compton Courthouse | 19-AG1-D3041-230-RFN13 | Return Fan #13 (Rm 515) | Trane Centrifugal Fan | U6D-044151 | CF-36-A-DW-3-CCW-TH-W-H | OM00041134 |  | Mechanical Room | B112 | NA | NA | 15 | 230/460V | 37.8/18.9 | Electric | 3 | NA | NA | \Classifications\Building System Class\D30-HVAC Systems\D3040 - Distribution SYS\Supply/Exhaust/Return fans- FAN | 1021582
19-AG1 | 19-AG1 Compton Courthouse | 19-AG1-D3040-600-HES09 | DOMESTIC HOT WATER HEAT EXCHGR 09 | Bell & Gossett | 242071-01 | 283282 | OM00041133 |  | Air Handler Room | NA | NA | NA | NA | NA | NA | NA | NA | NA | NA | \Classifications\Building System Class\D30-HVAC Systems\D3040 - Distribution SYS\Heat Exchanger,Steam - HES | 1021584
19-AG1 | 19-AG1 Compton Courthouse | 19-AG1-G3063-100-DFS02 | Leak Detection System, Diesel, DFS02 | Veeder Root | R03244225205003 | TLS-350 | OM00041135 |  | Basement, Generator Room | NA | NA | NA | DNA | 120 | 2 | Electric | DNA | NA | NA | \Classifications\Building System Class\G30-Site Mechanical Utilities\G3060 - Fuel Distribution\Diesel Fuel Leak Detection System - DFS | 1021585
19-AG1 | 19-AG1 Compton Courthouse | 19-AG1-D2023-100-BFP27 | BACKFLOW PREVENTER (BFP27) 1" | Wilkens | 4202953 | 975 XL2 1" | OM00036519 | OW0209916-FA0234836-BD0029667-005926 | 13Th Floor Mech Room M8 (LAPHD FORM REQUIRED) | NA | NA | NA | NA | NA | NA | NA | NA | NA | NA | \Classifications\Building System Class\D20-Plumbing\D2020 - Domestic Water\Backflow Preventer - BFP | 1021652
19-AG1 | 19-AG1 Compton Courthouse | 19-AG1-D2023-100-BFP28 | Backflow Preventer, (BFP28)- Irrigation #3 | WILKINS | J020661 | 825YA, 2" | OM00019997 | OW0209916-FA0234836-BD0037611 | GROUNDS (LAPHD FORM REQUIRED) | NA | NA | NA | NA | NA | NA | NA | NA | NA | NA | \Classifications\Building System Class\D20-Plumbing\D2020 - Domestic Water\Backflow Preventer - BFP | 1022860
19-AG1 | 19-AG1 Compton Courthouse | 19-AG1-D3031-100-PCH05 | Chilled Water Pump # 1 | Bell & Gossett | C258891-01 E81 | HSC3-940 8.9 | OM00036846 |  | ROOF | NA | NA | NA | 40 | DNA | DNA | electric | DNA | NA | NA | \Classifications\Building System Class\D30-HVAC Systems\D3030 - Cooling SYS\Chilled Water Pump - PCH | 1022862
19-AG1 | 19-AG1 Compton Courthouse | 19-AG1-D3031-100-PCH06 | Chilled Water Pump # 2 | Bell & Gossett | C258891-02 E81 | HSC3 940 8.9 | OM00036847 |  | ROOF | NA | NA | NA | 40 | DNA | DNA | electric | DNA | NA | NA | \Classifications\Building System Class\D30-HVAC Systems\D3030 - Cooling SYS\Chilled Water Pump - PCH | 1022863
19-AG1 | 19-AG1 Compton Courthouse | 19-AG1-D3031-100-PCH07 | Condensor Water Pump #3 | Bell & Gossett | C258890-02 E81 | HSV3 940 8.2 | OM00036848 |  | ROOF | NA | NA | NA | 30 | DNA | DNA | Electric | DNA | NA | NA | \Classifications\Building System Class\D30-HVAC Systems\D3030 - Cooling SYS\Chilled Water Pump - PCH | 1022864
19-AG1 | 19-AG1 Compton Courthouse | 19-AG1-D3031-100-PCH08 | Condensor Water Pump #4 | Bell & Gossett | C258890-01 E81 | HSC3 940 8.2 | OM00036849 |  | ROOF | NA | NA | NA | 30 | DNA | DNA | electric | DNA | NA | NA | \Classifications\Building System Class\D30-HVAC Systems\D3030 - Cooling SYS\Chilled Water Pump - PCH | 1022865
19-AI1 | 19-AI1 Los Padrinos Juvenile Court | 19-AI1-B2010-100-CTY01 | Building |  |  |  | NA | [12 empty] | \Classifications\Building System Class\B20-General Building Exterior\B2010 - Exterior Walls\Building - BLD | 1016571
19-AK1 | 19-AK1 Norwalk Courthouse | 19-AK1-D4031-100-FEX62 | Fire Extinguishers | Marx Brothers | NA | NA | OM00033565 |  | ALL | NA | NA | NA | NA | NA | NA | NA | NA | NA | NA | \Classifications\Building System Class\D40-Fire Protection SYS\D4030 - FIRE SPEC\Fire Extinguisher - FEX | 1014595
19-AK1 | 19-AK1 Norwalk Courthouse | 19-AK1-D5092-250-EML166 | Lighting, Emergency and Exit | Marx Brothers | NA | NA | OM00033620 |  | ALL | NA | NA | NA | NA | DNA | DNA | NA | DNA | NA | NA | \Classifications\Building System Class\D50-Electrical SYS\D5090 - Elec SYS\Emergency And Exit Lighting - EML | 1014596
19-AK1 | 19-AK1 Norwalk Courthouse | 19-AK1-D1010-100-ELE06 | Elevator #6 | Dover | 21757 | DC Elevator Motor-G-200-5 | OM00033617 | State ID# 047436 | Mech. Room | NA | NA | NA | 40 | 240 | 145 | Electric | DNA | NA | NA | \Classifications\Building System Class\D10-Conveyance Systems\D1010 - Elevator\Elevator,Electric,Pass/Freight - ELE | 1014597
19-AK1 | 19-AK1 Norwalk Courthouse | 19-AK1-D1010-100-ELE05 | Elevator #5 | Dover | 21756 | DC Elevator Motor-G-200-5 | OM00033616 | State ID# 047365 | Mech. Room | NA | NA | NA | 40 | 240 | 145 | Electric | DNA | NA | NA | \Classifications\Building System Class\D10-Conveyance Systems\D1010 - Elevator\Elevator,Electric,Pass/Freight - ELE | 1014598
19-AK1 | 19-AK1 Norwalk Courthouse | 19-AK1-D1010-100-ELE04 | Elevator #4 | Dover | 21753 | DC Elevator Motor-G-200-5 | OM00033614 | State ID# 047364 | Mech. Room | NA | NA | NA | 40 | 240 | 145 | Electric | DNA | NA | NA | \Classifications\Building System Class\D10-Conveyance Systems\D1010 - Elevator\Elevator,Electric,Pass/Freight - ELE | 1014599
19-AK1 | 19-AK1 Norwalk Courthouse | 19-AK1-D1010-100-ELE03 | Elevator #3 | Dover | 21752 | DC Elevator Motor-G-200-5 | OM00033613 | State ID# 047063 | Mech. Room | NA | NA | NA | 40 | 240 | 145 | Electric | DNA | NA | NA | \Classifications\Building System Class\D10-Conveyance Systems\D1010 - Elevator\Elevator,Electric,Pass/Freight - ELE | 1014600
19-AK1 | 19-AK1 Norwalk Courthouse | 19-AK1-D1010-100-ELE02 | Elevator #2` | Dover | 21754 | DC Elevator Motor-G-200-5 | OM00033615 | State ID# 047438 | Mech. Room | NA | NA | NA | 40 | DNA | 270 | Electric | DNA | NA | NA | \Classifications\Building System Class\D10-Conveyance Systems\D1010 - Elevator\Elevator,Electric,Pass/Freight - ELE | 1014601
19-AK1 | 19-AK1 Norwalk Courthouse | 19-AK1-D1010-100-ELE01 | Elevator #1 | Dover | 21755 | DC Elevator Motor-G-200-5 | OM00033552 | State ID# 047437 | Mech. Room | NA | NA | NA | 40 | Other | 145 | Electric | DNA | NA | NA | \Classifications\Building System Class\D10-Conveyance Systems\D1010 - Elevator\Elevator,Electric,Pass/Freight - ELE | 1014602
19-AK1 | 19-AK1 Norwalk Courthouse | 19-AK1-D5037-710-FAP01 | Fire Alarm Panel | Gamewell | DNA | FireForce B - 1F632 | OM00033551 | NA | Security Control Center | NA | NA | NA | NA | NA | NA | Electric | DNA | NA | NA | \Classifications\Building System Class\D50-Electrical SYS\D5030 - Comm & Security\Fire Alarm Panel - FAP | 1014603
19-AK1 | 19-AK1 Norwalk Courthouse | 19-AK1-G3063-100-AST01 | Tank, Fuel Storage - Above Ground | Convault | DNA | RM 1000/2SF | OM00033494 | NA | East Side of Court House | NA | NA | NA | NA | NA | NA | Diesel | NA | NA | NA | \Classifications\Building System Class\G30-Site Mechanical Utilities\G3060 - Fuel Distribution\Tank, Fuel Storage, Above Ground - AST | 1014604
19-AK1 | 19-AK1 Norwalk Courthouse | 19-AK1-D3090-114-CMP01 | Compressor, Air Control | Quincy | 200610240147 | QT7QCB | OM00033491 | S-608 (Rev. 4-82) | Mech. Room | B-71 | NA | DNA | 3.7 | Other | 14.15 | Electric | DNA | NA | NA | \Classifications\Building System Class\D30-HVAC Systems\D3090 - Other HVAC Systems and Equipment\Air Compressor - CMP | 1014606
19-AK1 | 19-AK1 Norwalk Courthouse | 19-AK1-D3031-140-CLR02 | Chiller #2 | York | GFJM 015773 | YTH1A3C2-ckjs | OM00030815 | DNA | Mech. Room | NA | NA | R-123 | NA | 480 | NA | Other | NA | NA | NA | \Classifications\Building System Class\D30-HVAC Systems\D3030 - Cooling SYS\Chiller, Air Cooled - CLR | 1014607
19-AK1 | 19-AK1 Norwalk Courthouse | 19-AK1-D3031-140-CLR01 | Chiller #1 | York | GFJM 015772 | YTH1A3C2-ckjs | OM00030813 | DNA | Mech. Room | NA | NA | R-123 | NA | 480 | 12.5/15 | Other | NA | NA | NA | \Classifications\Building System Class\D30-HVAC Systems\D3030 - Cooling SYS\Chiller, Air Cooled - CLR | 1014608
19-AK1 | 19-AK1 Norwalk Courthouse | 19-AK1-D3044-125-PHW01 | Hot Water Pump #1 | Aurora Pumps | 96799052 | OJPA-BF | OM00033541 | NA | Mech. Room | NA | NA | NA | NA | 480 | 21/10.5 | Electric | DNA | NA | NA | \Classifications\Building System Class\D30-HVAC Systems\D3040 - Distribution SYS\Hot Water Pump - PHW | 1014609
19-AK1 | 19-AK1 Norwalk Courthouse | 19-AK1-D3031-100-PCH03 | Condensing Water Pump #1 | Aurora Pumps | 96799072 | OJPA-BF | OM00033504 | NA | Mech. Room | NA | NA | NA | NA | 480 | 230/460 | Electric | DNA | NA | NA | \Classifications\Building System Class\D30-HVAC Systems\D3030 - Cooling SYS\Chilled Water Pump - PCH | 1014610
19-AK1 | 19-AK1 Norwalk Courthouse | 19-AK1-G3010-210-PWT01 | Potable Water Tank | O & G Tank | DNA | DNA | OM00033497 | NA | Basement | NA | NA | NA | NA | NA | NA | NA | NA | NA | NA | \Classifications\Building System Class\G30-Site Mechanical Utilities\G3010 - Water Supply\Potable Water Storage Tank - PWT | 1014611
19-AK1 | 19-AK1 Norwalk Courthouse | 19-AK1-D3021-130-BLR02 | Boiler 2 | RBI | 40849558 | DB1950 | OM00033544 | DNA | Next to Chillers | NA | NA | NA | 1/2 | 480 | 34.4 | Natural gas | NA | 1,950,000 | 1657000 | \Classifications\Building System Class\D30-HVAC Systems\D3020 - Heat SYS\Boiler,Hot Water,Oil/Gas/Comb. - BLR | 1014612
19-AK1 | 19-AK1 Norwalk Courthouse | 19-AK1-D5010-200-ESD01 | Electrical Switch Board | Model 6 | 15091736-001 | N-958203 | OM00033550 | NA | Mech. Room | NA | NA | NA | NA | Other | NA | Electric | DNA | NA | NA | \Classifications\Building System Class\D50-Electrical SYS\D5010 - Elec Service & Dist\Electical Service and Distribution - ESD | 1014613
19-AK1 | 19-AK1 Norwalk Courthouse | 19-AK1-D2023-310-WBS01 | Domestic Water Booster System Pump | Pacof10 9000 | DNA | DNA | OM00033498 | NA | Basement | NA | NA | NA | NA | 480 | 16.2 | Electric | NA | NA | NA | \Classifications\Building System Class\D20-Plumbing\D2020 - Domestic Water\Domestic Water Booster System - WBS | 1014614
19-AK1 | 19-AK1 Norwalk Courthouse | 19-AK1-D3031-100-PCH01 | Chiller Water Pump #1 | Aurora Pumps | 96799062 | OJPA-BF | OM00033500 | NA | Mech. Room | NA | NA | NA | 30 | 480 | 73.0/36.5 | Electric | DNA | NA | NA | \Classifications\Building System Class\D30-HVAC Systems\D3030 - Cooling SYS\Chilled Water Pump - PCH | 1014615
19-AK1 | 19-AK1 Norwalk Courthouse | 19-AK1-D2017-100-SHW01 | Eye Wash Station | Berkeley Haws California | 40945 | B300 | OM00033545 | NA | Mech. Room | NA | NA | NA | NA | NA | NA | NA | NA | NA | NA | \Classifications\Building System Class\D20-Plumbing\D2010 - Plumb Fix\Showers - SHW | 1014616
19-AK1 | 19-AK1 Norwalk Courthouse | 19-AK1-D2090-650-WSR01 | Water Softener | Filtrine | NA | Es160RFCA | OM00033489 | NA | North Side Roof Area | NA | NA | R-22 | 440-60.3 | DNA | 8.25 | Electric | DNA | NA | NA | \Classifications\Building System Class\D20-Plumbing\D2090 - Other Plumbing SYS\Water Softener - WSR | 1014617
19-AK1 | 19-AK1 Norwalk Courthouse | 19-AK1-D3042-220-EFN02 | Exhaust Fan Belt Driven | New York Blower | NA | D-5659 | OM00033490 | NA | North Side Roof Area | 3506 | NA | NA | DNA | DNA | NA | NA | NA | NA | NA | \Classifications\Building System Class\D30-HVAC Systems\D3040 - Distribution SYS\Supply/Exhaust/Return fans- FAN | 1014618
19-AK1 | 19-AK1 Norwalk Courthouse | 19-AK1-D5011-240-TRN01 | Transformer | Federal Pacific | 18246-006 | DNA | OM00033549 | NA | Mech. Room | NA | NA | NA | DNA | 480 | 34.4 | Electric | DNA | NA | NA | \Classifications\Building System Class\D50-Electrical SYS\D5010 - Elec Service & Dist\Transformer - TRN | 1014619
19-AK1 | 19-AK1 Norwalk Courthouse | 19-AK1-D3021-130-BLR01 | Boiler 1 | RBI | 40849559 | DB1950 | OM00036325 | DNA | Next to Chillers | NA | NA | NA | 1/2 | 480 | 34.4 | Natural gas | NA | 1,950,000 | 1657000 | \Classifications\Building System Class\D30-HVAC Systems\D3020 - Heat SYS\Boiler,Hot Water,Oil/Gas/Comb. - BLR | 1014620
19-AK1 | 19-AK1 Norwalk Courthouse | 19-AK1-D3044-125-PHW02 | Hot Water Pump #2 | Aurora Pumps | 96799051 | OJPA-BF | OM00033542 | NA | Mech. Room | NA | NA | NA | DNA | DNA | 21-10.5 | Electric | DNA | NA | NA | \Classifications\Building System Class\D30-HVAC Systems\D3040 - Distribution SYS\Hot Water Pump - PHW | 1014621
19-AK1 | 19-AK1 Norwalk Courthouse | 19-AK1-D3042-220-EFN01 | Exhaust Fan Belt Drive | New York Blower | D-5659 | DNA | OM00033488 | NA | Elev. Mech. Room | B-75 | NA | NA | 0010 | DNA | NA | Electric | DNA | NA | NA | \Classifications\Building System Class\D30-HVAC Systems\D3040 - Distribution SYS\Supply/Exhaust/Return fans- FAN | 1014622
19-AK1 | 19-AK1 Norwalk Courthouse | 19-AK1-D2040-100-PSU02 | Sump Pump | Tramco Pumps | 115359 | 2902-4A2 | OM00033501 | NA | Mech. Room | NA | NA | NA | 7 | 480 | 6.2/3.1 | Electric | DNA | NA | NA | \Classifications\Building System Class\D20-Plumbing\D2040 - Rain Drain\Sump Pump - PSU | 1014624
19-AK1 | 19-AK1 Norwalk Courthouse | 19-AK1-D3090-220-CMD01 | Compressor Air Dryer | SPK Hankison | HG035A1150903017 | HPR35 | OM00033492 | NA | Mech. Rm - Basement | NA | NA | R-134a | DNA | DNA | DNA | NA | NA | NA | NA | \Classifications\Building System Class\D30-HVAC Systems\D3090 - Other HVAC Systems and Equipment\Compressed Air Dryer - CMD | 1014627
19-AK1 | 19-AK1 Norwalk Courthouse | 19-AK1-B2010-100-BLD01 | Building | NA | NA | NA | OM00033624 | NA | ALL | NA | NA | NA | NA | DNA | DNA | NA | NA | NA | NA | \Classifications\Building System Class\B20-General Building Exterior\B2010 - Exterior Walls\Building - BLD | 1014628
19-AK1 | 19-AK1 Norwalk Courthouse | 19-AK1-D2040-100-PSU01 | Sump Pump | Tramco Pumps | 115360 | 2902-4A2 | OM00033502 | NA | Mech. Room | NA | NA | NA | DNA | DNA | DNA | DNA | NA | NA | NA | \Classifications\Building System Class\D20-Plumbing\D2040 - Rain Drain\Sump Pump - PSU | 1014630
19-AK1 | 19-AK1 Norwalk Courthouse | 19-AK1-D3031-100-PCH04 | Condensing Water Pump #2 | Aurora Pumps | 96799071 | OJPA-BF | OM00033503 | NA | Mech. Room | NA | NA | NA | 40 | 480 | 101-94-47 | Electric | DNA | NA | NA | \Classifications\Building System Class\D30-HVAC Systems\D3030 - Cooling SYS\Chilled Water Pump - PCH | 1014631
19-AK1 | 19-AK1 Norwalk Courthouse | 19-AK1-G2049-300-HSC01 | Hardscape | DNA | DNA | DNA | OM00033621 | NA | Grounds | NA | NA | NA | NA | NA | NA | NA | NA | NA | NA | \Classifications\Building System Class\G20-Other Systems\G2040 - Site Development\Hardscape - HSC | 1014632
19-AK1 | 19-AK1 Norwalk Courthouse | 19-AK1-G2050-200-LSC01 | Landscaping | DNA | DNA | DNA | OM00033622 | NA | Grounds | NA | NA | NA | DNA | NA | NA | NA | NA | NA | NA | \Classifications\Building System Class\G20-Other Systems\G2050 - Landscaping\Landscaping - LSC | 1014633
19-AK1 | 19-AK1 Norwalk Courthouse | 19-AK1-D2023-100-BFP02 | Back Flow #2 | Febco | 27487 | 825Y-175MWWP/140FMAX | OM00030814 |  | Mech. Room | NA | NA | NA | DNA | NA | DNA | NA | NA | NA | NA | \Classifications\Building System Class\D20-Plumbing\D2020 - Domestic Water\Backflow Preventer - BFP | 1014635
19-AK1 | 19-AK1 Norwalk Courthouse | 19-AK1-D2023-100-BFP03 | Back Flow #3 | Wilkins | V11119 | 35OWDA | OM00033619 | GSW ITEM ID# 3003000000 | West Side of Building | NA | NA | NA | DNA | NA | DNA | NA | NA | NA | NA | \Classifications\Building System Class\D20-Plumbing\D2020 - Domestic Water\Backflow Preventer - BFP | 1014636
19-AK1 | 19-AK1 Norwalk Courthouse | 19-AK1-D2023-100-BFP04 | Back Flow Preventor #4 | Wilkins | V11556 | 350ADA | OM00033618 | GSW ITEM ID# 1003000000 | West Side of Building | NA | NA | NA | DNA | NA | DNA | NA | DNA | NA | NA | \Classifications\Building System Class\D20-Plumbing\D2020 - Domestic Water\Backflow Preventer - BFP | 1014637
19-AK1 | 19-AK1 Norwalk Courthouse | 19-AK1-D2023-100-BFP05 | Back Flow Preventor #5 | Wilkins | V11560 | 350ADA | OM00033493 | GSW ITEM ID# 9992000000 | West Side of Building | NA | NA | NA | DNA | NA | DNA | NA | DNA | NA | NA | \Classifications\Building System Class\D20-Plumbing\D2020 - Domestic Water\Backflow Preventer - BFP | 1014638
19-AK1 | 19-AK1 Norwalk Courthouse | 19-AK1-D3041-110-AHU01 | Air Handling Unit #1 | Acusta Foil | DNA | D5497 | OM00030839 | NA | Mech. Room | NA | 24X24X12 | NA | 20 | 480 | 26 | Electric | DNA | NA | NA | \Classifications\Building System Class\D30-HVAC Systems\D3040 - Distribution SYS\Air Handling Unit - AHU | 1014639
19-AK1 | 19-AK1 Norwalk Courthouse | 19-AK1-D3041-110-AHU02 | Air Handling Unit #2 | McQuay | DNA | XLM-150-V | OM00030837 | NA | Mech. Room | 4-B-136 | 24X24X12 | NA | 20 | 480 | 26 | Electric | DNA | NA | NA | \Classifications\Building System Class\D30-HVAC Systems\D3040 - Distribution SYS\Air Handling Unit - AHU | 1014640
19-AK1 | 19-AK1 Norwalk Courthouse | 19-AK1-D3041-110-AHU03 | Air Handling Unit #3 | McQuay | DNA | XLM-150-V | OM00030838 | NA | Mech. Room | 4-B-140 | 24X24X12 | NA | 10 | 480 | 26 | Electric | DNA | NA | NA | \Classifications\Building System Class\D30-HVAC Systems\D3040 - Distribution SYS\Air Handling Unit - AHU | 1014641
19-AK1 | 19-AK1 Norwalk Courthouse | 19-AK1-D3041-110-AHU04 | Air Handling Unit #4 | McQuay | DNA | XLM-150-V | OM00040616 | NA | Mech. Room | 4-B-140 | 24X24X12 | NA | 10 | 480 | 26 | Electric | DNA | NA | NA | \Classifications\Building System Class\D30-HVAC Systems\D3040 - Distribution SYS\Air Handling Unit - AHU | 1014642
19-AK1 | 19-AK1 Norwalk Courthouse | 19-AK1-D5010-234-ATS01 | MCC Panel Transfer Switch | Asco | 496512008RE | Series 300 | OM00033483 |  | Mech. Room | NA | NA | NA | NA | NA | NA | Electric | DNA | NA | NA | \Classifications\Building System Class\D50-Electrical SYS\D5010 - Elec Service & Dist\Automatic Transfer Switch - ATS | 1014643
19-AK1 | 19-AK1 Norwalk Courthouse | 19-AK1-D3031-100-PCH02 | Chilled Water Pump #2 | Aurora Pumps | 96799061 | OJPA-BF | OM00033499 | NA | Mech. Room | NA | D | NA | 30 | 480 | 74-37 | Electric | DNA | NA | NA | \Classifications\Building System Class\D30-HVAC Systems\D3030 - Cooling SYS\Chilled Water Pump - PCH | 1014644
19-AK1 | 19-AK1 Norwalk Courthouse | 19-AK1-D3041-110-AHU07 | Air Handling Unit #7 | McQuay | DNA | EM2334T | OM00030816 | NA | Mech. Room | 4-B-144 | 24X24X12 | NA | 20 | 480 | 48/24 | Electric | DNA | NA | NA | \Classifications\Building System Class\D30-HVAC Systems\D3040 - Distribution SYS\Air Handling Unit - AHU | 1014645
19-AK1 | 19-AK1 Norwalk Courthouse | 19-AK1-D3041-110-AHU06 | Air Handling Unit #6 | McQuay | DNA | DNA | OM00030833 | NA | Mech. Room | 4-B-136 | 24X24X12 | NA | 20 | 480 | 48/24 | Electric | DNA | NA | NA | \Classifications\Building System Class\D30-HVAC Systems\D3040 - Distribution SYS\Air Handling Unit - AHU | 1014646
19-AK1 | 19-AK1 Norwalk Courthouse | 19-AK1-D3041-110-AHU05 | Air Handling Unit #5 | McQuays | DNA | XLM-150-V | OM00030832 | NA | Mech. Room | 4-B-144 | NA | NA | 20 | 480 | 48/24 | Electric | DNA | NA | NA | \Classifications\Building System Class\D30-HVAC Systems\D3040 - Distribution SYS\Air Handling Unit - AHU | 1014647
19-AK1 | 19-AK1 Norwalk Courthouse | 19-AK1-D3050-210-PKU01 | PACKAGE UNIT (ROOF) | Carrier | 1204G20627 | 50HS-012-661 | OM00033487 | NA | Roof Above Cooling Tower | NA | NA | R-22 | DNA | 480 | 142/197 | Electric | DNA | NA | NA | \Classifications\Building System Class\D30-HVAC Systems\D3050 - Package SYS\Package Unit - PKU | 1014648
19-AK1 | 19-AK1 Norwalk Courthouse | 19-AK1-B3010-100-RUF01 | Roof | DNA | NA | DNA | OM00033623 | NA | Roof | NA | NA | NA | DNA | NA | NA | NA | NA | NA | NA | \Classifications\Building System Class\B30-Roofing\B3010 - Roof Types\Roof - RUF | 1014649
19-AK1 | 19-AK1 Norwalk Courthouse | 19-AK1-D3021-130-BLR03 | Boiler 3 | RBI | 50849819 | DB1950 | OM00036326 |  | BASEMENT MECHANICAL ROOM - Next to Chillers | NA | NA | NA | 1/2 | 480 | 34.4 | Natural gas | NA | 1950000 | 1657000 | \Classifications\Building System Class\D30-HVAC Systems\D3020 - Heat SYS\Boiler,Hot Water,Oil/Gas/Comb. - BLR | 1015245
19-AK1 | 19-AK1 Norwalk Courthouse | 19-AK1-D3021-130-BLR04 | Boiler 4- Domestic Water | RBI | 050849799 | LW225 | OM00036327 |  | BASEMENT MECHANICAL ROOM - Next to Chillers | NA | NA | NA | 1/2 | 360 | DNA | Natural gas | NA | 225,000 | 187,000 | \Classifications\Building System Class\D30-HVAC Systems\D3020 - Heat SYS\Boiler,Hot Water,Oil/Gas/Comb. - BLR | 1015246
19-AK1 | 19-AK1 Norwalk Courthouse | 19-AK1-D2023-100-BFP06 | BACKFLOW PREVENTER #6 (1 1/2" ROOF) | WATTS | A35359 | 009M2QT 1-1/2" | OM00036505 | OW0209916-FA0234847-BD0012040-A 35359-MARCH | COURT BUILDING - ROOF (LAPHD FORM REQUIRED) | NA | NA | NA | NA | NA | NA | NA | NA | NA | NA | \Classifications\Building System Class\D20-Plumbing\D2020 - Domestic Water\Backflow Preventer - BFP | 1015472
19-AK1 | 19-AK1 Norwalk Courthouse | 19-AK1-D2023-100-BFP07 | BACKFLOW PREVENTER #7 (3" NW STAIRS) | WILKINS | L36601 | 375 3" | OM00036506 | OW0209916-FA0234847-BD0002338-L 33601-MARCH | NW STAIRS, 1st Floor (LAPHD FORM REQUIRED) | NA | NA | NA | NA | NA | NA | NA | NA | NA | NA | \Classifications\Building System Class\D20-Plumbing\D2020 - Domestic Water\Backflow Preventer - BFP | 1015473
19-AK1 | 19-AK1 Norwalk Courthouse | 19-AK1-D2023-100-BFP08 | BACKFLOW PREVENTER #8 (1 1/2" BOILER RM) | WILKINS | 2238968 | 975XL 1-1/2" | OM00036507 | OW0209916-FA0234847-BD0012041-MARCH | BOILER RM, Basement (LAPHD FORM REQUIRED) | NA | NA | NA | NA | NA | NA | NA | NA | NA | NA | \Classifications\Building System Class\D20-Plumbing\D2020 - Domestic Water\Backflow Preventer - BFP | 1015474
19-AK1 | 19-AK1 Norwalk Courthouse | 19-AK1-D5092-210-GEN01 | GENERATOR, EMERGENCY | ONAN | 77C970294 | 200DFP-4XR8/6306C | OM00036805 | G7094 | BASEMENT RM ME1 | NA | NA | NA | 312 | Other | 263 | DIesel | DNA | DNA | DNA | \Classifications\Building System Class\D50-Electrical SYS\D5090 - Elec SYS\Emergency Generator - GEN | 1015557
19-AK1 | 19-AK1 Norwalk Courthouse | 19-AK1-D3050-250-ACU03 | AIR CONDITIONING #3 (DATA ROOM) | TRANE | S87A03918 | SWUB-B506-E | OM00033805 |  | BASEMENT DATA ROOM | NA | DNA | R-22 | DNA | 240 | 19.3 | Electric | 3 | DNA | DNA | \Classifications\Building System Class\D30-HVAC Systems\D3050 - Package SYS\Air Conditioning,Split System - ACU | 1015604
19-AK1 | 19-AK1 Norwalk Courthouse | 19-AK1-G3060-320-DFP01 | PUMP, DIESEL FUEL TRANSFER (GENERATOR) | DAYTON | S55JXBMK1389 | 5K601 | OM00035605 | NA | BASEMENT BY THE ELECTRICAL ROOM | NA | NA | NA | 3-Jan | 110 | 60 | Electric | 2 | NA | NA | \Classifications\Building System Class\G30-Site Mechanical Utilities\G3060 - Fuel Distribution\Pump, Fuel, Diesel Fuel Transfer Pump - DFP | 1015605
19-AK1 | 19-AK1 Norwalk Courthouse | 19-AK1-G3063-100-DAT01 | TANK, FUEL STORAGE DAY TANK | ONAN | DNA | D | OM00035606 |  | BASEMENT BY THE ELECTRICAL ROOM | NA | NA | NA | NA | NA | NA | Diesel | NA | NA | NA | \Classifications\Building System Class\G30-Site Mechanical Utilities\G3060 - Fuel Distribution\Tank, Fuel Storage Day - DAT | 1015606
19-AK1 | 19-AK1 Norwalk Courthouse | 19-AK1-D2023-100-BFP09 | BACKFLOW PREVENTER #9 (BYPASS 3/4") | WILKINS | 2537314 | 950XL 3/4" | OM00036098 | GSW ITEM ID#: 4003000000 | SOUTH OF FRONT ENTRANCE, SOUTHERN MOST OF THE 3 BFPS | NA | NA | NA | NA | NA | NA | NA | NA | NA | NA | \Classifications\Building System Class\D20-Plumbing\D2020 - Domestic Water\Backflow Preventer - BFP | 1015776
19-AK1 | 19-AK1 Norwalk Courthouse | 19-AK1-D2023-100-BFP10 | BACKFLOW PREVENTER #10 (BYPASS 3/4") | WILKINS | 2548352 | 950XL 3/4" | OM00036099 | GSW ITEM ID#: 0003000000 | SOUTH OF FRONT ENTRANCE, NORTHERN MOST OF THE 3 BFPS | NA | NA | NA | NA | NA | NA | NA | NA | NA | NA | \Classifications\Building System Class\D20-Plumbing\D2020 - Domestic Water\Backflow Preventer - BFP | 1015777
19-AK1 | 19-AK1 Norwalk Courthouse | 19-AK1-D2023-100-BFP11 | BACKFLOW PREVENTER #11 (BYPASS 3/4") | WILKINS | 2548362 | 950XL 3/4" | OM00036100 | GSW ITEM ID# 2003000000 | SOUTH OF FRONT ENTRANCE, MIDDLE UNIT OF THE 3 BFPS | NA | NA | NA | NA | NA | NA | NA | NA | NA | NA | \Classifications\Building System Class\D20-Plumbing\D2020 - Domestic Water\Backflow Preventer - BFP | 1015778
19-AK1 | 19-AK1 Norwalk Courthouse | 19-AK1-D2022-100-HWE01 | WATER HEATER, DOMESTIC, ELECTRIC #1 | Rheem Water Heater | RRQ23130825 | EGSP20 | OM00036508 | NA | SNACK BAR NEAR ENTRANCE | NA | NA | NA | NA | 110 | DNA | Electric | 1 | NA | NA | \Classifications\Building System Class\D20-Plumbing\D2020 - Domestic Water\Domestic Water Heater, Electric - HWE | 1015893
19-AK1 | 19-AK1 Norwalk Courthouse | 19-AK1-B2034-400-DOH01 | DOOR, OVERHEAD ROLLUP (SALLY PORT) | DNA | DNA | DNA | OM00036508 | NA | SALLY PORT ROLLUP DOOR | NA | NA | NA | 1/2 | 480 | DNA | ELECTRIC | 3 | NA | NA | \Classifications\Building System Class\B20-General Building Exterior\B2030 - Exterior Doors\Door,Overhead-Shutter,Manual,Elec,Roll-up - DOH | 1016164
19-AK1 | 19-AK1 Norwalk Courthouse | 19-AK1-D3030-110-CTW03 | Cooling Tower #1 | Baltimore Aircoil Company | U14783440102 | PT2-0809A-3L1 | OM00040715 | NA | Roof | 3B158 | NA | NA | 15 | 208-230/460 | 39.8-36.0/18.0 | Electric | 3 | NA | NA | \Classifications\Building System Class\D30-HVAC Systems\D3030 - Cooling SYS\Cooling Tower - CTW | 1017649
19-AK1 | 19-AK1 Norwalk Courthouse | 19-AK1-D3030-110-CTW04 | Cooling Tower #2 | Baltimore Aircoil Company | U14783440101 | PT2-0809A-3L1 | OM00040716 | NA | Roof | 3B158 | NA | NA | 15 | 208-230/460 | 39.8-36.0/18.0 | Electric | 3 | NA | NA | \Classifications\Building System Class\D30-HVAC Systems\D3030 - Cooling SYS\Cooling Tower - CTW | 1017650
19-AK1 | 19-AK1 Norwalk Courthouse | 19-AK1-D3030-310-CTF01 | Cooling Towers Filter System | PuroFlux Corporation | DNA | DNA | OM00040717 |  | Roof | NA | NA | NA | 5 | 460 | 5.8 | Electric | 3 | NA | NA | \Classifications\Building System Class\D30-HVAC Systems\D3030 - Cooling SYS\Cooling Tower Filter - CTF | 1017660
19-AK1 | 19-AK1 Norwalk Courthouse | 19-AK1-D3060-100-RDS01 | Leak Detection System Refrigerant (Rm M-1) | Chillgard | AQ00301F00 | A-XF-A-1-1-L | OM00040611 |  | Basement Chiller Room M-1 | NA | NA | NA | NA | 115 | 15 | Electric | 1 | NA | NA | \Classifications\Building System Class\D30-HVAC Systems\D3060 - Control & Inst Air\Refrigerant Leak Detection System - RDS | 1017659
19-AK1 | 19-AK1 Norwalk Courthouse | 19-AK1-D3042-220-EFN03 | Exhaust Fan (Room M-1) | DNA | DNA | DNA | OM00040620 |  | Basement Chiller Room M-1 | 4L440 (1) | NA | NA | 1/2 | 115/208-230 | 9.0/4.0-4.5 | Electric | 1 | NA | NA | \Classifications\Building System Class\D30-HVAC Systems\D3040 - Distribution SYS\Supply/Exhaust/Return fans- FAN | 1017662
19-AK1 | 19-AK1 Norwalk Courthouse | 19-AK1-D3042-220-EFN04 | Exhaust Fan (Public Defenders Storage) | McQuay | 889417A | XHF-222-H | OM00040622 |  | Basement Public Defenders Storage Rm 14 | B85 (1) | NA | NA | 3 | 208-230/460 | 20.1-158.5/14.1 | Electric | 1 | NA | NA | \Classifications\Building System Class\D30-HVAC Systems\D3040 - Distribution SYS\Supply/Exhaust/Return fans- FAN | 1017663
19-AK1 | 19-AK1 Norwalk Courthouse | 19-AK1-D3020-100-HET01 | Heater Water Expansion Tank (Rm M-1E) | Roy E Hanson | 488162 | DNA | OM00040621 |  | Basement Boiler Room M-1E | NA | NA | NA | NA | NA | NA | NA |  | NA | NA | \Classifications\Building System Class\D30-HVAC Systems\D3020 - Heat SYS\Heater Water Expansion Tank - HET | 1017665
19-AK1 | 19-AK1 Norwalk Courthouse | 19-AK1-D2023-310-HWP02 | Hot Water Circulating Domestic Pump (Rm M-1E) | Taco Pumps | DNA | 2029205 | OM00040608 |  | Basement Boiler Room M-1E | NA | NA | NA | 1/2 | 115 | 4.9 | Electric | 1 | NA | NA | \Classifications\Building System Class\D20-Plumbing\D2020 - Domestic Water\Domestic Hot Water Circulating Pump - HWP | 1017668
19-AK1 | 19-AK1 Norwalk Courthouse | 19-AK1-D5010-110-MCC01 | Chiller #1 Motor Control Center (Rm M-1) | Cutler Hammer | DNA | CH Control | OM00040615 |  | Basement Chiller Room M-1 | NA | NA | NA | NA | DNA | DNA | Electric | DNA | NA | NA | \Classifications\Building System Class\D50-Electrical SYS\D5010 - Elec Service & Dist\Chiller Room Electrical Panel - MCC | 1017672
19-AK1 | 19-AK1 Norwalk Courthouse | 19-AK1-D3041-230-RFN05 | Return Fan #5 (Rm M501) | McQuay | DNA | XHF-141-H | OM00040724 |  | 5th Floor Room M501 | B103 (3) | NA | NA | 10 | 230 | 12.7 | Electric | 3 | NA | NA | \Classifications\Building System Class\D30-HVAC Systems\D3040 - Distribution SYS\Supply/Exhaust/Return fans- FAN | 1017678
19-AK1 | 19-AK1 Norwalk Courthouse | 19-AK1-D3041-230-RFN06 | Return Fan #6 (Rm M608) | McQuay | DNA | XHF | OM00040723 |  | 6th Floor Room M608 | B124 (2) | NA | NA | 10 | 230 | 5.0 | Electric | 3 | NA | NA | \Classifications\Building System Class\D30-HVAC Systems\D3040 - Distribution SYS\Supply/Exhaust/Return fans- FAN | 1017679
19-AK1 | 19-AK1 Norwalk Courthouse | 19-AK1-D3041-230-RFN07 | Return Fan #7 (Rm M710) | McQuay | DNA | XHF-164-H | OM00040722 |  | 7th Floor Room M710 | DNA | NA | NA | 5 | 208-230/460 | 13.6-12.6/6.3 | Electric | 3 | NA | NA | \Classifications\Building System Class\D30-HVAC Systems\D3040 - Distribution SYS\Supply/Exhaust/Return fans- FAN | 1017680
19-AK1 | 19-AK1 Norwalk Courthouse | 19-AK1-D2023-310-WBS02 | Domestic Water Booster Pump (Rm M-1) | Paco Pumps | RJ94D1020601 | 10-15957-130001-1682 | OM00040605 |  | Basement Next to Boiler Room M-1 | NA | NA | NA | 5 | 208-230/460 | 4.8-4/7 | Electric | 3 | NA | NA | \Classifications\Building System Class\D20-Plumbing\D2020 - Domestic Water\Domestic Water Booster System - WBS | 1017683
19-AK1 | 19-AK1 Norwalk Courthouse | 19-AK1-D5036-200-CSY01 | Clock System (Rm M-1A) | Lathem Mini Master | L20448 | LTR-0 | OM00040718 |  | Basment ABM Maint Office | NA | NA | NA | NA | DNA | DNA | Electric | DNA | NA | NA | \Classifications\Building System Class\D50-Electrical SYS\D5030 - Comm & Security\Clock Systems - CSY | 1017657
19-AK1 | 19-AK1 Norwalk Courthouse | 19-AK1-B2034-400-DOH02 | Overhead Door (Cafeteria Main Lobby) | DNA | 989852 | DNA | OM00040623 |  | 1st Floor Cafeteria Main Lobby | NA | NA | NA | DNA | DNA | DNA | DNA | DNA | NA | NA | \Classifications\Building System Class\B20-General Building Exterior\B2030 - Exterior Doors\Door,Overhead-Shutter,Manual,Elec,Roll-up - DOH | 1017661
19-AK1 | 19-AK1 Norwalk Courthouse | 19-AK1-D4010-150-FMS01 | Wet Sprinkler Standpipe | Tyco Fire & Building Products | K1011800088 | AV-1 | OM00040720 |  | Basment Sheriff's Gym | NA | NA | NA | NA | NA | NA | NA |  | NA | NA | \Classifications\Building System Class\D40-Fire Protection SYS\D4010 - Sprinkler SYS\Fire Systems, stand pipes - FMS | 1017664
19-AK1 | 19-AK1 Norwalk Courthouse | 19-AK1-D3020-100-HET02 | Heater Water Expansion Tank (Rm M-1) | Advanced Tank | 17410 | DNA | OM00040606 |  | Basement Boiler Room M-1 | NA | NA | NA | NA | NA | NA | NA |  | NA | NA | \Classifications\Building System Class\D30-HVAC Systems\D3020 - Heat SYS\Heater Water Expansion Tank - HET | 1017666
19-AK1 | 19-AK1 Norwalk Courthouse | 19-AK1-D2023-310-HWP01 | Hot Water Circulating Domestic Pump (Rm M-1E) | Taco Pumps | 1935S13 | 2029205 | OM00040607 |  | Basement Boiler Room M-1E | NA | NA | NA | 3/4 | 115-208/230 | 10.8-5.4/5.1 | Electric | 1 | NA | NA | \Classifications\Building System Class\D20-Plumbing\D2020 - Domestic Water\Domestic Hot Water Circulating Pump - HWP | 1017667
19-AK1 | 19-AK1 Norwalk Courthouse | 19-AK1-D2023-310-HWP03 | Hot Water Circulating Domestic Pump (Rm M-1E) | Taco Pumps | DNA | 2029205 | OM00040609 |  | Basement Boiler Room M-1E | NA | NA | NA | 3/4 | 115-208/230 | 10.8-5.4/5.1 | Electric | 1 | NA | NA | \Classifications\Building System Class\D20-Plumbing\D2020 - Domestic Water\Domestic Hot Water Circulating Pump - HWP | 1017669
19-AK1 | 19-AK1 Norwalk Courthouse | 19-AK1-D2023-310-HWP04 | Hot Water Circulating Domestic Pump (Rm M-1E) | Taco | ZXM101050A | 2400-705 | OM00040610 |  | Basement Boiler Room M-1E | NA | NA | NA | 1/2 | 115 | 4.9 | Electric | 1 | NA | NA | \Classifications\Building System Class\D20-Plumbing\D2020 - Domestic Water\Domestic Hot Water Circulating Pump - HWP | 1017670
19-AK1 | 19-AK1 Norwalk Courthouse | 19-AK1-D2023-310-HWP05 | Hot Water Circulating Domestic Pump (Rm M-1E) | Dayton | 0826320009 | 4TE41 | OM00040612 |  | Basement Boiler Room M-1E | NA | NA | NA | 3/4 | 208-230 | 2.3-2.2 | Electric | 3 | NA | NA | \Classifications\Building System Class\D20-Plumbing\D2020 - Domestic Water\Domestic Hot Water Circulating Pump - HWP | 1017671
19-AK1 | 19-AK1 Norwalk Courthouse | 19-AK1-D5010-110-MCC02 | Chiller #2 Motor Control Center (Rm M-1) | Cutler Hammer | DNA | CH Control | OM00040614 |  | Basement Chiller Room M-1 | NA | NA | NA | NA | DNA | DNA | Electric | DNA | NA | NA | \Classifications\Building System Class\D50-Electrical SYS\D5010 - Elec Service & Dist\Chiller Room Electrical Panel - MCC | 1017673
19-AK1 | 19-AK1 Norwalk Courthouse | 19-AK1-D3041-230-RFN01 | Return Fan #1 (Rm M-1) | McQuay | 889413 | XHF-164-H | OM00040721 |  | Basement Chiller Room M-1 | B154 (4) | NA | NA | 25 | 208-230/460 | 66.0-63.0/31.5 | Electric | 3 | NA | NA | \Classifications\Building System Class\D30-HVAC Systems\D3040 - Distribution SYS\Supply/Exhaust/Return fans- FAN | 1017674
19-AK1 | 19-AK1 Norwalk Courthouse | 19-AK1-D3041-230-RFN02 | Return Fan #2 (Rm M211) | McQuay | DNA | XHF-164-H | OM00040713 |  | 2nd Floor Room M211 | B80 (3) | NA | NA | 10 | 208-230/460 | 27-25/12.5 | Electric | 1 | NA | NA | \Classifications\Building System Class\D30-HVAC Systems\D3040 - Distribution SYS\Supply/Exhaust/Return fans- FAN | 1017675
19-AK1 | 19-AK1 Norwalk Courthouse | 19-AK1-D3041-230-RFN03 | Return Fan #3 (Rm M309) | McQuay | DNA | XHF-141-H | OM00040618 |  | 3rd Floor Room M309 | DNA | NA | NA | 10 | 230/460 | 25.2/12.6 | Electric | 3 | NA | NA | \Classifications\Building System Class\D30-HVAC Systems\D3040 - Distribution SYS\Supply/Exhaust/Return fans- FAN | 1017676
19-AK1 | 19-AK1 Norwalk Courthouse | 19-AK1-D3041-230-RFN04 | Return Fan #4 (Rm M409) | McQuay | DNA | XHF-141-H | OM00040617 |  | 4th Floor Room M409 | B103 (3) | NA | NA | 10 | 230/460 | 26/13.0 | Electric | 3 | NA | NA | \Classifications\Building System Class\D30-HVAC Systems\D3040 - Distribution SYS\Supply/Exhaust/Return fans- FAN | 1017677
19-AK1 | 19-AK1 Norwalk Courthouse | 19-AK1-D5010-200-ESD02 | Electrical Switchboard (Rm M-1) | Square D | DNA | 6 | OM00040613 |  | Basement Chiller Room M-1 | NA | NA | NA | NA | DNA | DNA | Electric | DNA | NA | NA | \Classifications\Building System Class\D50-Electrical SYS\D5010 - Elec Service & Dist\Electical Service and Distribution - ESD | 1017681
19-AK1 | 19-AK1 Norwalk Courthouse | 19-AK1-D5010-200-ESD03 | Electrical Switchboard (Roof Penthouse) | Federal Pacific | DNA | DNA | OM00040714 |  | Roof Penthouse | NA | NA | NA | NA | 440/480 | 400 | Electric | 3 | NA | NA | \Classifications\Building System Class\D50-Electrical SYS\D5010 - Elec Service & Dist\Electical Service and Distribution - ESD | 1017682
19-AK1 | 19-AK1 Norwalk Courthouse | 19-AK1-D2090-650-WSR02 | Water Softner | AquaTec | 1312204456 | WCT410-IN2U | OM00040719 |  | Basement Boiler Room M-1E | NA | NA | NA | NA | 100-240 | 8.0 | Electric | 1 | NA | NA | \Classifications\Building System Class\D20-Plumbing\D2090 - Other Plumbing SYS\Water Softener - WSR | 1017684
19-AK1 | 19-AK1 Norwalk Courthouse | 19-AK1-D1013-310-WCL01 | Wheelchair Lift (Dept F) | Bishamon Industries | 8812024 | DNA | OM00040963 | PEND RISK RVW | 3rd Floor Dept F | NA | NA | NA | 1/2 | 115 | 8.6 | Electric | 1 | NA | NA | \Classifications\Building System Class\D10-Conveyance Systems\D1010 - Elevator\Wheelchair Lift - WCL | 1017998
19-AK1 | 19-AK1 Norwalk Courthouse | 19-AK1-D3020-100-HET03 | Chilled Water Expansion Tank (Fan Rm #1) | Bell & Gosset | 284673 | B400 | OM00040964 |  | Roof Fan Room 1 | NA | NA | NA | NA | NA | NA | NA | NA | NA | NA | \Classifications\Building System Class\D30-HVAC Systems\D3020 - Heat SYS\Heater Water Expansion Tank - HET | 1018000
19-AK1 | 19-AK1 Norwalk Courthouse | 19-AK1-D2023-100-BFP12 | Backflow Preventer (4") (Judges' Parking Lot) | Wilkins Zurn | V26920 | 350 ADA (4") | OM00037992 | GSW ITEM ID#: 6355000000 | Judges' parking lot | NA | NA | NA | NA | NA | NA | NA | NA | NA | NA | \Classifications\Building System Class\D20-Plumbing\D2020 - Domestic Water\Backflow Preventer - BFP | 1018323
19-AK1 | 19-AK1 Norwalk Courthouse | 19-AK1-D2023-100-BFP13 | Backflow Preventer (3/4") (Bypass Judges' Parking Lot) | Wilkins Zurn | 3345065XLD | 950 XL (3/4") | OM00040545 | GSW ITEM ID#: 1055000000 | Judges' parking lot | NA | NA | NA | NA | NA | NA | NA | NA | NA | NA | \Classifications\Building System Class\D20-Plumbing\D2020 - Domestic Water\Backflow Preventer - BFP | 1018324
19-AK1 | 19-AK1 Norwalk Courthouse | 19-AK1-B2034-400-DOH03 | Overhead Roll Up Door (Judges' Parking Garage) | Cookson Roll-Up Door | DNA | AA15001030 | OM00037991 |  | Judges' Parking Garage | NA | NA | NA | 3/4 | 115 | 6.0 | Electric | 1 | NA | NA | \Classifications\Building System Class\B20-General Building Exterior\B2030 - Exterior Doors\Door,Overhead-Shutter,Manual,Elec,Roll-up - DOH | 1018931
19-AK1 | 19-AK1 Norwalk Courthouse | 19-AK1-D5010-234-ATS02 | Automatic Transfer Switch (Basement) | ASCO | 670135X | 9061750 | OM00036511 |  | Basement, Generator Room | NA | NA | NA | NA | 277/480 | 300 | Electric | 3 | NA | NA | \Classifications\Building System Class\D50-Electrical SYS\D5010 - Elec Service & Dist\Automatic Transfer Switch - ATS | 1019284
19-AK1 | 19-AK1 Norwalk Courthouse | 19-AK1-D3090-114-CMP02 | Air Compressor #2 | Devilbiss | 262488 | 11983 | OM00036509 | State ID# A005104-69 | Basement, Mech Room | B-71 | NA | NA | 3 | 480 | 14.15 | Electric | DNA | NA | NA | \Classifications\Building System Class\D30-HVAC Systems\D3090 - Other HVAC Systems and Equipment\Air Compressor - CMP | 1019752
19-AK1 | 19-AK1 Norwalk Courthouse | 19-AK1-D3050-210-PKU03 | PACKAGE UNIT (ROOF) PKU03 | Carrier | 2916P99005 | 48TCDD12A2A6ADADGO | OM00036518 |  | Roof | NA | 24x24x2 (1) | R-410A | NA | 480 | 26 | Electric | 3 | NA | NA | \Classifications\Building System Class\D30-HVAC Systems\D3050 - Package SYS\Package Unit - PKU | 1021628
19-AL1 | 19-AL1 Bellflower Courthouse | 19-AL1-D1010-100-ELE02 | Elevator #2 (Public) | U.S. ELEVATORS | 480535 | NA | OM00000492 | State ID# 089995 | ROOF | NA | NA | NA | 30 | 240 | DNA | Electric | 3 | NA | NA | \Classifications\Building System Class\D10-Conveyance Systems\D1010 - Elevator\Elevator,Electric,Pass/Freight - ELE | 1009597
19-AL1 | 19-AL1 Bellflower Courthouse | 19-AL1-D1010-100-ELE05 | Elevator #1 (Public) | U.S. ELEVATOR | 480536 | DNA | OM00000491 | State ID# 090000 | MECHANICAL ROOM | NA | NA | NA | NA | 240 | 105 | Hydraulic | 3 | NA | NA | \Classifications\Building System Class\D10-Conveyance Systems\D1010 - Elevator\Elevator,Hydraulic,Pass/Freight - ELE | 1009598
19-AL1 | 19-AL1 Bellflower Courthouse | 19-AL1-D1010-100-ELE01 | Elevator #5 (Employee) | U.S. ELEVATOR | NA | NA | OM00000502 | State ID# 089994 | FIRST FLOOR NORTHEAST CORNER | NA | NA | NA | NA | NA | DNA | Electric | DNA | NA | NA | \Classifications\Building System Class\D10-Conveyance Systems\D1010 - Elevator\Elevator,Electric,Pass/Freight - ELE | 1009599
19-AL1 | 19-AL1 Bellflower Courthouse | 19-AL1-D1010-100-ELE03 | Elevator #3 (Custody) | U.S. ELEVATOR | 48037 | 53-OH | OM00000484 | State ID# 089998 | 5TH FLOOR NORTH CORNER | NA | NA | NA | 30 | 240 | 105 | Electric | 3 | NA | NA | \Classifications\Building System Class\D10-Conveyance Systems\D1010 - Elevator\Elevator,Electric,Pass/Freight - ELE | 1009600
19-AL1 | 19-AL1 Bellflower Courthouse | 19-AL1-D1010-100-ELE04 | Elevator #4 (Judges) | U.S. ELEVATOR | 515558 | 53B5 | OM00000515 | State ID# 089999 | ELEVATOR MECHANICAL ROOM | NA | NA | NA | 30 | 240 | 105 | Electric | 3 | NA | NA | \Classifications\Building System Class\D10-Conveyance Systems\D1010 - Elevator\Elevator,Electric,Pass/Freight - ELE | 1009601
19-AL1 | 19-AL1 Bellflower Courthouse | 19-AL1-D2017-100-SHW01 | EYE WASH/SHOWER | HAWS | NA | D8300 | OM00002156 |  | CHILLER MECHANICAL ROOM | NA | NA | NA | NA | NA | NA | NA | NA | NA | NA | \Classifications\Building System Class\D20-Plumbing\D2010 - Plumb Fix\Showers - SHW | 1009602
19-AL1 | 19-AL1 Bellflower Courthouse | 19-AL1-D4031-100-FEX82 | FIRE EXTINGUISHER (82) | AMEREEX | B645579 | B500 | OM00002151 |  | THROUGHOUT THE BUILDING | NA | NA | NA | NA | NA | NA | NA | NA | NA | NA | \Classifications\Building System Class\D40-Fire Protection SYS\D4030 - FIRE SPEC\Fire Extinguisher - FEX | 1009603
19-AL1 | 19-AL1 Bellflower Courthouse | 19-AL1-D5092-250-EML72 | Emergency/Exit Signs (72) | JUNO | P2038 | GP613 | OM00002153 |  | THROUGHOUT THE BUILDING | NA | NA | NA | NA | 277 | DNA | NA | 1 | NA | NA | \Classifications\Building System Class\D50-Electrical SYS\D5090 - Elec SYS\Emergency And Exit Lighting - EML | 1009604
19-AL1 | 19-AL1 Bellflower Courthouse | 19-AL1-B3010-100-RUF01 | Roof - RUF | NA | NA | NA | OM00028183 |  | Roof | NA | NA | NA | NA | NA | NA | NA | NA | NA | NA | \Classifications\Building System Class\B30-Roofing\B3010 - Roof Types\Roof - RUF | 1009610
19-AL1 | 19-AL1 Bellflower Courthouse | 19-AL1-D1013-310-WCL01 | Wheelchair Lift (Dept 5) | JOHN S. BARNES CORP | 88030069 | LX100W | OM00002154 | State ID# 116751 | COURTROOM WHEEL CHAIR LIFT DEPT #5 | NA | NA | NA | DNA | 110 | 14 | electric | 1 | NA | NA | \Classifications\Building System Class\D10-Conveyance Systems\D1010 - Elevator\Wheelchair Lift - WCL | 1009611
19-AL1 | 19-AL1 Bellflower Courthouse | 19-AL1-D2022-260-HWG01 | Domestic Water Heater 1, Gas | AO SMITH | A06M008618 | BTN120108 | OM00000498 | WATER HEATER #1 | BOILER ROOM | NA | NA | NA | NA | NA | 5 | gas | 1 | 120,000 | NA | \Classifications\Building System Class\D20-Plumbing\D2020 - Domestic Water\Domestic Water Heater, Gas - HWG | 1009612
19-AL1 | 19-AL1 Bellflower Courthouse | 19-AL1-D2022-260-HWG02 | Domestic Water Heater 2, Gas | AO SMITH | A06M010534 | BTN120108 | OM00000499 | WATER HEATER #2 | BOILER ROOM | NA | NA | NA | NA | NA | 5 | gas | 1 | 120,000 | NA | \Classifications\Building System Class\D20-Plumbing\D2020 - Domestic Water\Domestic Water Heater, Gas - HWG | 1009613
19-AL1 | 19-AL1 Bellflower Courthouse | 19-AL1-D2030-150-MWL01 | Main/Branch Waste System - MWL | NA | NA | NA | OM00028182 |  | 1 | NA | NA | NA | NA | NA | NA | NA | NA | NA | NA | \Classifications\Building System Class\D20-Plumbing\D2030 - Sani Waste\Main/Branch Waste System - MWL | 1009615
19-AL1 | 19-AL1 Bellflower Courthouse | 19-AL1-D3021-130-BLR01 | Boiler 1,Hot Water,Gas | RBI | 90539888 | DB1300 | OM00000494 |  | BOILER ROOM | NA | NA | NA | NA | NA | 12 | Natural gas | 1 | 1,300,000 | 1,105,000 | \Classifications\Building System Class\D30-HVAC Systems\D3020 - Heat SYS\Boiler,Hot Water,Oil/Gas/Comb. - BLR | 1009617
19-AL1 | 19-AL1 Bellflower Courthouse | 19-AL1-D3021-130-BLR02 | Boiler 2,Hot Water,Gas | RBI | 90539889 | DB1300 | OM00000493 |  | BOILER ROOM | NA | NA | NA | NA | NA | 12 | Natural gas | 1 | 1,300,000 | 1,105,000 | \Classifications\Building System Class\D30-HVAC Systems\D3020 - Heat SYS\Boiler,Hot Water,Oil/Gas/Comb. - BLR | 1009618
19-AL1 | 19-AL1 Bellflower Courthouse | 19-AL1-D3030-110-CTW01 | Cooling Tower | MARLEY | NA | Compac II Tower | OM00000527 |  | North West Roof | NA | NA | NA | 7.5 | 480 | 9 | electric | 3 | NA | NA | \Classifications\Building System Class\D30-HVAC Systems\D3030 - Cooling SYS\Cooling Tower - CTW | 1009619
19-AL1 | 19-AL1 Bellflower Courthouse | 19-AL1-D3031-100-PCH01 | Chilled Water Pump 1 | Paco | VAG95328B | Z5955133261 | OM00000521 |  | MECHANICAL ROOM | NA | NA | NA | 7.5 | 480 | 9.9 | electric | 3 | NA | NA | \Classifications\Building System Class\D30-HVAC Systems\D3030 - Cooling SYS\Chilled Water Pump - PCH | 1009622
19-AL1 | 19-AL1 Bellflower Courthouse | 19-AL1-D3031-100-PCH02 | Chilled Water Pump 2 | Paco | VAG95328A | Z5955133261 | OM00000522 |  | MECHANICAL ROOM | NA | NA | NA | 7.5 | 480 | 9.9 | electric | 3 | NA | NA | \Classifications\Building System Class\D30-HVAC Systems\D3030 - Cooling SYS\Chilled Water Pump - PCH | 1009623
19-AL1 | 19-AL1 Bellflower Courthouse | 19-AL1-D3031-100-PCH03 | Chilled Water Pump 3 | PACO | VAH3799A | 11-40957-146201 | OM00000519 |  | MECHANICAL ROOM | NA | NA | NA | 15 | 480 | 20.4 | electric | 3 | NA | NA | \Classifications\Building System Class\D30-HVAC Systems\D3030 - Cooling SYS\Chilled Water Pump - PCH | 1009624
19-AL1 | 19-AL1 Bellflower Courthouse | 19-AL1-D3041-110-AHU01 | Air Handling Unit 1 | MARLO | NA | CSM100 | OM00000511 |  | FAN ROOM #1 | 3X641G (2) | 24x24x2 (2), 12x24x2 (1) | Chilled water | 10 | 480 | 14 | electric | 3 | NA | NA | \Classifications\Building System Class\D30-HVAC Systems\D3040 - Distribution SYS\Air Handling Unit - AHU | 1009626
19-AL1 | 19-AL1 Bellflower Courthouse | 19-AL1-D3041-110-AHU02 | Air Handling Unit 2 | MARLO | 868222 | CSM100 | OM00000510 |  | FAN ROOM #2 | B-54 (2) | 24x24x2 (2), 12x24x2 (1) | Chilled water | 5 | 480 | 7 | electric | 3 | NA | NA | \Classifications\Building System Class\D30-HVAC Systems\D3040 - Distribution SYS\Air Handling Unit - AHU | 1009627
19-AL1 | 19-AL1 Bellflower Courthouse | 19-AL1-D3041-110-AHU03 | Air Handling Unit 3 | MARLO | NA | CSM100 | OM00000507 |  | FAN ROOM #3 | B-75 (2) | 24x24x2 (6) | Chilled water | 10 | 480 | 12.6 | electric | 3 | NA | NA | \Classifications\Building System Class\D30-HVAC Systems\D3040 - Distribution SYS\Air Handling Unit - AHU | 1009628
19-AL1 | 19-AL1 Bellflower Courthouse | 19-AL1-D3041-110-AHU04 | Air Handling Unit 4 | MARLO | NA | CSM100 | OM00000509 |  | FAN ROOM #4 | B-77 (2) | 24x24x2 (6), 12x24x2 (2) | Chilled water | 10 | 480 | 14 | electric | 3 | NA | NA | \Classifications\Building System Class\D30-HVAC Systems\D3040 - Distribution SYS\Air Handling Unit - AHU | 1009629
19-AL1 | 19-AL1 Bellflower Courthouse | 19-AL1-D3041-110-AHU05 | Air Handling Unit 5 | MARLO | NA | CSM100 | OM00000506 |  | FAN ROOM #5 | B-75 (2) | 24x24x2 (6), 12x24x2 (2) | Chilled water | 10 | 480 | 12.6 | electric | 3 | NA | NA | \Classifications\Building System Class\D30-HVAC Systems\D3040 - Distribution SYS\Air Handling Unit - AHU | 1009630
19-AL1 | 19-AL1 Bellflower Courthouse | 19-AL1-D3041-110-AHU06 | Air Handling Unit 6 | MARLO | NA | CSM100 | OM00000503 |  | FAN ROOM #6 | B-78 (2) | 24x24x2 (6), 12x24x2 (2) | Chilled water | 10 | 480 | 14 | electric | 3 | NA | NA | \Classifications\Building System Class\D30-HVAC Systems\D3040 - Distribution SYS\Air Handling Unit - AHU | 1009631
19-AL1 | 19-AL1 Bellflower Courthouse | 19-AL1-D3041-110-AHU07 | Air Handling Unit 7 | MARLO | NA | CSM100 | OM00000505 |  | FAN ROOM #7 | B-76 (2) | 24x24x2 (6) | Chilled water | 10 | 480 | 14 | electric | 3 | NA | NA | \Classifications\Building System Class\D30-HVAC Systems\D3040 - Distribution SYS\Air Handling Unit - AHU | 1009632
19-AL1 | 19-AL1 Bellflower Courthouse | 19-AL1-D3041-110-AHU08 | Air Handling Unit 8 | MARLO | NA | CSM100 | OM00000504 |  | FAN ROOM #8 | B-75 (2) | 24x24x2 (6), 12x24x2 (2) | Chilled water | 15 | 480 | 20.3 | electric | 3 | NA | NA | \Classifications\Building System Class\D30-HVAC Systems\D3040 - Distribution SYS\Air Handling Unit - AHU | 1009633
19-AL1 | 19-AL1 Bellflower Courthouse | 19-AL1-D3090-114-CMP01 | Control Air Compressor 1 | MC POWERS | I10546-M445743 | FF350 | OM00000518 | Two compressor motors share one tank | MECHANICAL ROOM | 3-B-78 | NA | NA | 5 | 208/230/460 | 13.8/13.2/6.6 | electric | 3 | NA | NA | \Classifications\Building System Class\D30-HVAC Systems\D3090 - Other HVAC Systems and Equipment\Air Compressor - CMP | 1009634
19-AL1 | 19-AL1 Bellflower Courthouse | 19-AL1-D2023-100-BFP02 | Backflow Preventer #2 (6" Fire) | FEBCO | A0903 | 825 6" | OM00000524 | Acct#:51705.02 | FRONT LAWN ADJACENT TO THE FLAG POLES, FIRE BFP - CALL CONFIRM TEST REC'D | NA | NA | NA | NA | NA | NA | NA | NA | NA | NA | \Classifications\Building System Class\D20-Plumbing\D2020 - Domestic Water\Backflow Preventer - BFP | 1009637
19-AL1 | 19-AL1 Bellflower Courthouse | 19-AL1-D2023-100-BFP05 | BACKFLOW PREVENTER #5 (2" IRRIGATION) | FEBCO | S-2964 | 825Y 2" | OM00000538 | OW0209916-FA0234834-BD0012039 | SOUTHWEST LAWN ADJACENT TO STAIRWELL #1, IRRIGATION 2" (LAPHD FORM REQUIRED) | NA | NA | NA | NA | NA | NA | NA | NA | NA | NA | \Classifications\Building System Class\D20-Plumbing\D2020 - Domestic Water\Backflow Preventer - BFP | 1009640
19-AL1 | 19-AL1 Bellflower Courthouse | 19-AL1-D4094-450-SFM01 | Halon Extinguishing System #1 (1st Floor) | PYROTRONICS | NA | CP-2HA | OM00000533 | HALON TANK | IT COMMUNICATION ROOM | NA | NA | NA | NA | 110 | 2 | NA | NA | NA | NA | \Classifications\Building System Class\D40-Fire Protection SYS\D4090 - Other Fire Protection Systems\Fire Suppression, Gaseous - SFM | 1009642
19-AL1 | 19-AL1 Bellflower Courthouse | 19-AL1-D5010-110-MCC01 | Motor Control Center #1 | SQUARE D | E341533 | MODEL 5 | OM00000534 | ELECTRICAL PANEL 1 | FAN ROOM #1 | NA | NA | NA | NA | 480 | DNA | electric | 3 | NA | NA | \Classifications\Building System Class\D50-Electrical SYS\D5010 - Elec Service & Dist\Chiller Room Electrical Panel - MCC | 1009643
19-AL1 | 19-AL1 Bellflower Courthouse | 19-AL1-D5036-200-CSY01 | Master Clock Systems | SIMPLEX | NA | 2351 | OM00002152 |  | MAIN ELECTRICAL ROOM | NA | NA | NA | NA | 110 | 4 | electric | 1 | NA | NA | \Classifications\Building System Class\D50-Electrical SYS\D5030 - Comm & Security\Clock Systems - CSY | 1009646
19-AL1 | 19-AL1 Bellflower Courthouse | 19-AL1-D5037-710-FAP01 | Fire Alarm Panel | SIMPLEX | NA | NA | OM00002150 | FIRE PANEL | MAIN ELECTRICAL ROOM | NA | NA | NA | NA | 110 | DNA | electric | 1 | NA | NA | \Classifications\Building System Class\D50-Electrical SYS\D5030 - Comm & Security\Fire Alarm Panel - FAP | 1009647
19-AL1 | 19-AL1 Bellflower Courthouse | 19-AL1-D5038-810-ITA01 | Intrusion Alarm | RADIONICS | NA | SL3000UL3 | OM00000532 | COMMUNICATION BOX INTRUSION | INSIDE IT COMMUNICATION ROOM | NA | NA | NA | NA | 110 | DNA | electric | 1 | NA | NA | \Classifications\Building System Class\D50-Electrical SYS\D5030 - Comm & Security\Intrusion Alarm - ITA | 1009648
19-AL1 | 19-AL1 Bellflower Courthouse | 19-AL1-D5092-210-GEN01 | Emergency Standby Generator | POWERTEK | CES275C | CES275C482A | OM00000514 | EMERGENCY GENERATOR G7047 | NORTHWEST BACK OF BUILDING ADJACENT TO SALLYPORT | NA | NA | NA | 425 | 480 | 413 | diesel | 3 | NA | NA | \Classifications\Building System Class\D50-Electrical SYS\D5090 - Elec SYS\Emergency Generator - GEN | 1009649
19-AL1 | 19-AL1 Bellflower Courthouse | 19-AL1-G2023-150-PEG01 | Secured Parking Gate | CHAMBERLAIN ELITE | 2609N2720 | SL3000UL3 | OM00002149 |  | REAR OF BUILDING | NA | NA | NA | 1/2 | 120 | 4 | electric | 1 | NA | NA | \Classifications\Building System Class\G20-Other Systems\G2020 - Parking Lots\Secured Parking Gate - PEG | 1009650
19-AL1 | 19-AL1 Bellflower Courthouse | 19-AL1-D3044-125-PHW06 | Hot Water Pump 6 | PECO | KAG95330B | 11-15705-133267 | OM00000497 |  | BOILER ROOM | NA | NA | NA | 2 | 480 | 3.3 | electric | 3 | NA | NA | \Classifications\Building System Class\D30-HVAC Systems\D3040 - Distribution SYS\Hot Water Pump - PHW | 1009652
19-AL1 | 19-AL1 Bellflower Courthouse | 19-AL1-G3063-100-AST01 | Fuel Storage, above ground | CONTAINMENT SOLUTIONS | BK007556 | LP500 | OM00000513 | DIESEL STORAGE TANK | NORTHWEST BACK OF BUILDING ADJACENT TO SALLYPORT | NA | NA | NA | NA | NA | NA | Diesel | NA | NA | NA | \Classifications\Building System Class\G30-Site Mechanical Utilities\G3060 - Fuel Distribution\Tank, Fuel Storage, Above Ground - AST | 1009653
19-AL1 | 19-AL1 Bellflower Courthouse | 19-AL1-D3012-120-GMR01 | Gas Meter | ROOTS METER | 0342768 | 5M175 | OM00000552 | GAS METER | FRONT OF BUILDING SOUTH LAWN | NA | NA | NA | NA | NA | NA | NA | NA | NA | NA | \Classifications\Building System Class\D30-HVAC Systems\D3010 - Energy Supply\Gas Meter Readings - GMR | 1009654
19-AL1 | 19-AL1 Bellflower Courthouse | 19-AL1-G2050-200-LSC01 | Landscaping - LSC | NA | NA | NA | OM00028184 |  | OUTSIDE | NA | NA | NA | NA | NA | NA | NA | NA | NA | NA | \Classifications\Building System Class\G20-Other Systems\G2050 - Landscaping\Landscaping - LSC | 1009655
19-AL1 | 19-AL1 Bellflower Courthouse | 19-AL1-D5092-250-ELT20 | Exterior Lighting (20) | NA | NA | NA | OM00028185 |  | OUTSIDE | NA | NA | NA | NA | NA | NA | NA | NA | NA | NA | \Classifications\Building System Class\D50-Electrical SYS\D5090 - Elec SYS\Exterior Lighting - ELT | 1009656
19-AL1 | 19-AL1 Bellflower Courthouse | 19-AL1-G2049-300-HSC01 | Hardscape - HSC | NA | NA | NA | OM00028186 |  | OUTSIDE | NA | NA | NA | NA | NA | NA | NA | NA | NA | NA | \Classifications\Building System Class\G20-Other Systems\G2040 - Site Development\Hardscape - HSC | 1009657
19-AL1 | 19-AL1 Bellflower Courthouse | 19-AL1-D1013-310-WCL03 | Wheel Chair Lift - WCL03 | JOHN BARNES | 8803015 | LX100W | OM00000544 | State ID# 116720 | IN COURT ROOM | NA | NA | NA | 1 | 110 | 14 | Electric | 1 | NA | NA | \Classifications\Building System Class\D10-Conveyance Systems\D1010 - Elevator\Wheelchair Lift - WCL | 1010933
19-AL1 | 19-AL1 Bellflower Courthouse | 19-AL1-D1013-310-WCL04 | Wheel Chair Lift - WCL04 | JOHN BARNES | 8803012 | LX100W | OM00033536 | State ID# 116752 | IN COURT ROOM | NA | NA | NA | 1 | 110 | 14 | Electric | 1 | NA | NA | \Classifications\Building System Class\D10-Conveyance Systems\D1010 - Elevator\Wheelchair Lift - WCL | 1010934
19-AL1 | 19-AL1 Bellflower Courthouse | 19-AL1-D1013-310-WCL05 | Wheelchair Lift (Dept 2) | JOHN BARNES | 8803011 | LX100W | OM00033537 | State ID# 116719 | IN COURT ROOM | NA | NA | NA | 1 | 110 | 14 | Electric | 1 | NA | NA | \Classifications\Building System Class\D10-Conveyance Systems\D1010 - Elevator\Wheelchair Lift - WCL | 1010935
19-AL1 | 19-AL1 Bellflower Courthouse | 19-AL1-D1013-310-WCL06 | Wheelchair Lift (Dept 1) | JOHN BARNES | 8803008 | LX100W | OM00033538 | State ID# 116753 | IN COURT ROOM | NA | NA | NA | 1 | 110 | 14 | Electric | 1 | NA | NA | \Classifications\Building System Class\D10-Conveyance Systems\D1010 - Elevator\Wheelchair Lift - WCL | 1010936
19-AL1 | 19-AL1 Bellflower Courthouse | 19-AL1-D1013-310-WCL02 | Wheel Chair Lift - WCL02 | JOHN BARNES | 8803016 | LX100W | OM00000549 | State ID# 116718 | IN COURT ROOM | NA | NA | NA | 1 | 110 | 14 | Electric | 1 | NA | NA | \Classifications\Building System Class\D10-Conveyance Systems\D1010 - Elevator\Wheelchair Lift - WCL | 1010937
19-AL1 | 19-AL1 Bellflower Courthouse | 19-AL1-D2023-100-BFP07 | BACKFLOW PREVENTER #7 (3/4" CHILLED WATER MAKE-UP) | Febco | L-4430 | 825-Y 3/4 inch | OM00015097 | OW0209916-FA0234834-BD0010570 | CHILLER ROOM (LAPHD FORM REQUIRED) | NA | NA | NA | NA | NA | NA | NA | NA | NA | NA | \Classifications\Building System Class\D20-Plumbing\D2020 - Domestic Water\Backflow Preventer - BFP | 1010955
19-AL1 | 19-AL1 Bellflower Courthouse | 19-AL1-D3041-230-RFN08 | Return Fan #8 (Fan Room 8) | Marlo | NA | CSM-100 | OM00037939 | VSD RETURN FAN #8 | FAN ROOM #8 | B-79 (2) | NA | NA | 5 | 480 | 6.6 | Electric | 3 | NA | NA | \Classifications\Building System Class\D30-HVAC Systems\D3040 - Distribution SYS\Supply/Exhaust/Return fans- FAN | 1011252
19-AL1 | 19-AL1 Bellflower Courthouse | 19-AL1-D3041-230-RFN07 | Return Fan #7 (Fan Room 7) | Marlo | NA | CSM-100 | OM00037936 | VSD RETURN FAN #7 | FAN ROOM #7 | B-76 (2) | NA | NA | 5 | 480 | 6.6 | Electric | 3 | NA | NA | \Classifications\Building System Class\D30-HVAC Systems\D3040 - Distribution SYS\Supply/Exhaust/Return fans- FAN | 1011253
19-AL1 | 19-AL1 Bellflower Courthouse | 19-AL1-D3041-230-RFN06 | Return Fan #6 (Fan Room 6) | Marlo | NA | CSM-100 | OM00037938 | VSD RETURN FAN #6 | FAN ROOM #6 | B-78 (2) | NA | NA | DNA | 480 | DNA | Electric | 3 | NA | NA | \Classifications\Building System Class\D30-HVAC Systems\D3040 - Distribution SYS\Supply/Exhaust/Return fans- FAN | 1011254
19-AL1 | 19-AL1 Bellflower Courthouse | 19-AL1-D3041-230-RFN05 | Return Fan #5 (Fan Room 5) | Marlo | NA | CSM-100 | OM00037937 | VSD RETURN FAN | FAN ROOM #5 | B-67 (2) | NA | NA | 3 | 480 | 4.4 | Electric | 3 | NA | NA | \Classifications\Building System Class\D30-HVAC Systems\D3040 - Distribution SYS\Supply/Exhaust/Return fans- FAN | 1011255
19-AL1 | 19-AL1 Bellflower Courthouse | 19-AL1-D3041-230-RFN04 | Return Fan #4 (Fan Room 4) | Marlo | NA | CSM-100 | OM00037940 | VSD RETURN FAN #4 | FAN ROOM #4 | B-75 (2) | NA | NA | 5 | 480 | 7 | Electric | 3 | NA | NA | \Classifications\Building System Class\D30-HVAC Systems\D3040 - Distribution SYS\Supply/Exhaust/Return fans- FAN | 1011256
19-AL1 | 19-AL1 Bellflower Courthouse | 19-AL1-D3041-230-RFN03 | Return Fan #3 (Fan Room 3) | Marlo | NA | CSM-80 | OM00037935 | VSD RETURN FAN #3 | FAN ROOM #3 | B-75 (2) | NA | NA | 3 | 480 | 4.3 | Electric | 3 | NA | NA | \Classifications\Building System Class\D30-HVAC Systems\D3040 - Distribution SYS\Supply/Exhaust/Return fans- FAN | 1011257
19-AL1 | 19-AL1 Bellflower Courthouse | 19-AL1-D3041-230-RFN02 | Return Fan #2 (Fan Room 2) | Marlo | NA | CSM-60 | OM00037926 | VSD RETURN FAN #2 | FAN ROOM #2 | B-86 (1) | NA | NA | 1 | 480 | 1.8 | Electric | 3 | NA | NA | \Classifications\Building System Class\D30-HVAC Systems\D3040 - Distribution SYS\Supply/Exhaust/Return fans- FAN | 1011258
19-AL1 | 19-AL1 Bellflower Courthouse | 19-AL1-D3041-230-RFN01 | Return Fan #1 (Fan Room 1) | Marlo | NA | CSM-60 | OM00037934 | VSD RETURN FAN #1 | FAN ROOM #1 | A-66 (1) | NA | NA | 1 | 480 | 1.7 | Electric | 3 | NA | NA | \Classifications\Building System Class\D30-HVAC Systems\D3040 - Distribution SYS\Supply/Exhaust/Return fans- FAN | 1011259
19-AL1 | 19-AL1 Bellflower Courthouse | 19-AL1-D3042-220-EFN07 | Exhaust Fan MCA-7 | BREIDER ESSICK | NA | S1223 | OM00000481 |  | ROOF | 4L280 | NA | NA | 1/4 | 110 | 5.4 | Electric | 1 | NA | NA | \Classifications\Building System Class\D30-HVAC Systems\D3040 - Distribution SYS\Supply/Exhaust/Return fans- FAN | 1011260
19-AL1 | 19-AL1 Bellflower Courthouse | 19-AL1-D3042-220-EFN08 | Exhaust Fan MCA-8 # 2 | BREIDER ESSICK | NA | S1223 | OM00000485 |  | ROOF | 4L280 | NA | NA | 1/4 | 110 | 5.4 | Electric | 1 | NA | NA | \Classifications\Building System Class\D30-HVAC Systems\D3040 - Distribution SYS\Supply/Exhaust/Return fans- FAN | 1011261
19-AL1 | 19-AL1 Bellflower Courthouse | 19-AL1-D3042-220-EFN04 | Exhaust Fan MCB-4 | BREIDER ESSICK | NA | S1556 | OM00000486 |  | ROOF | 4L410 | NA | NA | 1/2 | 480 | 8.4 | Electric | 1 | NA | NA | \Classifications\Building System Class\D30-HVAC Systems\D3040 - Distribution SYS\Supply/Exhaust/Return fans- FAN | 1011262
19-AL1 | 19-AL1 Bellflower Courthouse | 19-AL1-D3042-220-EFN02 | Exhaust Fan MCB-2 | BREIDER ESSICK | NA | S1556 | OM00000488 |  | ROOF | 4L410 | NA | NA | 1/2 | 110 | 8.4 | Electric | 1 | NA | NA | \Classifications\Building System Class\D30-HVAC Systems\D3040 - Distribution SYS\Supply/Exhaust/Return fans- FAN | 1011263
19-AL1 | 19-AL1 Bellflower Courthouse | 19-AL1-D3042-220-EFN06 | Exhaust Fan MCB-6 | BREIDER ESSICK | NA | S10549B | OM00000487 |  | ROOF | 4L280 | NA | NA | 1/4 | 480 | 5.4 | Electric | 1 | NA | NA | \Classifications\Building System Class\D30-HVAC Systems\D3040 - Distribution SYS\Supply/Exhaust/Return fans- FAN | 1011264
19-AL1 | 19-AL1 Bellflower Courthouse | 19-AL1-D3042-220-EFN01 | Exhaust Fan MCCC-1 | BREIDER ESSICK | NA | S2416 | OM00000501 |  | ROOF | NA | NA | NA | 1.5 | 480 | 2.4 | Electric | 3 | NA | NA | \Classifications\Building System Class\D30-HVAC Systems\D3040 - Distribution SYS\Supply/Exhaust/Return fans- FAN | 1011265
19-AL1 | 19-AL1 Bellflower Courthouse | 19-AL1-B2010-100-BLD01 | BUILDING | NA | NA | NA | OM00000541 |  | ALL | NA | NA | NA | NA | NA | NA | NA | NA | NA | NA | \Classifications\Building System Class\B20-General Building Exterior\B2010 - Exterior Walls\Building - BLD | 1013699
19-AL1 | 19-AL1 Bellflower Courthouse | 19-AL1-D3044-125-PHW07 | PUMP, HOT WATER 5 PHW07 | Bell & Gossett Company | 1BG779LFM01 | 1510 | OM00000546 |  | BOILER ROOM | NA | NA | NA | 2 | 460 | 2.9 | Electric | 3 | NA | NA | \Classifications\Building System Class\D30-HVAC Systems\D3040 - Distribution SYS\Hot Water Pump - PHW | 1013701
19-AL1 | 19-AL1 Bellflower Courthouse | 19-AL1-D3030-110-CTW02 | COOLING TOWER CTW02 | MARLEY | NA | Compac II Tower | OM00000547 |  | North West Roof | NA | NA | NA | 7.5 | 480 | 9 | Electric | 3 | NA | NA | \Classifications\Building System Class\D30-HVAC Systems\D3030 - Cooling SYS\Cooling Tower - CTW | 1013703
19-AL1 | 19-AL1 Bellflower Courthouse | 19-AL1-D3031-130-CLR04 | CHILLER, WATER COOLED #2 | CARRIER | 4311Q19624 | 30HXC146RZ-671KA | OM00033816 |  | CHILLER RM, CHILLER #2 | NA | NA | R-134a | NA | 460 | RLA 580 LRA 183 | Electric | 3 | NA | NA | \Classifications\Building System Class\D30-HVAC Systems\D3030 - Cooling SYS\Chiller, Water Cooled - CLR | 1013705
19-AL1 | 19-AL1 Bellflower Courthouse | 19-AL1-D3050-250-ACU01 | AIR CONDITIONING, SPLIT SYSTEM (JUDGES PARKING LOT) | LENNOX | S186H01332 | HS19-26-1V-2P | OM00000512 |  | JUDGES PARKING LOT | NA | NA | R-22 | NA | 230 | 20 | Electric | 1 | NA | NA | \Classifications\Building System Class\D30-HVAC Systems\D3050 - Package SYS\Air Conditioning,Split System - ACU | 1013706
19-AL1 | 19-AL1 Bellflower Courthouse | 19-AL1-D3050-250-ACU05 | Air Conditioning Split System (2nd Floor) | Mitsubishi Electric | NA | PU18EK | OM00000508 |  | FAN ROOM 3 | NA | NA | R-22 | NA | 230 | 16 | Electric | 1 | NA | NA | \Classifications\Building System Class\D30-HVAC Systems\D3050 - Package SYS\Air Conditioning,Split System - ACU | 1013707
19-AL1 | 19-AL1 Bellflower Courthouse | 19-AL1-D3050-250-ACU03 | Air Conditioning Split System (Roof) | Concord | 4607K60363 | ZAC13L36P 2B | OM00000489 |  | ROOF | NA | NA | R-22 | NA | 230 | DNA | Electric | 1 | NA | NA | \Classifications\Building System Class\D30-HVAC Systems\D3050 - Package SYS\Air Conditioning,Split System - ACU | 1013708
19-AL1 | 19-AL1 Bellflower Courthouse | 19-AL1-D3050-250-ACU04 | Air Conditioning Split System (Roof) | CONCORD | 4607F82013 | 2AC13L24P-2B | OM00000482 |  | ROOF | NA | NA | R-22 | NA | 230 | DNA | Electric | 1 | NA | NA | \Classifications\Building System Class\D30-HVAC Systems\D3050 - Package SYS\Air Conditioning,Split System - ACU | 1013709
19-AL1 | 19-AL1 Bellflower Courthouse | 19-AL1-D3050-250-ACU02 | AIR CONDITIONING, SPLIT SYSTEM (ROOF) | LENNOX | S186H01348 | HS19-26-IV-2P | OM00000500 |  | ROOF | NA | NA | R-22 | NA | 230 | DNA | Electric | 1 | NA | NA | \Classifications\Building System Class\D30-HVAC Systems\D3050 - Package SYS\Air Conditioning,Split System - ACU | 1013710
19-AL1 | 19-AL1 Bellflower Courthouse | 19-AL1-D5010-110-MCC03 | Motor Control Center #3 (Chiller Mech Rm) | SQUARE D | 88384-05 | 5 | OM00015098 |  | ELEC ROOM | NA | NA | NA | NA | 480 | 600 | Electric | 3 | NA | NA | \Classifications\Building System Class\D50-Electrical SYS\D5010 - Elec Service & Dist\Chiller Room Electrical Panel - MCC | 1013712
19-AL1 | 19-AL1 Bellflower Courthouse | 19-AL1-D5010-110-MCC02 | Motor Control Center #2 (Fan Rm 2) | SQUARE D | E 341 540 | 5 | OM00037005 |  | FAN ROOM # 2 | NA | NA | NA | NA | 480 | DNA | Electric | 3 | NA | NA | \Classifications\Building System Class\D50-Electrical SYS\D5010 - Elec Service & Dist\Chiller Room Electrical Panel - MCC | 1013713
19-AL1 | 19-AL1 Bellflower Courthouse | 19-AL1-D5011-240-TRN01 | Electrical Transformer #1 (T1) | Square D Company | NA | 225T3H | OM00033540 |  | SALLY PORT | NA | NA | NA | NA | 110-240/480 | 625/270 | Electric | 3 | NA | NA | \Classifications\Building System Class\D50-Electrical SYS\D5010 - Elec Service & Dist\Transformer - TRN | 1013714
19-AL1 | 19-AL1 Bellflower Courthouse | 19-AL1-G3063-100-DFS01 | LEAK DETECTION SYSTEM | FEDERAL SIGNAL | A-1 | SB001/500 | OM00033539 |  | GENERATOR ROOM | NA | NA | NA | NA | 110 | 7 | Electric | 1 | NA | NA | \Classifications\Building System Class\G30-Site Mechanical Utilities\G3060 - Fuel Distribution\Diesel Fuel Leak Detection System - DFS | 1013715
19-AL1 | 19-AL1 Bellflower Courthouse | 19-AL1-D2030-410-PMS06 | PUMP EJECTOR SEWAGE PMS06 | NA | NA | NA | OM00033603 |  | NORTH SIDE OF THE BUILDING COUNTY CAGE. | NA | NA | NA | NA | 480 | DNA | Electric | 3 | NA | NA | \Classifications\Building System Class\D20-Plumbing\D2030 - Sani Waste\Sewage Ejector Pump - PMS | 1013716
19-AL1 | 19-AL1 Bellflower Courthouse | 19-AL1-D4094-450-SFM02 | FIRE SYSTEMS, STAND PIPE #2 (HALON #2) | PYROTRONICS | NA | CP-2HA | OM00036982 |  | 2ND FLOOR IN ACCOUNTING OFFICE | NA | NA | NA | NA | 110 | 2 | Electric | 1 | NA | NA | \Classifications\Building System Class\D40-Fire Protection SYS\D4090 - Other Fire Protection Systems\Fire Suppression, Gaseous - SFM | 1015732
19-AL1 | 19-AL1 Bellflower Courthouse | 19-AL1-D4094-450-SFM03 | FIRE SYSTEMS, STAND PIPE #3 (HALON #3) | PYROTRONICS | NA | CP-2HA | OM00036983 |  | 5TH FLOOR RADIO EQUIP ROOM | NA | NA | NA | NA | 110 | 2 | Electric | 1 | NA | NA | \Classifications\Building System Class\D40-Fire Protection SYS\D4090 - Other Fire Protection Systems\Fire Suppression, Gaseous - SFM | 1015733
19-AL1 | 19-AL1 Bellflower Courthouse | 19-AL1-D4010-150-FMS01 | Stand Pipe Wet, Sprinklers (Fan Room) | POTTER SIGNAL | NA | NA | OM00036976 |  | Front Building South East | NA | NA | NA | NA | NA | NA | Other | NA | NA | NA | \Classifications\Building System Class\D40-Fire Protection SYS\D4010 - Sprinkler SYS\Fire Systems, stand pipes - FMS | 1015734
19-AL1 | 19-AL1 Bellflower Courthouse | 19-AL1-D4010-150-FMS02 | FIRE SYSTEMS, EXTINGUISHING DRY PIPES | AUTOSPKR | NA | NA | OM00036977 |  | FRONT OF THE BLD BY FLAG POLES | NA | NA | NA | NA | NA | NA | Other | NA | NA | NA | \Classifications\Building System Class\D40-Fire Protection SYS\D4010 - Sprinkler SYS\Fire Systems, stand pipes - FMS | 1015735
19-AL1 | 19-AL1 Bellflower Courthouse | 19-AL1-D3090-220-CMD01 | Compressor Air Dryer (Chiller Rm) | Hankison | N80151150008286 | 8015-115 | OM00036980 |  | 1ST FLOOR CHILLER ROOM | NA | NA | R-134a | NA | 110 | 2 | Electric | 1 | NA | NA | \Classifications\Building System Class\D30-HVAC Systems\D3090 - Other HVAC Systems and Equipment\Compressed Air Dryer - CMD | 1015736
19-AL1 | 19-AL1 Bellflower Courthouse | 19-AL1-D3042-220-EFN09 | FAN, EXHAUST #9 (BELT DRIVEN) | GREEN HECK | 87000788 | BS0-10-4 | OM00036981 |  | MAIN ELECTRICAL ROOM | A-50 | NA | NA | 1/2 | 110 | 5.6 | Electric | 1 | NA | NA | \Classifications\Building System Class\D30-HVAC Systems\D3040 - Distribution SYS\Supply/Exhaust/Return fans- FAN | 1015737
19-AL1 | 19-AL1 Bellflower Courthouse | 19-AL1-D3042-220-EFN10 | FAN, EXHAUST #10 (BELT DRIVEN) | GREEN HECK | 87000787 | BSQ-14-5 | OM00036979 |  | CHLLER ROOM | A-50 | NA | NA | 1/2 | 110 | 7.2 | Electric | 1 | NA | NA | \Classifications\Building System Class\D30-HVAC Systems\D3040 - Distribution SYS\Supply/Exhaust/Return fans- FAN | 1015738
19-AL1 | 19-AL1 Bellflower Courthouse | 19-AL1-B2034-400-DOH02 | Overhead Roll-Up Door (Sheriff's Parking Door 1) (North) | KINNEAR | C.46.5708.05 | 5012 | OM00036973 |  | East Side Of Building in Alley | NA | NA | NA | 1 | 480 | 1.7 | Electric | 3 | NA | NA | \Classifications\Building System Class\B20-General Building Exterior\B2030 - Exterior Doors\Door,Overhead-Shutter,Manual,Elec,Roll-up - DOH | 1015742
19-AL1 | 19-AL1 Bellflower Courthouse | 19-AL1-B2034-400-DOH03 | Overhead Roll-Up Door (Sheriff's Parking Door 2) (Center) | KINNEAR | C.46.5708.07 | 5012 | OM00036974 |  | East Side Of Building in Alley | NA | NA | NA | 1 | 480 | 1.7 | Electric | 3 | NA | NA | \Classifications\Building System Class\B20-General Building Exterior\B2030 - Exterior Doors\Door,Overhead-Shutter,Manual,Elec,Roll-up - DOH | 1015743
19-AL1 | 19-AL1 Bellflower Courthouse | 19-AL1-B2034-400-DOH04 | Overhead Roll-Up Door (Sheriff's Parking Door 3) (South) | POWER MASTER | C.46.5708.09 | MG-74 | OM00036975 |  | East Side Of Building in Alley | NA | NA | NA | 3/4 | 480 | 1.7 | Electric | 3 | NA | NA | \Classifications\Building System Class\B20-General Building Exterior\B2030 - Exterior Doors\Door,Overhead-Shutter,Manual,Elec,Roll-up - DOH | 1015744
19-AL1 | 19-AL1 Bellflower Courthouse | 19-AL1-D2023-100-BFP10 | Backflow, Cooling Tower Makeup Water | Watts | 02753 | 009 1-1/2" | Dummy Asset | OW0209916-FA0234834-BD0010571 | Lose Cerritos Courts Cooling Tower Makeup - rec'd notice (LAPHD FORM REQUIRED) | [10 empty] | \Classifications\Building System Class\D20-Plumbing\D2020 - Domestic Water\Backflow Preventer - BFP | 1015784
19-AL1 | 19-AL1 Bellflower Courthouse | 19-AL1-D3031-130-CLR05 | CHILLER, WATER COOLED #1 | CARRIER | 3412Q20382 | 30HXC146RZ-671KA | OM00033606 |  | CHILLER RM, CHILLER #1 | NA | S-4004TA | R-134a | NA | 480 | 180 | Electric | 3 | NA | NA | \Classifications\Building System Class\D30-HVAC Systems\D3030 - Cooling SYS\Chiller, Water Cooled - CLR | 1015952
19-AL1 | 19-AL1 Bellflower Courthouse | 19-AL1-D2023-100-BFP11 | BACKFLOW PREVENTER #11 (DOMESTIC) | WILKINS | 01191 | 375AR | OM00036984 | Acct#:51705.02 | GROUNDS BY SHERIFF PARKING LOT - CALL CONFIRM TEST REC'D | NA | NA | NA | NA | NA | NA | NA |  | NA | NA | \Classifications\Building System Class\D20-Plumbing\D2020 - Domestic Water\Backflow Preventer - BFP | 1016223
19-AL1 | 19-AL1 Bellflower Courthouse | 19-AL1-D2023-100-BFP12 | BACKFLOW PREVENTER #3 (DOMESTIC 3") | WILKINS ZURN | L86977 | 375 (3") | OM00033605 | Acct#:51705.02 | FRONT LAWN BY FLAG POLES - CALL CONFIRM TEST REC'D | NA | NA | NA | NA | NA | NA | NA |  | NA | NA | \Classifications\Building System Class\D20-Plumbing\D2020 - Domestic Water\Backflow Preventer - BFP | 1017293
19-AL1 | 19-AL1 Bellflower Courthouse | 19-AL1-D2023-100-BFP13 | BACKFLOW PREVENTER #4 (DOMESTIC 3") | WILKINS ZURN | L86980 | 375 (3") | OM00033604 | Acct#:51705.02 | FRONT LAWN BY FLAG POLES - CALL CONFIRM TEST REC'D | NA | NA | NA | NA | NA | NA | NA |  | NA | NA | \Classifications\Building System Class\D20-Plumbing\D2020 - Domestic Water\Backflow Preventer - BFP | 1017294
19-AL1 | 19-AL1 Bellflower Courthouse | 19-AL1-G3063-100-DAT01 | Diesel Fuel Day Tank | Pryco | 1165700 | PY-50 UL | OM00037941 |  | NW Back of Building Adjacent To Sallyport | NA | NA | NA | NA | NA | NA | Diesel |  | NA | NA | \Classifications\Building System Class\G30-Site Mechanical Utilities\G3060 - Fuel Distribution\Tank, Fuel Storage Day - DAT | 1017481
19-AL1 | 19-AL1 Bellflower Courthouse | 19-AL1-B2034-400-DOH06 | Door, Overhead Roll-Up #6 (Sally Port) | R & S Manufacturing Of Southern California | NA | NA | OM00037001 |  | Sallyport Rear Of Building NW Corner | Chain Driven | NA | NA | NA | 480 | DNA | ELECTRIC | 3 | NA | NA | \Classifications\Building System Class\B20-General Building Exterior\B2030 - Exterior Doors\Door,Overhead-Shutter,Manual,Elec,Roll-up - DOH | 1017508
19-AL1 | 19-AL1 Bellflower Courthouse | 19-AL1-D4010-150-FMS03 | Stand Pipe, Combo (Stairway 6) | NA | NA | NA | OM00037002 |  | Front Of Building South East | NA | NA | NA | NA | NA | NA | NA | NA | NA | NA | \Classifications\Building System Class\D40-Fire Protection SYS\D4010 - Sprinkler SYS\Fire Systems, stand pipes - FMS | 1017512
19-AL1 | 19-AL1 Bellflower Courthouse | 19-AL1-D3044-125-PHW09 | Hot Water Circulating Pump (Boiler Room) 9 | Armstrong | 0712 | S-55-1 BF | OM00037921 |  | Roof Boiler Room | NA | NA | NA | 1/2 | 110 | 5.8 | Electric | 1 | NA | NA | \Classifications\Building System Class\D30-HVAC Systems\D3040 - Distribution SYS\Hot Water Pump - PHW | 1017515
19-AL1 | 19-AL1 Bellflower Courthouse | 19-AL1-D2030-410-PMS01 | Sewage Ejector Pump (Generator Cage) | NA | NA | NA | OM00037928 |  | Generator Cage by Parking Structure | NA | NA | NA | 5 | 480 | DNA | Electric | 3 | NA | NA | \Classifications\Building System Class\D20-Plumbing\D2030 - Sani Waste\Sewage Ejector Pump - PMS | 1017516
19-AL1 | 19-AL1 Bellflower Courthouse | 19-AL1-D2040-100-PSU06 | Sump Pump (Generator Cage) PSU06 | NA | NA | NA | OM00037931 |  | Generator Cage by Parking Structure | NA | NA | NA | 5 | 480 | DNA | Electric | 3 | NA | NA | \Classifications\Building System Class\D20-Plumbing\D2040 - Rain Drain\Sump Pump - PSU | 1017519
19-AL1 | 19-AL1 Bellflower Courthouse | 19-AL1-D2040-100-PSU08 | Sump Pump (Generator Cage) PSU08 | NA | NA | NA | OM00037933 |  | Generator Cage by Parking Structure | NA | NA | NA | 40 | 480 | DNA | Electric | 3 | NA | NA | \Classifications\Building System Class\D20-Plumbing\D2040 - Rain Drain\Sump Pump - PSU | 1017521
19-AL1 | 19-AL1 Bellflower Courthouse | 19-AL1-D3044-125-PHW08 | Hot Water Circulating Pump (Boiler Room) 8 | Armstrong | 0714 | S-55-1 BF | OM00037922 |  | Roof Boiler Room | NA | NA | NA | 1/2 | 110 | 5.8 | Electric | 1 | NA | NA | \Classifications\Building System Class\D30-HVAC Systems\D3040 - Distribution SYS\Hot Water Pump - PHW | 1017525
19-AL1 | 19-AL1 Bellflower Courthouse | 19-AL1-D3042-220-EFN12 | Exhaust Fan #12 (Library Roof) (Belt Driven) | Armstrong | S-61221-B | NA | OM00037942 |  | Roof Library Room | 4L350 (1) | NA | NA | 1/2 | 110/240 | 5.4/2.7 | Electric | 1 | NA | NA | \Classifications\Building System Class\D30-HVAC Systems\D3040 - Distribution SYS\Supply/Exhaust/Return fans- FAN | 1017526
19-AL1 | 19-AL1 Bellflower Courthouse | 19-AL1-D5010-200-ESD02 | Electrical Switchboard (Main Electrical Rm) | Square D Company | NA | 88384-1 | OM00037003 |  | Roof Boiler Room | NA | NA | NA | NA | 240/480 | 1600 | Electric | 3 | NA | NA | \Classifications\Building System Class\D50-Electrical SYS\D5010 - Elec Service & Dist\Electical Service and Distribution - ESD | 1017529
19-AL1 | 19-AL1 Bellflower Courthouse | 19-AL1-D3042-220-EFN13 | Exhaust Fan (Sallyport Roof) (Direct Drive) | Breider Essick | NA | S-1554B | OM00036999 |  | Sallyport Roof | NA | NA | NA | 1.5 | 480 | 2.4 | Electric | 3 | NA | NA | \Classifications\Building System Class\D30-HVAC Systems\D3040 - Distribution SYS\Supply/Exhaust/Return fans- FAN | 1017535
19-AL1 | 19-AL1 Bellflower Courthouse | 19-AL1-G3010-210-PWT01 | Potable Water Storage Tank (Sallport) | NA | NA | NA | OM00037000 |  | Sallport Rear Fenced Off Area | NA | NA | NA | NA | NA | NA | NA | NA | NA | NA | \Classifications\Building System Class\G30-Site Mechanical Utilities\G3010 - Water Supply\Potable Water Storage Tank - PWT | 1017537
19-AL1 | 19-AL1 Bellflower Courthouse | 19-AL1-D5010-200-ESD06 | Distribution Switchboard #1 | Square D Company | NA | 88384-1 | OM00036985 |  | Main Electrical Room | NA | NA | NA | NA | 480 | 1600 | Electric | 3 | NA | NA | \Classifications\Building System Class\D50-Electrical SYS\D5010 - Elec Service & Dist\Electical Service and Distribution - ESD | 1017539
19-AL1 | 19-AL1 Bellflower Courthouse | 19-AL1-D5010-200-ESD04 | Distribution Switchboard #3 | Square D Company | A947193 | 88384-03 | OM00036987 |  | Main Electrical Room | NA | NA | NA | NA | 240 | 800 | Electric | 3 | NA | NA | \Classifications\Building System Class\D50-Electrical SYS\D5010 - Elec Service & Dist\Electical Service and Distribution - ESD | 1017541
19-AL1 | 19-AL1 Bellflower Courthouse | 19-AL1-D5010-200-ESD05 | Distribution Switchboard #4 | Square D Company | A946925 | 49-88384-2 | OM00036988 |  | Main Electrical Room | NA | NA | NA | NA | 240 | 600 | Electric | 3 | NA | NA | \Classifications\Building System Class\D50-Electrical SYS\D5010 - Elec Service & Dist\Electical Service and Distribution - ESD | 1017543
19-AL1 | 19-AL1 Bellflower Courthouse | 19-AL1-D5011-240-TRN02 | Electrical Transformer #2 (T2) | Square D Company | NA | 75T3H | OM00036989 |  | Main Electrical Room | NA | NA | NA | NA | 240/480 | 208/90 | Electric | 3 | NA | NA | \Classifications\Building System Class\D50-Electrical SYS\D5010 - Elec Service & Dist\Transformer - TRN | 1017542
19-AL1 | 19-AL1 Bellflower Courthouse | 19-AL1-D3042-220-EFN11 | Exhaust Fan #11 (Boiler Room) (Belt Driven) | Exit Aire | S-1554-B | NA | OM00037944 |  | Roof Boiler Room | 4L350 (1) | NA | NA | 1/2 | 110/240 | 5.4/2.7 | Electric | 1 | NA | NA | \Classifications\Building System Class\D30-HVAC Systems\D3040 - Distribution SYS\Supply/Exhaust/Return fans- FAN | 1017513
19-AL1 | 19-AL1 Bellflower Courthouse | 19-AL1-D3041-110-AHU10 | Air Handling Unit #10 (Room 501) | Concord Armstrong | 6007E17654 | RBCS2M24C00NAP-1 | OM00000490 |  | Elevator Equipment Room 501 - Public | NA | NA | Chilled water | 1/4 | 240 | 1.4 | Electric | 1 | NA | 24,000 | \Classifications\Building System Class\D30-HVAC Systems\D3040 - Distribution SYS\Air Handling Unit - AHU | 1017514
19-AL1 | 19-AL1 Bellflower Courthouse | 19-AL1-D2040-100-PSU04 | Sump Pump (Generator Cage) PSU04 | NA | NA | NA | OM00037929 |  | Generator Cage by Parking Structure | NA | NA | NA | 20 | 480 | DNA | Electric | 3 | NA | NA | \Classifications\Building System Class\D20-Plumbing\D2040 - Rain Drain\Sump Pump - PSU | 1017517
19-AL1 | 19-AL1 Bellflower Courthouse | 19-AL1-D2040-100-PSU05 | Sump Pump (Generator Cage) PSU05 | NA | NA | NA | OM00037930 |  | Generator Cage by Parking Structure | NA | NA | NA | 20 | 480 | DNA | Electric | 3 | NA | NA | \Classifications\Building System Class\D20-Plumbing\D2040 - Rain Drain\Sump Pump - PSU | 1017518
19-AL1 | 19-AL1 Bellflower Courthouse | 19-AL1-D2040-100-PSU07 | Sump Pump (Generator Cage) PSU07 | NA | NA | NA | OM00037932 |  | Generator Cage by Parking Structure | NA | NA | NA | 20 | 480 | DNA | Electric | 3 | NA | NA | \Classifications\Building System Class\D20-Plumbing\D2040 - Rain Drain\Sump Pump - PSU | 1017520
19-AL1 | 19-AL1 Bellflower Courthouse | 19-AL1-D5010-234-ATS03 | Automatic Transfer Switch (Main Electrical Rm) | Square D Company | 12-40977-SD | 890TAG0600-3-480 | OM00037924 |  | 1st Floor Main Electrical Room | NA | NA | NA | NA | 480 | 600 | Electric | 3 | NA | NA | \Classifications\Building System Class\D50-Electrical SYS\D5010 - Elec Service & Dist\Automatic Transfer Switch - ATS | 1017523
19-AL1 | 19-AL1 Bellflower Courthouse | 19-AL1-D3050-250-ACU06 | Air Conditioning Split System (Room 504) | Concord Armstrong | 6007E17657 | RBCS2M24C00NAP-1 | OM00000483 |  | Roof Judges Elevator Equipment Room 504 | NA | 16x20x1 (1) | R-22 | 1/4 | 240 | 1.4 | Electric | 1 | NA | 24,000 | \Classifications\Building System Class\D30-HVAC Systems\D3050 - Package SYS\Air Conditioning,Split System - ACU | 1017524
19-AL1 | 19-AL1 Bellflower Courthouse | 19-AL1-B2034-400-DOH05 | Door, Overhead Roll-Up #5 (Traffic Clerk Window) | Kinnear | NA | DNA | OM00036997 |  | Traffic Clerk Window | Chain Driven | NA | NA | 1 | 240/480 | 3.4-3.5/1.75 | Electric | 3 | NA | NA | \Classifications\Building System Class\B20-General Building Exterior\B2030 - Exterior Doors\Door,Overhead-Shutter,Manual,Elec,Roll-up - DOH | 1017527
19-AL1 | 19-AL1 Bellflower Courthouse | 19-AL1-D2023-310-HWP01 | Domestic Hot Water Circulating Pump (Boiler Rm) | Bell & Gossett Company | 172753 | 61TT F50 | OM00037923 |  | Roof Boiler Room | NA | NA | NA | 1.5 | 480 | 2.4 | Electric | 3 | NA | NA | \Classifications\Building System Class\D20-Plumbing\D2020 - Domestic Water\Domestic Hot Water Circulating Pump - HWP | 1017528
19-AL1 | 19-AL1 Bellflower Courthouse | 19-AL1-D3042-220-EFN03 | Exhaust Fan 3 (Roof) (Direct Drive) | Breider Essick | NA | S-1554B | OM00036998 |  | Roof | NA | NA | NA | 1.5 | 480 | 2.4 | Electric | 3 | NA | NA | \Classifications\Building System Class\D30-HVAC Systems\D3040 - Distribution SYS\Supply/Exhaust/Return fans- FAN | 1017534
19-AL1 | 19-AL1 Bellflower Courthouse | 19-AL1-D3020-100-HET01 | Hot Water Expansion Tank (Boiler Rm) | Bell & Gossett Company | NA | 218113 | OM00037008 |  | Above Hot Water Pumps in Boiler Room | NA | NA | NA | NA | NA | NA | NA | NA | NA | NA | \Classifications\Building System Class\D30-HVAC Systems\D3020 - Heat SYS\Heater Water Expansion Tank - HET | 1017536
19-AL1 | 19-AL1 Bellflower Courthouse | 19-AL1-G3010-210-PWT02 | Potable Water Storage Tank (Chiller Rm) | Bell & Gossett Company | NA | 218113 | OM00037007 |  | Chiller Room Above Air Compressors | NA | NA | NA | NA | NA | NA | NA | NA | NA | NA | \Classifications\Building System Class\G30-Site Mechanical Utilities\G3010 - Water Supply\Potable Water Storage Tank - PWT | 1017538
19-AL1 | 19-AL1 Bellflower Courthouse | 19-AL1-D5010-200-ESD03 | Distribution Switchboard #2 | Square D Company | A943747 | 88384-1 | OM00036986 |  | Main Electrical Room | NA | NA | NA | NA | 480 | 1600 | Electric | 3 | NA | NA | \Classifications\Building System Class\D50-Electrical SYS\D5010 - Elec Service & Dist\Electical Service and Distribution - ESD | 1017540
19-AL1 | 19-AL1 Bellflower Courthouse | 19-AL1-D3031-100-PCH06 | Chilled Water Pump 4 | Paco Pumps | 1971091195-50B | 11-40957-146601-2B22EE | OM00002622 |  | 1st Floor Chiller Room | NA | NA | NA | 15 | 460 | 18.1 | Electric | 3 | NA | NA | \Classifications\Building System Class\D30-HVAC Systems\D3030 - Cooling SYS\Chilled Water Pump - PCH | 1019864
19-AL1 | 19-AL1 Bellflower Courthouse | 19-AL1-D2090-670-WLR02 | WATER TREATMENT, CHLORINE | Lakewood Instruments | 1034480583 | 1575E | OM00002627 |  | Chiller Room | NA | NA | NA | NA | 120 | 10 | Electric | 1 | NA | NA | \Classifications\Building System Class\D20-Plumbing\D2090 - Other Plumbing SYS\Water Treatment,Chlorine - WLR | 1019894
19-AL1 | 19-AL1 Bellflower Courthouse | 19-AL1-D2040-100-PSU09 | Sump Pump (Fan Room #1) PSU09 | Tsurumi Pump | B-10919659 | 100c437-cr | OM00002617 |  | Floor 1 Fan Room #1 | NA | NA | NA | 5 | 460 | 6.9 | NA | 3 | NA | NA | \Classifications\Building System Class\D20-Plumbing\D2040 - Rain Drain\Sump Pump - PSU | 1020450
19-AL1 | 19-AL1 Bellflower Courthouse | 19-AL1-D2040-100-PSU10 | Sump Pump (Fan Room 1) PSU10 | Tsurumi Pump | B-10919659 | 100c437-cr | OM00041076 |  | Floor 1 Fan Room #1 | NA | NA | NA | 5 | 460 | 6.9 | NA | 3 | NA | NA | \Classifications\Building System Class\D20-Plumbing\D2040 - Rain Drain\Sump Pump - PSU | 1020451
19-AL1 | 19-AL1 Bellflower Courthouse | 19-AL1-D2023-100-BFP14 | Backflow Preventer #6 (3/4" Hot Water) | Febco | A1600588 | 825Y 3/4" | OM00036540 | OW0209916-FA0234834-BD0026299 | Los Cerritos Courts, Boiler Feed Roof (LAPHD FORM REQUIRED | NA | NA | NA | NA | NA | NA | NA | NA | NA | NA | \Classifications\Building System Class\D20-Plumbing\D2020 - Domestic Water\Backflow Preventer - BFP | 1021683
19-AM1 | 19-AM1 Downey Courthouse | 19-AM1-D1010-100-ELE01 | Elevator #1 | DOVER | 105-8753 | TYPE 139752 / JOB C-44154 | OM00015445 | State ID# 090179¦ 1 Left | MECHANICAL ROOM Ground Floor | NA | NA | NA | 27 | 480 | DNA | Electric | 3 | NA | NA | \Classifications\Building System Class\D10-Conveyance Systems\D1010 - Elevator\Elevator,Electric,Pass/Freight - ELE | EQ-1007742
19-AM1 | 19-AM1 Downey Courthouse | 19-AM1-D1010-100-ELE02 | Elevator #2 | DOVER | 105-8755 | TYPE 139753 / JOB C-44155 | OM00015446 | State ID# 093576¦ 3 Right | MECHANICAL ROOM | NA | NA | NA | 27 | 480 | DNA | electric | 3 | NA | NA | \Classifications\Building System Class\D10-Conveyance Systems\D1010 - Elevator\Elevator,Electric,Pass/Freight - ELE | EQ-1007743
19-AM1 | 19-AM1 Downey Courthouse | 19-AM1-D1010-100-ELE03 | ELEVATOR#2 Center (ELE03) | DOVER | 105-8751 | TYPE 139751 / JOB C-44156 | OM00015447 | State ID# 093577¦ 2 Center | PASSENGER ELEVATOR 2CTR Ground floor | NA | NA | NA | 75 | 480 | 100 | Electric | 3 | NA | NA | \Classifications\Building System Class\D10-Conveyance Systems\D1010 - Elevator\Elevator,Electric,Pass/Freight - ELE | EQ-1007744
19-AM1 | 19-AM1 Downey Courthouse | 19-AM1-D1010-100-ELE04 | ELEVATOR#5 (ELE04) | DOVER | 105-8675 | TYPE 114266 / JOB C-44157 | OM00015448 | State ID# 093579¦ 5 Judge | Elevator #4 Judges. MECHANICAL ROOM | NA | NA | NA | 27 | 480 | DNA | Electric | 3 | NA | NA | \Classifications\Building System Class\D10-Conveyance Systems\D1010 - Elevator\Elevator,Electric,Pass/Freight - ELE | EQ-1007745
19-AM1 | 19-AM1 Downey Courthouse | 19-AM1-D1010-100-ELE05 | Elevator #5 JUDGES | DOVER | 105-8680 | TYPE 117671 / JOB C-44158 | OM00015449 | State ID# 093578¦ 4 Jail | MECHANICAL ROOM | NA | NA | NA | 27 | 480 | DNA | Electric | 3 | NA | NA | \Classifications\Building System Class\D10-Conveyance Systems\D1010 - Elevator\Elevator,Electric,Pass/Freight - ELE | EQ-1007746
19-AM1 | 19-AM1 Downey Courthouse | 19-AM1-D3041-110-AHU03 | Air Handler #3 | TEMTROL | 34097 | EH15M | OM00036453 |  | EXIT SALLY PORT AREA | B64 (2) | 12X71-76 ; 24X71-76 Links | Chilled water | 5 | 480 | 7.2 | electric | 3 | NA | NA | \Classifications\Building System Class\D30-HVAC Systems\D3040 - Distribution SYS\Air Handling Unit - AHU | 1008448
19-AM1 | 19-AM1 Downey Courthouse | 19-AM1-B3010-100-RUF01 | Roof | NA | NA | NA | OM00015529 |  | ROOF | NA | NA | NA | NA | NA | NA | NA | NA | NA | NA | \Classifications\Building System Class\B30-Roofing\B3010 - Roof Types\Roof - RUF | 1008449
19-AM1 | 19-AM1 Downey Courthouse | 19-AM1-D2017-100-SHW01 | Eye Wash Station | Haws | 39066 | SP233 | OM00015507 |  | JUDGES PARKING. MECHANICAL ROOM | NA | NA | NA | NA | NA | NA | NA | NA | NA | NA | \Classifications\Building System Class\D20-Plumbing\D2010 - Plumb Fix\Showers - SHW | 1008450
19-AM1 | 19-AM1 Downey Courthouse | 19-AM1-D2022-260-HWG01 | Domestic Hot Water Heater HWG01 | American Water Heater CO | 7115 36729 | DCG3-100T199-6NO | OM00015558 |  | MECHANICAL ROOM | NA | NA | NA | NA | 230 | NA | gas | 3 | 199,000 | DNA | \Classifications\Building System Class\D20-Plumbing\D2020 - Domestic Water\Domestic Water Heater, Gas - HWG | 1008451
19-AM1 | 19-AM1 Downey Courthouse | 19-AM1-D2022-260-HWG02 | Domestic Hot Water Heater HWG02 | American Appliance Mfg Corp. | A902300077 | DSID140-75-2 | OM00015557 |  | MECHANICAL ROOM | NA | NA | NA | NA | 230 | NA | gas | 3 | 140,000 | DNA | \Classifications\Building System Class\D20-Plumbing\D2020 - Domestic Water\Domestic Water Heater, Gas - HWG | 1008452
19-AM1 | 19-AM1 Downey Courthouse | 19-AM1-D2040-100-PSU01 | Sump Pump PSU01 | Calhoun & Paxon | 30292 | CC088-01-02-03-14-XX-1 | OM00037982 |  | MECHANICAL ROOM | NA | NA | NA | 3/4 | 460 | DNA | electric | 3 | NA | NA | \Classifications\Building System Class\D20-Plumbing\D2040 - Rain Drain\Sump Pump - PSU | 1008453
19-AM1 | 19-AM1 Downey Courthouse | 19-AM1-D3021-130-BLR01 | Boiler BLR02 | Ajax Boiler, Inc. | 88-40347 | WGH-1500S | OM00019970 |  | MECHANICAL ROOM | NA | NA | NA | 180 | 480 | DNA | Natural gas | 3 | 1,500,000 | 1,200.000 | \Classifications\Building System Class\D30-HVAC Systems\D3020 - Heat SYS\Boiler,Hot Water,Oil/Gas/Comb. - BLR | 1008454
19-AM1 | 19-AM1 Downey Courthouse | 19-AM1-D3021-130-BLR02 | Boiler #1 | Ajax Boiler, Inc. | 88-40395 | WGH-1500S | OM00019969 |  | Upper Mechanical Room | NA | NA | NA | NA | 230 | 12 | Natural gas | 3 | 1,500,000 | 1,200,000 | \Classifications\Building System Class\D30-HVAC Systems\D3020 - Heat SYS\Boiler,Hot Water,Oil/Gas/Comb. - BLR | 1008455
19-AM1 | 19-AM1 Downey Courthouse | 19-AM1-D3031-100-PCH01 | CHWP PCH01 | Bell & Gossett | 460152 | 2.5BB9BF | OM00015519 |  | JUDGES PARKING. MECHANICAL ROOM | NA | NA | NA | 7.5 | 480 | 10.5 | electric | 3 | NA | NA | \Classifications\Building System Class\D30-HVAC Systems\D3030 - Cooling SYS\Chilled Water Pump - PCH | 1008456
19-AM1 | 19-AM1 Downey Courthouse | 19-AM1-D3031-100-PCH02 | CHWP #2 | U.S. Electric | C548-P05P096R035F | NA | OM00015520 |  | JUDGES PARKING. MECHANICAL ROOM | NA | NA | NA | 7.5 | 460 | 10.2 | electric | 3 | NA | NA | \Classifications\Building System Class\D30-HVAC Systems\D3030 - Cooling SYS\Chilled Water Pump - PCH | 1008457
19-AM1 | 19-AM1 Downey Courthouse | 19-AM1-D3030-110-CTW01 | Cooling Tower #1 | EVAPCO | 422702-002 | DNA | OM00015544 |  | ROOF | NA | NA | NA | 2.5 | 190 | DNA | electric | 3 | NA | NA | \Classifications\Building System Class\D30-HVAC Systems\D3030 - Cooling SYS\Cooling Tower - CTW | 1008458
19-AM1 | 19-AM1 Downey Courthouse | 19-AM1-D3030-110-CTW02 | Cooling Tower #2 | EVAPCO | 422702-002 | DNA | OM00015543 |  | ROOF | B148 | NA | NA | 2.5 | 190 | DNA | electric | 3 | NA | NA | \Classifications\Building System Class\D30-HVAC Systems\D3030 - Cooling SYS\Cooling Tower - CTW | 1008459
19-AM1 | 19-AM1 Downey Courthouse | 19-AM1-D3031-130-CLR01 | Chiller #1 | TRANE | U06M01150 | RTHB150FLG00LW00M0UN | OM00015505 |  | JUDGES PARKING. MECHANICAL ROOM | NA | NA | R-22 | NA | 460 | 150 218LRA | electric | 3 | NA | NA | \Classifications\Building System Class\D30-HVAC Systems\D3030 - Cooling SYS\Chiller, Water Cooled - CLR | 1008460
19-AM1 | 19-AM1 Downey Courthouse | 19-AM1-D3031-130-CLR02 | Chiller # 2 | TRANE | U06M01151 | RTHB150FLG00LW00M0UN | OM00015506 |  | JUDGES PARKING. MECHANICAL ROOM | NA | NA | R-22 | NA | 460 | 150RLA 218LRA | electric | 3 | NA | NA | \Classifications\Building System Class\D30-HVAC Systems\D3030 - Cooling SYS\Chiller, Water Cooled - CLR | 1008461
19-AM1 | 19-AM1 Downey Courthouse | 19-AM1-D3031-100-PCH03 | CWP #3 | Bell & Gossett | 1462000 | 4BC81/8BF | OM00015517 |  | JUDGES PARKING. MECHANICAL ROOM | NA | NA | NA | 10 | 460 60H3 | 13.3 | electric | 3 | NA | NA | \Classifications\Building System Class\D30-HVAC Systems\D3030 - Cooling SYS\Chilled Water Pump - PCH | 1008462
19-AM1 | 19-AM1 Downey Courthouse | 19-AM1-D3031-100-PCH04 | CWP #4 | Bell & Gossett | 1461999 | 4BC81/8BF | OM00015518 |  | JUDGES PARKING. MECHANICAL ROOM | NA | NA | NA | 10 | 460 60 H3 | 13.3 | electric | 3 | NA | NA | \Classifications\Building System Class\D30-HVAC Systems\D3030 - Cooling SYS\Chilled Water Pump - PCH | 1008463
19-AM1 | 19-AM1 Downey Courthouse | 19-AM1-D3031-210-CDR03 | Condenser Unit #3 (Microwave Dish) | LARKIN | 88649471-3 | PFG-8-SM | OM00015536 |  | Adjacent to Microwave Dish on Roof | NA | NA | Chilled water | 1.5 | 240 | 4.8 | electric | 3 | NA | NA | \Classifications\Building System Class\D30-HVAC Systems\D3030 - Cooling SYS\Condensing Unit (Air and/or Water) - CDR | 1008467
19-AM1 | 19-AM1 Downey Courthouse | 19-AM1-D3031-210-CDR04 | Condenser Unit #4 (Microwave Dish) | LARKIN | 88649471-2 | PFG-8-SM | OM00015537 |  | Adjacent to Microwave Dish on Roof | NA | NA | NA | 1.5 | 240 | 4.8 | electric | 1 | NA | NA | \Classifications\Building System Class\D30-HVAC Systems\D3030 - Cooling SYS\Condensing Unit (Air and/or Water) - CDR | 1008468
19-AM1 | 19-AM1 Downey Courthouse | 19-AM1-D3090-114-CMP01 | Control Air Compressor 1 | INGERSOLL RAND | 30T920674 | 2475 | OM00015555 | State ID# A007681-89 ¦ 2 compressor motors share same tank | MECHANICAL ROOM | A64 (2) | NA | NA | 3 | 230/460 | 9/4.5 | electric | 3 | NA | NA | \Classifications\Building System Class\D30-HVAC Systems\D3090 - Other HVAC Systems and Equipment\Air Compressor - CMP | 1008472
19-AM1 | 19-AM1 Downey Courthouse | 19-AM1-D3090-220-CMD01 | Air Dryer CMD01 | HANKINSON | H510A1151005228 | HPR5-10 | OM00036291 |  | MECHANICAL ROOM | NA | NA | R-134a | 1/6 | 110 | DNA | electric | 1 | NA | NA | \Classifications\Building System Class\D30-HVAC Systems\D3090 - Other HVAC Systems and Equipment\Compressed Air Dryer - CMD | 1008474
19-AM1 | 19-AM1 Downey Courthouse | 19-AM1-D4024-100-FHS01 | Dry stand Pipe FHS01 | NA | NA | NA | OM00015494 | DNA | ROOF | NA | NA | NA | NA | NA | NA | NA | NA | NA | NA | \Classifications\Building System Class\D40-Fire Protection SYS\D4020 - Stand Pipe\Other Stand Pipe Hose Systems - FHS | 1008475
19-AM1 | 19-AM1 Downey Courthouse | 19-AM1-D4031-100-FEX50 | Fire Extinguishers FEX50 | 50 FIRE EXTINGUISHERS | NA | ABC | OM00015459 |  | BUILDING ALL FLOORS | NA | NA | NA | NA | NA | NA | NA | NA | NA | NA | \Classifications\Building System Class\D40-Fire Protection SYS\D4030 - FIRE SPEC\Fire Extinguisher - FEX | 1008476
19-AM1 | 19-AM1 Downey Courthouse | 19-AM1-D5010-110-MCC01 | Emergency MCC Board MCC01 | WESTING HOUSE | 06Z0400602 | 2100 | OM00015510 |  | JUDGES PARKING | NA | NA | NA | NA | 480 | 600 | electric | 3 | NA | NA | \Classifications\Building System Class\D50-Electrical SYS\D5010 - Elec Service & Dist\Chiller Room Electrical Panel - MCC | 1008477
19-AM1 | 19-AM1 Downey Courthouse | 19-AM1-D5010-200-ESD02 | Electrical Switchboard - SBR01 | WESTING HOUSE | B075765 | LA68400 | OM00033505 |  | JUDGES PARKING | NA | NA | NA | NA | 480 | 2500 | electric | 3 | NA | NA | \Classifications\Building System Class\D50-Electrical SYS\D5010 - Elec Service & Dist\Electical Service and Distribution - ESD | 1008478
19-AM1 | 19-AM1 Downey Courthouse | 19-AM1-D3060-100-RDS01 | Refrigerant Leak Detection System | TRANE | L06L05399 | RMWERP411DO1001AD | OM00015521 |  | JUDGES PARKING ROOM 44 | NA | NA | NA | NA | 110 | 15 | electric | 1 | NA | NA | \Classifications\Building System Class\D30-HVAC Systems\D3060 - Control & Inst Air\Refrigerant Leak Detection System - RDS | 1008479
19-AM1 | 19-AM1 Downey Courthouse | 19-AM1-D5037-710-FAP01 | Fire Control Panels FAP01 | GAMEWELL | 8020918 | Flex 300 | OM00037985 |  | CONTROL CENTER SHERIFFS OFFICE | NA | NA | NA | NA | 120 | DNA | electric | 1 | NA | NA | \Classifications\Building System Class\D50-Electrical SYS\D5030 - Comm & Security\Fire Alarm Panel - FAP | 1008480
19-AM1 | 19-AM1 Downey Courthouse | 19-AM1-D4010-150-FMS01 | Sprinklers | Orbit | NA | 54044 | OM00015493 | DNA | NE SIDE OF PROPERTY | NA | NA | NA | NA | NA | NA | NA | NA | NA | NA | \Classifications\Building System Class\D40-Fire Protection SYS\D4010 - Sprinkler SYS\Fire Systems, stand pipes - FMS | 1008481
19-AM1 | 19-AM1 Downey Courthouse | 19-AM1-D5092-250-EML55 | Exit Signs EML 55 | 25 EXIT SIGNS | NA | NA | OM00015458 |  | BUILDING | NA | NA | NA | NA | 277/120 | DNA | electric | 1 | NA | NA | \Classifications\Building System Class\D50-Electrical SYS\D5090 - Elec SYS\Emergency And Exit Lighting - EML | 1008483
19-AM1 | 19-AM1 Downey Courthouse | 19-AM1-G2023-150-PEG02 | Employee Gate Entry (East Gate) | Elite Access System | 12239974702 | CSW200 | OM00015501 |  | OLE RIVER SCHOOL | NA | NA | NA | 1/2 | 120 | 4 | electric | 3 | NA | NA | \Classifications\Building System Class\G20-Other Systems\G2020 - Parking Lots\Secured Parking Gate - PEG | 1008488
19-AM1 | 19-AM1 Downey Courthouse | 19-AM1-G2023-150-PEG03 | Employee Gate Exit (West Gate) | Elite Access System | 12239974703 | CSW200 | OM00015502 |  | OLE RIVER SCHOOL | NA | NA | NA | 1/2 | 120 | 4 | electric | 3 | NA | NA | \Classifications\Building System Class\G20-Other Systems\G2020 - Parking Lots\Secured Parking Gate - PEG | 1008489
19-AM1 | 19-AM1 Downey Courthouse | 19-AM1-G3063-100-AST01 | Diesel Storage FSA01 | Containment Solutions | P472375 | LP100011 | OM00015523 |  | JUDGES PARKING | NA | NA | NA | NA | NA | NA | Diesel | 3 | NA | NA | \Classifications\Building System Class\G30-Site Mechanical Utilities\G3060 - Fuel Distribution\Tank, Fuel Storage, Above Ground - AST | 1008491
19-AM1 | 19-AM1 Downey Courthouse | 19-AM1-G2050-200-LSC01 | Landscaping - LSC | NA | NA | NA | OM00033572 |  | Outside | NA | NA | NA | NA | NA | NA | NA | NA | NA | NA | \Classifications\Building System Class\G20-Other Systems\G2050 - Landscaping\Landscaping - LSC | 1008492
19-AM1 | 19-AM1 Downey Courthouse | 19-AM1-D5092-250-ELT01 | Lights Parking Areas ELT01 | NA | NA | NA | OM00015492 |  | Throughout campus | NA | NA | NA | NA | 277 | DNA | electric | 3 | NA | NA | \Classifications\Building System Class\D50-Electrical SYS\D5090 - Elec SYS\Exterior Lighting - ELT | 1008493
19-AM1 | 19-AM1 Downey Courthouse | 19-AM1-G2049-300-HSC01 | Hardscape - HSC | NA | NA | NA | OM00033571 |  | Outside | NA | NA | NA | NA | NA | NA | NA | NA | NA | NA | \Classifications\Building System Class\G20-Other Systems\G2040 - Site Development\Hardscape - HSC | 1008494
19-AM1 | 19-AM1 Downey Courthouse | 19-AM1-D2023-100-BFP01 | Backflow Prevention Device - Boiler & Cooling Tower Make Up - BFP01 | Febco | J029824 | 825-Y 2 inch | OM00015562 | OW0209916-FA0234846-BD0010569-J029924 or P-7646 | Floor 3 Boiler & Cooling Tower Make-Up Water (LAPHD FORM REQUIRED) | NA | NA | NA | NA | NA | NA | NA | NA | NA | NA | \Classifications\Building System Class\D20-Plumbing\D2020 - Domestic Water\Backflow Preventer - BFP | 1010953
19-AM1 | 19-AM1 Downey Courthouse | 19-AM1-D2023-100-BFP02 | Backflow Prevention Device - Chilled Water Make Up - BFP02 | Febco | P-1626 | 825-Y 1 inch | OM00033835 | OW0209916-FA0234846-BD0010568 | Chilled Water Make-Up (LAPHD FORM REQUIRED) | NA | NA | NA | NA | NA | NA | NA | NA | NA | NA | \Classifications\Building System Class\D20-Plumbing\D2020 - Domestic Water\Backflow Preventer - BFP | 1010954
19-AM1 | 19-AM1 Downey Courthouse | 19-AM1-D3050-210-PKU01 | Air Conditioning, Water Cooled (MCR) (Rm B4) | Liebert | C11A8G0006 | V5053WDA000849A | OM00026032 | ACU #07 | Basement Room B4 | 142 | NA | R-407C | NA | 480 | 37.6 | Electric | 3 | NA | NA | \Classifications\Building System Class\D30-HVAC Systems\D3050 - Package SYS\Package Unit - PKU | 1011007
19-AM1 | 19-AM1 Downey Courthouse | 19-AM1-D3041-110-AHU04 | Air Handler #1 | NA | 012234809D-R | FT4T40T61Y | OM00033566 |  | MECHANICAL ROOM | NA | 24x24x2 | Chilled water | 40 | 460 | 53 | Electric | 3 | NA | NA | \Classifications\Building System Class\D30-HVAC Systems\D3040 - Distribution SYS\Air Handling Unit - AHU | 1013717
19-AM1 | 19-AM1 Downey Courthouse | 19-AM1-D3050-250-ACU10 | AIR CONDITIONING SPLIT SYSTEM | Mitsubishi Electric | 0001066T | MUZ-D36NA | OM00026031 |  | Employee Eating Break Room | NA | NA | R-410A | NA | 208-230 | 21 | Electric | 3 | NA | NA | \Classifications\Building System Class\D30-HVAC Systems\D3050 - Package SYS\Air Conditioning,Split System - ACU | 1013719
19-AM1 | 19-AM1 Downey Courthouse | 19-AM1-D5010-110-MCC02 | Motor Control Center | Westinghouse Power Line | E688393 | LA8400 | OM00015548 |  | LOWER ROOF | NA | NA | NA | NA | 480 | DNA | Electric | 3 | NA | NA | \Classifications\Building System Class\D50-Electrical SYS\D5010 - Elec Service & Dist\Chiller Room Electrical Panel - MCC | 1013721
19-AM1 | 19-AM1 Downey Courthouse | 19-AM1-D5011-240-TRN01 | ELECTRICAL TRANSFORMER | WESTENG HOUSE | J88B003 | V48M28T12H | OM00033567 |  | MECHANICAL ROOM | NA | NA | NA | NA | 480 | DNA | Electric | 3 | NA | NA | \Classifications\Building System Class\D50-Electrical SYS\D5010 - Elec Service & Dist\Transformer - TRN | 1013722
19-AM1 | 19-AM1 Downey Courthouse | 19-AM1-G2023-150-PEG05 | SECURITY PARKING GATE - JUDGES- 4 | HY Secutiry Gate | SCX010010024 | 222CX | OM00033570 |  | WEST SIDE OF THE BUILDING | NA | NA | NA | 2 | 208-230/460 | 6.6-5.8/2.9 | Electric | 1 | NA | NA | \Classifications\Building System Class\G20-Other Systems\G2020 - Parking Lots\Secured Parking Gate - PEG | 1013724
19-AM1 | 19-AM1 Downey Courthouse | 19-AM1-D2030-410-PMS02 | Sewage Ejector Pump #1 (Sally Port) | Landia Pump | GN-600-34 | MPG4 | OM00033575 |  | SALLY PORT ENTRANCE | NA | NA | NA | 7.5 | 460 | 8.6 | Electric | 3 | NA | NA | \Classifications\Building System Class\D20-Plumbing\D2030 - Sani Waste\Sewage Ejector Pump - PMS | 1013725
19-AM1 | 19-AM1 Downey Courthouse | 19-AM1-D3041-110-AHU05 | Air Handler #2 | Temptrol | 34096 | DHT41M | OM00015552 |  | Floor 3 MECHANICAL ROOM | B95 (4) | 24X24X15(10); 12X24X15(5) | Chilled water | 30 | 460 | DNA | Electric | 3 |  | NA | \Classifications\Building System Class\D30-HVAC Systems\D3040 - Distribution SYS\Air Handling Unit - AHU | 1014738
19-AM1 | 19-AM1 Downey Courthouse | 19-AM1-D3041-230-RFN01 | Return Fan #1 | Barry Blower | 4SM 0488 | 402 AF CCW | OM00036289 |  | Lower Mechanical Room | B136 (2) | NA | NA | 10 | 208-230/460 | 28-26.6/13.3 | Electric | 3 | NA | NA | \Classifications\Building System Class\D30-HVAC Systems\D3040 - Distribution SYS\Supply/Exhaust/Return fans- FAN | 1014913
19-AM1 | 19-AM1 Downey Courthouse | 19-AM1-D3041-230-RFN02 | Return Fan #2 | Barry Blower | 4SM 0489 | 402 AF CCW | OM00036290 |  | Lower Mechanical Room | B136 (2) | NA | NA | 10 | 208-230/460 | 26.3-23.8/11.9 | Electric | 3 | NA | NA | \Classifications\Building System Class\D30-HVAC Systems\D3040 - Distribution SYS\Supply/Exhaust/Return fans- FAN | 1014914
19-AM1 | 19-AM1 Downey Courthouse | 19-AM1-D3041-160-FDP02 | Fire Damper #2 | NA | NA | NA | OM00036292 |  | Lower Mechanical Room | NA | NA | NA | NA | NA | NA | NA | NA | NA | NA | \Classifications\Building System Class\D30-HVAC Systems\D3040 - Distribution SYS\Fire Dampers - FDP | 1014915
19-AM1 | 19-AM1 Downey Courthouse | 19-AM1-D3041-210-SFN01 | Supply Fan #1 | Barry Blower | 4SM 0486 | 402-AF-CW | OM00036293 |  | Western end of secured hallway | B150 (3) | 24X24X15 (45) | NA | 40 | 230/460 | 96/48 | Electric | 3 | NA | NA | \Classifications\Building System Class\D30-HVAC Systems\D3040 - Distribution SYS\Supply/Exhaust/Return fans- FAN | 1014916
19-AM1 | 19-AM1 Downey Courthouse | 19-AM1-D3041-210-SFN02 | Supply Fan #2 | Barry Blower | 4SM 0487 | 402 AF CCW | OM00036294 |  | Western end of secured hallway | B150 (3) | 24X24X15 (45) | NA | 40 | 230/460 | 96/48 | Electric | 3 | NA | NA | \Classifications\Building System Class\D30-HVAC Systems\D3040 - Distribution SYS\Supply/Exhaust/Return fans- FAN | 1014917
19-AM1 | 19-AM1 Downey Courthouse | 19-AM1-D3041-160-FDP01 | Fire Damper #1 | NA | NA | NA | OM00036295 |  | Western end of secured hallway | NA | NA | NA | NA | NA | NA | NA | NA | NA | NA | \Classifications\Building System Class\D30-HVAC Systems\D3040 - Distribution SYS\Fire Dampers - FDP | 1014918
19-AM1 | 19-AM1 Downey Courthouse | 19-AM1-D3042-220-EFN07 | Exhaust Fan #7 | Green Heck | A800A814 | BSQ-24-20 | OM00036296 |  | Off of Sallyport driveway | DNA | NA | NA | 2 | 260 | 2.8 | Electric | 3 | NA | NA | \Classifications\Building System Class\D30-HVAC Systems\D3040 - Distribution SYS\Supply/Exhaust/Return fans- FAN | 1014919
19-AM1 | 19-AM1 Downey Courthouse | 19-AM1-D4094-450-SFM03 | Halon Fire Extinguishing System SFM03 | Patrionics | NA | H-60 | OM00035610 |  | Evidence safe walls by admin office | NA | NA | NA | NA | 24 | DNA | Electric | DNA | NA | NA | \Classifications\Building System Class\D40-Fire Protection SYS\D4090 - Other Fire Protection Systems\Fire Suppression, Gaseous - SFM | 1015403
19-AM1 | 19-AM1 Downey Courthouse | 19-AM1-D4094-450-SFM01 | Halon Fire Extinguishing SFM01 | Patrionics | 116929 | H60R | OM00035611 |  | Mechanical Room for MCR, Basement |  |  | NA | [7 empty] | \Classifications\Building System Class\D40-Fire Protection SYS\D4090 - Other Fire Protection Systems\Fire Suppression, Gaseous - SFM | 1015404
19-AM1 | 19-AM1 Downey Courthouse | 19-AM1-D4094-450-SFM02 | Halon Fire Extinguishing System SFM02 | PyroTronics | NA | H125 | OM00037984 |  | In the IT room on the security hallway | NA | NA | NA | NA | NA | DNA | Electric | DNA | NA | NA | \Classifications\Building System Class\D40-Fire Protection SYS\D4090 - Other Fire Protection Systems\Fire Suppression, Gaseous - SFM | 1015405
19-AM1 | 19-AM1 Downey Courthouse | 19-AM1-D4013-200-PRE02 | FIRE SYSTEMS, PREACTION SYSTEM #2 | VIKING GROUP | NA | E1 | OM00035617 |  | BY SHERIFF GYM/JANITORIAL ROOM | NA | NA | NA | NA | NA | NA | NA | NA | NA | NA | \Classifications\Building System Class\D40-Fire Protection SYS\D4010 - Sprinkler SYS\Fire Systems, Preaction System - PRE | 1015652
19-AM1 | 19-AM1 Downey Courthouse | 19-AM1-D4013-124-FST01 | FIRE SPRINKLER SYSTEM AIR STORAGE TANK #1 | GAST | 1288 | 3LBA-11-M300X | OM00035618 |  | JANITORIAL ROOM BY SHERIFFS' GYM | NA | NA | NA | 1/3 | 115 | 5.8 | Electric | 1 | NA | NA | \Classifications\Building System Class\D40-Fire Protection SYS\D4010 - Sprinkler SYS\Fire Sprinkler System Air Storage Tank - FST | 1015653
19-AM1 | 19-AM1 Downey Courthouse | 19-AM1-G3060-320-DFP01 | PUMP, DIESEL FUEL TRANSFER #1 | Oberdorfer | 79850308F | 992R | OM00035620 |  | GENERATOR ROOM NEAR THE JUDGES PARKING LOT | NA | NA | NA | 1/3 | 115 | 6.6 | Electric | 1 | NA | NA | \Classifications\Building System Class\G30-Site Mechanical Utilities\G3060 - Fuel Distribution\Pump, Fuel, Diesel Fuel Transfer Pump - DFP | 1015655
19-AM1 | 19-AM1 Downey Courthouse | 19-AM1-D3042-220-EFN01 | FAN, EXHAUST #1 (BELT DRIVEN) | GREENHECK | 88008807 | CUBE-30-15X | OM00015533 |  | SOUTH EAST ROOF | 4L440 | NA | NA | 1.5 | 460 | DNA | Electric | 3 | NA | NA | \Classifications\Building System Class\D30-HVAC Systems\D3040 - Distribution SYS\Supply/Exhaust/Return fans- FAN | 1015657
19-AM1 | 19-AM1 Downey Courthouse | 19-AM1-D3042-220-EFN02 | FAN, EXHAUST #2 (BELT DRIVEN) | GREENHECK | 13513726_1312 | CUBE-180-LMDG | OM00040660 |  | NORTH EAST ROOF | A25 | NA | NA | 0.75 | 480 | DNA | Electric | 3 | NA | NA | \Classifications\Building System Class\D30-HVAC Systems\D3040 - Distribution SYS\Supply/Exhaust/Return fans- FAN | 1015658
19-AM1 | 19-AM1 Downey Courthouse | 19-AM1-D3042-220-EFN03 | FAN, EXHAUST #3 (BELT DRIVEN) | GREENHECK | 88008809 | CUBE-HP-24-15X | OM00040657 |  | NORTH WEST ROOF | 4L380 | NA | NA | 1.5 | 480 | DNA | Electric | 3 | NA | NA | \Classifications\Building System Class\D30-HVAC Systems\D3040 - Distribution SYS\Supply/Exhaust/Return fans- FAN | 1015659
19-AM1 | 19-AM1 Downey Courthouse | 19-AM1-D3042-220-EFN04 | FAN, EXHAUST #4 (BELT DRIVEN) | GREENHECK | 88008810 | CUBE 18-5X | OM00040658 |  | NORTH WEST ROOF | 4L320 | NA | NA | 1.5 | 460 | 1.2 | Electric | 3 | NA | NA | \Classifications\Building System Class\D30-HVAC Systems\D3040 - Distribution SYS\Supply/Exhaust/Return fans- FAN | 1015660
19-AM1 | 19-AM1 Downey Courthouse | 19-AM1-D3042-220-EFN11 | FAN, EXHAUST #11 (BELT DRIVEN) | GREENHECK | 88008817 | BSQ-8-3 | OM00035613 |  | Basement B-4 | 3L410 | NA | NA | 0.333333333 | 110 | 6.5 | Electric | 1 | NA | NA | \Classifications\Building System Class\D30-HVAC Systems\D3040 - Distribution SYS\Supply/Exhaust/Return fans- FAN | 1015661
19-AM1 | 19-AM1 Downey Courthouse | 19-AM1-D3042-220-EFN12 | FAN, EXHAUST #12 (BELT DRIVEN) | GREENHECK | 88008811 | CUBE-10-4X | OM00040659 |  | NW corner of roof | 3L200 | NA | NA | 41643 | 110 | DNA | Electric | 1 | NA | NA | \Classifications\Building System Class\D30-HVAC Systems\D3040 - Distribution SYS\Supply/Exhaust/Return fans- FAN | 1015662
19-AM1 | 19-AM1 Downey Courthouse | 19-AM1-D3042-220-EFN15 | FAN, EXHAUST #15 (BELT DRIVEN) | GREENHECK | 88008820 | CUBE-18-7X | OM00040625 |  | 1ST FLOOR SALLY PORT | 4L290 | NA | NA | 41702 | 460 | 1.5 | Electric | 3 | NA | NA | \Classifications\Building System Class\D30-HVAC Systems\D3040 - Distribution SYS\Supply/Exhaust/Return fans- FAN | 1015663
19-AM1 | 19-AM1 Downey Courthouse | 19-AM1-E1033-310-HLF01 | LOADING DOCK LEVELER #1 (HYDRAULIC) | RITE HITE CORP | 556/901217 | ST9685 | OM00035615 |  | LOADING DOCK IN SECURITY JUDGES' PARKING | NA | NA | NA | NA | NA | DNA | Electric | DNA | NA | NA | \Classifications\Building System Class\E10-Equipment\E1030 - Vehicular Equipment\Hydraulic Lift,Loading Dock - HLF | 1015671
19-AM1 | 19-AM1 Downey Courthouse | 19-AM1-E1033-310-HLF02 | LOADING DOCK LEVELER #2 (HYDRAULIC) | RITE HITE CORP | 535900980 | ST9685 | OM00035616 |  | LOADING DOCK IN SECURITY JUDGES' PARKING | NA | NA | NA | NA | NA | DNA | Electric | DNA | NA | NA | \Classifications\Building System Class\E10-Equipment\E1030 - Vehicular Equipment\Hydraulic Lift,Loading Dock - HLF | 1015672
19-AM1 | 19-AM1 Downey Courthouse | 19-AM1-D5010-200-ESD01 | MAIN ELECTRICAL PANEL | WESTINGHOUSE | B075766 | LA68400 | OM00035787 |  | 1ST FLOOR ELECTRICAL ROOM | NA | NA | NA |  | 277/480 | 2500 | Electric |  | NA | NA | \Classifications\Building System Class\D50-Electrical SYS\D5010 - Elec Service & Dist\Electical Service and Distribution - ESD | 1016262
19-AM1 | 19-AM1 Downey Courthouse | 19-AM1-B2010-100-BLD01 | Building | NA | NA | NA | OM00037879 | [12 empty] | \Classifications\Building System Class\B20-General Building Exterior\B2010 - Exterior Walls\Building - BLD | 1016535
19-AM1 | 19-AM1 Downey Courthouse | 19-AM1-D2023-310-HWP01 | CIRCULATING DOMESTIC HOT WATER PUMP | BELL & GOSSETT | 102213LF | SERIES HV BNFI | OM00015559 |  | UPPER MECH ROOM WESTEND N/W SIDE 3RD FL | NA | NA | NA | 1/6 | 110 | DNA | Electric | 1 | NA | NA | \Classifications\Building System Class\D20-Plumbing\D2020 - Domestic Water\Domestic Hot Water Circulating Pump - HWP | 1016746
19-AM1 | 19-AM1 Downey Courthouse | 19-AM1-D3050-250-ACU11 | Air Conditioning (CRAC Unit) (Rm 416) | Hiross | 611433EF | F41RI400B02 | OM00037918 |  | 4th Floor Room 416 Microwave Room | NA | 22x22x2 | R-22 | NA | 480 | 30 | ELECTRIC | 3 | NA | NA | \Classifications\Building System Class\D30-HVAC Systems\D3050 - Package SYS\Air Conditioning,Split System - ACU | 1017322
19-AM1 | 19-AM1 Downey Courthouse | 19-AM1-D3031-210-CDR01 | Condenser Unit #1 (Cooling Tower) | Larkin | 88649251 | PFG 10 SM | OM00015540 |  | Roof Adjacent to Cooling Towers | NA | NA | NA | 1.5 | 480 | 11.3 | ELECTRIC | 3 | NA | NA | \Classifications\Building System Class\D30-HVAC Systems\D3030 - Cooling SYS\Condensing Unit (Air and/or Water) - CDR | 1017323
19-AM1 | 19-AM1 Downey Courthouse | 19-AM1-D3031-210-CDR02 | Condenser Unit #2 (Cooling Tower) | Larkin | 88649481 | PFG 10 SM | OM00015541 |  | Roof Adjacent to Cooling Towers | NA | NA | NA | 1.5 | 480 | 11.3 | ELECTRIC | 3 | NA | NA | \Classifications\Building System Class\D30-HVAC Systems\D3030 - Cooling SYS\Condensing Unit (Air and/or Water) - CDR | 1017324
19-AM1 | 19-AM1 Downey Courthouse | 19-AM1-B2034-400-DOH03 | Overhead Rollup Electric Door (Westside Sally Port) | Lawrence Roll-Up Doors | 08A146312 | NA | OM00035621 |  | Westside Sally Port Buses | NA | NA | NA | 1/2 | 208-230/460 | 2.4/1.2 | Electric | 3 | NA | NA | \Classifications\Building System Class\B20-General Building Exterior\B2030 - Exterior Doors\Door,Overhead-Shutter,Manual,Elec,Roll-up - DOH | 1018282
19-AM1 | 19-AM1 Downey Courthouse | 19-AM1-G3063-100-DFS01 | Diesel Fuel Leak Detection System (Judges Parking) | EBLU | NA | NA | OM00015525 |  | Judges Parking Lot | NA | NA | NA | NA | NA | DNA | Electric | DNA | NA | NA | \Classifications\Building System Class\G30-Site Mechanical Utilities\G3060 - Fuel Distribution\Diesel Fuel Leak Detection System - DFS | 1018285
19-AM1 | 19-AM1 Downey Courthouse | 19-AM1-D3042-220-EFN06 | Exhaust Fan #6 (Westside Sally Port) | Greenheck Inc | 8808813 | BSQ83 | OM00040640 |  | Westside Sally Port Pump Room | 3L410 (1) | NA | NA | 1/3 | 115 | 6.6 | Electric | 1 | NA | NA | \Classifications\Building System Class\D30-HVAC Systems\D3040 - Distribution SYS\Supply/Exhaust/Return fans- FAN | 1018287
19-AM1 | 19-AM1 Downey Courthouse | 19-AM1-D3042-220-EFN09 | Exhaust Fan #9 (Main Electrical Room) | Greenheck Inc | 8808816 | BSQ167 | OM00040573 |  | Main Electrical Room | 3L400 (1) | NA | NA | 3/4 | 480 | 2.9-3/1.5 | Electric | 3 | NA | NA | \Classifications\Building System Class\D30-HVAC Systems\D3040 - Distribution SYS\Supply/Exhaust/Return fans- FAN | 1018289
19-AM1 | 19-AM1 Downey Courthouse | 19-AM1-D4010-150-FMS02 | Fire System, Stand Pipe Deluge (Rm 128) | Viking | NA | NA | OM00040637 |  | Room 128 in Closet | NA | NA | NA | NA | NA | NA | NA | NA | NA | NA | \Classifications\Building System Class\D40-Fire Protection SYS\D4010 - Sprinkler SYS\Fire Systems, stand pipes - FMS | 1018292
19-AM1 | 19-AM1 Downey Courthouse | 19-AM1-D4010-150-FMS03 | Fire System, Stand Pipe Deluge (Rm 253) | Viking | NA | E1 | OM00040664 |  | Room 253 Custodian Room | NA | NA | NA | NA | NA | NA | NA | NA | NA | NA | \Classifications\Building System Class\D40-Fire Protection SYS\D4010 - Sprinkler SYS\Fire Systems, stand pipes - FMS | 1018293
19-AM1 | 19-AM1 Downey Courthouse | 19-AM1-D2040-100-PSU02 | Sump Pump #2 (Pump Room) | Calhoun & Paxon | 30292 | CC088-01-02-03-14-XX-1 | OM00037983 |  | Pump Room | NA | NA | NA | 3/4 | 460 | DNA | Electric | 3 | NA | NA | \Classifications\Building System Class\D20-Plumbing\D2040 - Rain Drain\Sump Pump - PSU | 1018299
19-AM1 | 19-AM1 Downey Courthouse | 19-AM1-G3010-210-PWT01 | Potable Water Storage Tank (Boiler Rm) | Wessells Company | M2188687 | NA | OM00040661 |  | Boiler Room | NA | NA | NA | NA | NA | NA | NA | NA | NA | NA | \Classifications\Building System Class\G30-Site Mechanical Utilities\G3010 - Water Supply\Potable Water Storage Tank - PWT | 1018301
19-AM1 | 19-AM1 Downey Courthouse | 19-AM1-D5010-200-ESD03 | Electrical Switchboard (Generator Rm) | Westinghouse Electric | B075460 | LA68400 | OM00015524 |  | Judges Parking Lot Generator Room | NA | NA | NA | NA | 480-277 | 1200 | Electric | 3 | NA | NA | \Classifications\Building System Class\D50-Electrical SYS\D5010 - Elec Service & Dist\Electical Service and Distribution - ESD | 1018300
19-AM1 | 19-AM1 Downey Courthouse | 19-AM1-D5010-200-ESD04 | Electrical Switchboard (Elevator Rm B1) | Westinghouse Electric | B075229 | LA68400 | OM00040577 |  | Elevator Room B1 | NA | NA | NA | NA | 480 | 400 | Electric | 3 | NA | NA | \Classifications\Building System Class\D50-Electrical SYS\D5010 - Elec Service & Dist\Electical Service and Distribution - ESD | 1018303
19-AM1 | 19-AM1 Downey Courthouse | 19-AM1-D5010-200-ESD05 | Electrical Switchboard (Main Electrical Rm) | Westinghouse Electric | B075223 | LA68400 | OM00040628 |  | Main Electrical Room | NA | NA | NA | NA | 208/120 | 400 | Electric | 3 | NA | NA | \Classifications\Building System Class\D50-Electrical SYS\D5010 - Elec Service & Dist\Electical Service and Distribution - ESD | 1018302
19-AM1 | 19-AM1 Downey Courthouse | 19-AM1-D5010-200-ESD06 | Electrical Switchboard (Main Electrical Rm) | Westinghouse Electric | B075226 | LA68400 | OM00040626 |  | Main Electrical Room | NA | NA | NA | NA | 208/120 | 800 | Electric | 3 | NA | NA | \Classifications\Building System Class\D50-Electrical SYS\D5010 - Elec Service & Dist\Electical Service and Distribution - ESD | 1018304
19-AM1 | 19-AM1 Downey Courthouse | 19-AM1-D5010-200-ESD11 | Electrical Switchboard (Roof Electrical Rm) | Westinghouse Electric | B075225 | LA68400 | OM00040578 |  | Roof Electrical Room | NA | NA | NA | NA | 480/277 | DNA | Electric | 3 | NA | NA | \Classifications\Building System Class\D50-Electrical SYS\D5010 - Elec Service & Dist\Electical Service and Distribution - ESD | 1018309
19-AM1 | 19-AM1 Downey Courthouse | 19-AM1-D4094-450-SFM04 | Halon Fire Extinguishing System (Rm B4) | PyroTronics | 51131 | H6040 | OM00035612 |  | Room B4 Next to ABM Office | NA | NA | NA | NA | 24 | DNA | Electric | DNA | NA | NA | \Classifications\Building System Class\D40-Fire Protection SYS\D4090 - Other Fire Protection Systems\Fire Suppression, Gaseous - SFM | 1018310
19-AM1 | 19-AM1 Downey Courthouse | 19-AM1-D1013-310-WCL01 | Wheelchair Lifts (Rm 123) | Autoquip Corp | 38941888 | 16L45-RH | OM00040636 | PEND RISK RVW | Dept 1 Room 123 | NA | NA | NA | NA | NA | DNA | Electric | DNA | NA | NA | \Classifications\Building System Class\D10-Conveyance Systems\D1010 - Elevator\Wheelchair Lift - WCL | 1018313
19-AM1 | 19-AM1 Downey Courthouse | 19-AM1-D1013-310-WCL03 | Wheelchair Lifts (Rm 251) | Autoquip Corp | 38941839 | 18LA5LH | OM00040662 | PEND RISK RVW | Dept 2 Room 250 | NA | NA | NA | NA | NA | DNA | Electric | DNA | NA | NA | \Classifications\Building System Class\D10-Conveyance Systems\D1010 - Elevator\Wheelchair Lift - WCL | 1018315
19-AM1 | 19-AM1 Downey Courthouse | 19-AM1-D1013-310-WCL06 | Wheelchair Lifts (Rm 337) | Autoquip Corp | 38941885 | 16L45RH | OM00040631 | PEND RISK RVW | Dept 5 Room 337 | NA | NA | NA | NA | NA | DNA | Electric | DNA | NA | NA | \Classifications\Building System Class\D10-Conveyance Systems\D1010 - Elevator\Wheelchair Lift - WCL | 1018318
19-AM1 | 19-AM1 Downey Courthouse | 19-AM1-B2034-400-DOH02 | Overhead Rollup Electric Door (Eastside Sally Port) | NA | NA | NA | OM00035622 |  | Eastside Sally Port Buses | NA | NA | NA | 3/4 | 208-230/460 | 3.4/1.7 | Electric | 3 | NA | NA | \Classifications\Building System Class\B20-General Building Exterior\B2030 - Exterior Doors\Door,Overhead-Shutter,Manual,Elec,Roll-up - DOH | 1018283
19-AM1 | 19-AM1 Downey Courthouse | 19-AM1-B2034-400-DOH04 | Overhead Rollup Manual Door (Snack Shop) | Cookson | DNA | DNA | OM00040638 |  | Snack Shop | NA | NA | NA | NA | NA | NA | NA | NA | NA | NA | \Classifications\Building System Class\B20-General Building Exterior\B2030 - Exterior Doors\Door,Overhead-Shutter,Manual,Elec,Roll-up - DOH | 1018284
19-AM1 | 19-AM1 Downey Courthouse | 19-AM1-D3042-220-EFN05 | Exhaust Fan #5 (Westside Sally Port) | Greenheck Inc | 8808812 | BSQ187 | OM00040639 |  | Westside Sally Port Pump Room | 3L410 (1) | NA | NA | 3/4 | 208-230/460 | 2.9-3/1.5 | Electric | 3 | NA | NA | \Classifications\Building System Class\D30-HVAC Systems\D3040 - Distribution SYS\Supply/Exhaust/Return fans- FAN | 1018286
19-AM1 | 19-AM1 Downey Courthouse | 19-AM1-D3042-220-EFN08 | Exhaust Fan #8 (Chiller Room) | Greenheck Inc | 8808815 | BSQ167 | OM00040575 |  | Chiller room | NA | NA | NA | 3/4 | 208-230/460 | 2.9-3/1.5 | Electric | 3 | NA | NA | \Classifications\Building System Class\D30-HVAC Systems\D3040 - Distribution SYS\Supply/Exhaust/Return fans- FAN | 1018288
19-AM1 | 19-AM1 Downey Courthouse | 19-AM1-D3042-220-EFN14 | Exhaust Fan #14 (Janitorial Office Loading Dock) | Greenheck Inc | 88C08819 | BSQ74 | OM00040624 |  | Janitorial Office in Loading Dock | 3L400 (1) | NA | NA | 1/4 | 115 | 5.6 | Electric | 1 | NA | NA | \Classifications\Building System Class\D30-HVAC Systems\D3040 - Distribution SYS\Supply/Exhaust/Return fans- FAN | 1018290
19-AM1 | 19-AM1 Downey Courthouse | 19-AM1-D3020-100-HET01 | Heater Water Expansion Tank (Chiller Rm) | Wessells Company | NA | NA | OM00040576 |  | Chiller room | NA | NA | NA | NA | NA | NA | NA | NA | NA | NA | \Classifications\Building System Class\D30-HVAC Systems\D3020 - Heat SYS\Heater Water Expansion Tank - HET | 1018291
19-AM1 | 19-AM1 Downey Courthouse | 19-AM1-D4010-150-FMS04 | Fire System, Stand Pipe Deluge (Rm 352) | Viking | NA | E1 | OM00040629 |  | Room 352 Custodian Room | NA | NA | NA | NA | NA | NA | NA | NA | NA | NA | \Classifications\Building System Class\D40-Fire Protection SYS\D4010 - Sprinkler SYS\Fire Systems, stand pipes - FMS | 1018294
19-AM1 | 19-AM1 Downey Courthouse | 19-AM1-D5010-110-MCC03 | Motor Control Center (Main Electrical Rm) | Westinghouse Electric | E688371 | Series 2100 | OM00040571 |  | Main Electrical Room | NA | NA | NA | NA | 480 | 600 | Electric | 3 | NA | NA | \Classifications\Building System Class\D50-Electrical SYS\D5010 - Elec Service & Dist\Chiller Room Electrical Panel - MCC | 1018295
19-AM1 | 19-AM1 Downey Courthouse | 19-AM1-D5010-110-MCC04 | Motor Control Center (Rm 303) | Westinghouse Electric | E668452 | Series 2100 | OM00040632 |  | Electrical Room 303 | NA | NA | NA | NA | 480 | 600 | Electric | 3 | NA | NA | \Classifications\Building System Class\D50-Electrical SYS\D5010 - Elec Service & Dist\Chiller Room Electrical Panel - MCC | 1018296
19-AM1 | 19-AM1 Downey Courthouse | 19-AM1-D3044-125-PHW01 | Hot Water Pump (Boiler Rm) | Bell & Gossett | 1461884 | 638BF | OM00015561 |  | Boiler Room | NA | NA | NA | 2 | 208-230/460 | 6.2/3.1 | Electric | 3 | NA | NA | \Classifications\Building System Class\D30-HVAC Systems\D3040 - Distribution SYS\Hot Water Pump - PHW | 1018297
19-AM1 | 19-AM1 Downey Courthouse | 19-AM1-D3044-125-PHW02 | Hot Water Pump (Boiler Rm) | Marathon | NA | TVF145TTDR535DAAL | OM00015560 |  | Boiler Room | NA | NA | NA | 2 | 208-230/460 | 6.2/3.1 | Electric | 3 | NA | NA | \Classifications\Building System Class\D30-HVAC Systems\D3040 - Distribution SYS\Hot Water Pump - PHW | 1018298
19-AM1 | 19-AM1 Downey Courthouse | 19-AM1-D5010-200-ESD07 | Electrical Switchboard (Main Electrical Rm) | Westinghouse Electric | B075459 | LA68400 | OM00040572 |  | Main Electrical Room | NA | NA | NA | NA | 277/480 | 1000 | Electric | 3 | NA | NA | \Classifications\Building System Class\D50-Electrical SYS\D5010 - Elec Service & Dist\Electical Service and Distribution - ESD | 1018305
19-AM1 | 19-AM1 Downey Courthouse | 19-AM1-D5010-200-ESD08 | Electrical Switchboard (Main Electrical Rm) | Westinghouse Electric | B075228 | LA68400 | OM00040627 |  | Main Electrical Room | NA | NA | NA | NA | 277/480 | 600 | Electric | 3 | NA | NA | \Classifications\Building System Class\D50-Electrical SYS\D5010 - Elec Service & Dist\Electical Service and Distribution - ESD | 1018306
19-AM1 | 19-AM1 Downey Courthouse | 19-AM1-D5010-200-ESD09 | Electrical Switchboard (Roof Electrical Rm) | Westinghouse Electric | B075224 | LA68400 | OM00040656 |  | Roof Electrical Room | NA | NA | NA | NA | 208/120 | 400 | Electric | 3 | NA | NA | \Classifications\Building System Class\D50-Electrical SYS\D5010 - Elec Service & Dist\Electical Service and Distribution - ESD | 1018307
19-AM1 | 19-AM1 Downey Courthouse | 19-AM1-D5010-200-ESD10 | Electrical Switchboard (Roof Electrical Rm) | Westinghouse Electric | B075227 | LA68400 | OM00040580 |  | Roof Electrical Room | NA | NA | NA | NA | 480/277 | 800 | Electric | 3 | NA | NA | \Classifications\Building System Class\D50-Electrical SYS\D5010 - Elec Service & Dist\Electical Service and Distribution - ESD | 1018308
19-AM1 | 19-AM1 Downey Courthouse | 19-AM1-D2023-310-WBS01 | Domestic Water Booster Pump (Pump Rm) | Goulds Pumps | E0004607 | J10S | OM00037981 |  | Pump Room | NA | NA | NA | 1 | 115/230 | 13.0/6.5 | Electric | 1 | NA | NA | \Classifications\Building System Class\D20-Plumbing\D2020 - Domestic Water\Domestic Water Booster System - WBS | 1018311
19-AM1 | 19-AM1 Downey Courthouse | 19-AM1-D2090-650-WSR01 | Water Softener Demineralization (Chiller Rm) | Uniloc | NA | 30C | OM00040574 |  | Chiller room | NA | NA | NA | NA | 115 | 3 | Electric | 1 | NA | NA | \Classifications\Building System Class\D20-Plumbing\D2090 - Other Plumbing SYS\Water Softener - WSR | 1018312
19-AM1 | 19-AM1 Downey Courthouse | 19-AM1-D1013-310-WCL04 | Wheelchair Lifts (Rm 238) | Autoquip Corp | 38941888 | 16L45RH | OM00040663 | PEND RISK RVW | Dept 3 Room 238 | NA | NA | NA | NA | NA | DNA | Electric | DNA | NA | NA | \Classifications\Building System Class\D10-Conveyance Systems\D1010 - Elevator\Wheelchair Lift - WCL | 1018316
19-AM1 | 19-AM1 Downey Courthouse | 19-AM1-D1013-310-WCL05 | Wheelchair Lifts (Rm 349) | Autoquip Corp | 38941888 | 16L45RH | OM00040630 | PEND RISK RVW | Dept 4 Room 349 | NA | NA | NA | NA | NA | DNA | Electric | DNA | NA | NA | \Classifications\Building System Class\D10-Conveyance Systems\D1010 - Elevator\Wheelchair Lift - WCL | 1018317
19-AM1 | 19-AM1 Downey Courthouse | 19-AM1-D1013-310-WCL07 | Wheelchair Lifts (Rm 430) | Autoquip Corp | 38941886 | 188L8A5RH | OM00040634 | PEND RISK RVW | Dept 7 Room 430 | NA | NA | NA | NA | NA | DNA | Electric | DNA | NA | NA | \Classifications\Building System Class\D10-Conveyance Systems\D1010 - Elevator\Wheelchair Lift - WCL | 1018319
19-AM1 | 19-AM1 Downey Courthouse | 19-AM1-D1013-310-WCL08 | Wheelchair Lifts (Rm 441) | Autoquip Corp | 38941838 | 16LA5LH | OM00040633 | PEND RISK RVW | Dept 6 Room 441 | NA | NA | NA | NA | NA | DNA | Electric | DNA | NA | NA | \Classifications\Building System Class\D10-Conveyance Systems\D1010 - Elevator\Wheelchair Lift - WCL | 1018320
19-AM1 | 19-AM1 Downey Courthouse | 19-AM1-D2023-100-BFP05 | Backflow Preventer (Landscape) | Zurn Wilken | B-32609 | 975, 3" | OM00033568 |  | Grounds Landscape | NA | NA | NA | NA | NA | NA | NA | NA | NA | NA | \Classifications\Building System Class\D20-Plumbing\D2020 - Domestic Water\Backflow Preventer - BFP | 1018930
19-AM1 | 19-AM1 Downey Courthouse | 19-AM1-D2023-100-BFP06 | Backflow - Domestic Water 4" | Wilkins | Q11782 | 475 RP 4" | OM00025568 |  | Grounds - Domestic water and fire main vaults | NA | NA | NA | NA | NA | NA | NA | NA | NA | NA | \Classifications\Building System Class\D20-Plumbing\D2020 - Domestic Water\Backflow Preventer - BFP | 1021768
19-AM1 | 19-AM1 Downey Courthouse | 19-AM1-D2023-100-BFP07 | Backflow Prevention Device - Fire (BFP07) | Wilkins | P10176 | 450DA, DC 6" | OM00025566 |  | North East of Erickson Street | NA | NA | NA | NA | NA | NA | NA | NA | NA | NA | \Classifications\Building System Class\D20-Plumbing\D2020 - Domestic Water\Backflow Preventer - BFP | 1021791
19-AM1 | 19-AM1 Downey Courthouse | 19-AM1-D2023-100-BFP08 | Backflow Prevention Device - Fire Bypass (BFP08) | Wilkins | 4392925 | 950XLD, DC .75" | OM00025567 |  | North East of Erickson Street | NA | NA | NA | NA | NA | NA | NA | NA | NA | NA | \Classifications\Building System Class\D20-Plumbing\D2020 - Domestic Water\Backflow Preventer - BFP | 1021792
19-AM1 | 19-AM1 Downey Courthouse | 19-AM1-D5092-210-GEN02 | Emergency Diesel GEN01 | Generac | 1035323353 02 17 | GTA352AIDV B15T | OM00036876 | Gen02 G46544 | Judges Parking | NA | NA | NA | 909 | 480 | 600 | Diesel | 3 | NA | NA | \Classifications\Building System Class\D50-Electrical SYS\D5090 - Elec SYS\Emergency Generator - GEN | 1021814
19-AM1 | 19-AM1 Downey Courthouse | 19-AM1-D5010-234-ATS03 | Electrical, Automatic Transsfer Switch #1 (5th Floor | Eaton | 20170602F010003 | 67C5241G03 | OM00036873 |  | 5th Floor Electrical Room | NA | NA | NA | NA | 480 | 600 | Electric | 3 | NA | NA | \Classifications\Building System Class\D50-Electrical SYS\D5010 - Elec Service & Dist\Automatic Transfer Switch - ATS | 1022059
19-AM1 | 19-AM1 Downey Courthouse | 19-AM1-D5010-234-ATS04 | Electrical, Automatic Transsfer Switch #3 (1st Floor | Eaton | 20170530F010001 | 67C5241G03 | OM00036874 |  | 1sr Floor Main Electrical Room | NA | NA | NA | NA | 480 | 600 | Electric | 3 | NA | NA | \Classifications\Building System Class\D50-Electrical SYS\D5010 - Elec Service & Dist\Automatic Transfer Switch - ATS | 1022060
19-AM1 | 19-AM1 Downey Courthouse | 19-AM1-D3030-310-CTF03 | Cooling Tower Sand Filter 01 | Puroflux | NA | PF-64-020-AP | OM00040742 |  | Next to Cooling Towers | NA | NA | NA | NA | DNA | DNA | Electric | DNA | NA | NA | \Classifications\Building System Class\D30-HVAC Systems\D3030 - Cooling SYS\Cooling Tower Filter - CTF | 1022086
19-AM1 | 19-AM1 Downey Courthouse | 19-AM1-G3063-100-DAT02 | Tank, Fuel Storage Day Tank #1 | Pryco | 06749139 | PY50ULDW | OM00036875 |  | Judges Parking | NA | NA | NA | NA | NA | NA | Diesel | NA | NA | NA | \Classifications\Building System Class\G30-Site Mechanical Utilities\G3060 - Fuel Distribution\Tank, Fuel Storage Day - DAT | 1022085
19-AM1 | 19-AM1 Downey Courthouse | 19-AM1-G2023-150-PEG06 | Sally Port Gate PEG01 | HY Security Gate | 752982-1705-588 | HRG-222 C ST | OM00040741 |  | Erickson St | NA | NA | NA | NA | 208 | 7.9 | Electric | 3 | NA | NA | \Classifications\Building System Class\G20-Other Systems\G2020 - Parking Lots\Secured Parking Gate - PEG | 1022087
19-AN1 | 19-AN1 David V. Kenyon Juvenile Justice Center | 19-AN1-D5092-250-EML05 | Emergency And Exit Lighting - EML05 | NA | NA | NA | OM00033860 |  | 1st Floor | NA | NA | NA | NA | 110 | NA | Electric | 1 | NA | NA | \Classifications\Building System Class\D50-Electrical SYS\D5090 - Elec SYS\Emergency And Exit Lighting - EML | 1011010
19-AN1 | 19-AN1 David V. Kenyon Juvenile Justice Center | 19-AN1-D4031-100-FEX05 | Fire Extinguisher - FEX05 | NA | NA | NA | OM00033859 |  | 1st Floor - Throughout | NA | NA | NA | NA | NA | NA | NA | NA | NA |  | \Classifications\Building System Class\D40-Fire Protection SYS\D4030 - FIRE SPEC\Fire Extinguisher - FEX | 1011011
19-AO1 | 19-AO1 Whittier Courthouse | 19-AO1-D1010-100-ELE01 | Elevator (Left) #1, Passenger | Armor Elevator | 3003772 | VVMC1000PTCSCR | OM00016048 | State ID# 053829 | SEC SCREENING | NA | NA | NA | 40 | 480 | 66 | electric | 3 | NA | NA | \Classifications\Building System Class\D10-Conveyance Systems\D1010 - Elevator\Elevator,Electric,Pass/Freight - ELE | 1008028
19-AO1 | 19-AO1 Whittier Courthouse | 19-AO1-D1010-100-ELE02 | Elevator (Right) #2, Passenger | Armor Elevator | 104 | 4BB | OM00040852 | State ID# 053828 | SEC SCREENING | NA | NA | NA | 40 | 480 | 66 | electric | 3 | NA | NA | \Classifications\Building System Class\D10-Conveyance Systems\D1010 - Elevator\Elevator,Electric,Pass/Freight - ELE | 1008029
19-AO1 | 19-AO1 Whittier Courthouse | 19-AO1-D1010-100-ELE03 | Elevator (Judge's) #3 | Elevator Equipment Corp (EECO) | NA | HMC1000PHC | OM00033114 | State ID# 053718 | From panel chiller room the elevotor door. | 3VX710 (8) | NA | NA | 40 | 480 | 66 | Hydraulic | 3 | NA | NA | \Classifications\Building System Class\D10-Conveyance Systems\D1010 - Elevator\Elevator,Hydraulic,Pass/Freight - ELE | 1008030
19-AO1 | 19-AO1 Whittier Courthouse | 19-AO1-D1010-100-ELE04 | Elevator (Jail) #4 | Elevator Equipment Corp (EECO) | 3020822 | HMC1000PHC | OM00016034 | State ID# 053717 | From door panel chiller room the elevator door. | 3VX710 (8) | NA | NA | 40 | 480 | 66 | Hydraulic | 3 | NA | NA | \Classifications\Building System Class\D10-Conveyance Systems\D1010 - Elevator\Elevator,Hydraulic,Pass/Freight - ELE | 1008031
19-AO1 | 19-AO1 Whittier Courthouse | 19-AO1-D5092-210-GEN01 | EMERGENCY GENERATOR GEN01 | Delco AC Generator | 264H70 | E5278MR | OM00015997 | 165228-G23180 | Basement new side. | NA | NA | NA | 215 | 277 | 173 | Diesel | 3 | NA | NA | \Classifications\Building System Class\D50-Electrical SYS\D5090 - Elec SYS\Emergency Generator - GEN | 1008032
19-AO1 | 19-AO1 Whittier Courthouse | 19-AO1-G3063-100-UST01 | FUEL STORAGE TANK (UNDERGROUND 1000 GALLONS) | XERXES | 84580 | RS500JP3S | OM00016028 |  | NA | NA | NA | NA | NA | 240 | NA | Diesel | 1 | NA | NA | \Classifications\Building System Class\G30-Site Mechanical Utilities\G3060 - Fuel Distribution\Tank, Fuel Storage, Underground - UST | 1008033
19-AO1 | 19-AO1 Whittier Courthouse | 19-AO1-D4010-150-FMS01 | FIRE SPRINKLER MAIN | NA | NA | NA | OM00016002 |  | TAG ON PIPING, MECHANICAL ROOM | NA | NA | NA | NA | NA | NA | NA | NA | NA | NA | \Classifications\Building System Class\D40-Fire Protection SYS\D4010 - Sprinkler SYS\Fire Systems, stand pipes - FMS | 1008034
19-AO1 | 19-AO1 Whittier Courthouse | 19-AO1-D4024-100-FHS16 | HOSE REEL(16) - FHS16 | Potter-Roemer | Multiple | CU60 | OM00016037 |  | H1 WAY | NA | NA | NA | NA | NA | NA | NA | NA | NA | NA | \Classifications\Building System Class\D40-Fire Protection SYS\D4020 - Stand Pipe\Other Stand Pipe Hose Systems - FHS | 1008035
19-AO1 | 19-AO1 Whittier Courthouse | 19-AO1-D3090-114-CMP01 | CONTROL AIR COMPRESSOR #1 | Robertshaw | 200605180077 | QTS3QCB | OM00016003 | State ID# A007573-72 | Basement new | AX52 (2) | NA | NA | NA | 200-230/460 | 5.0-5.2/2.6 | electric | 3 | NA | NA | \Classifications\Building System Class\D30-HVAC Systems\D3090 - Other HVAC Systems and Equipment\Air Compressor - CMP | 1008036
19-AO1 | 19-AO1 Whittier Courthouse | 19-AO1-D3090-114-CMP02 | CONTROL AIR COMPRESSOR #2 | Quincy Compressor | QB1111080087 | QTS3QCB | OM00016052 | State ID# A007574-72 | Penthouse,MECHANICAL ROOM | A52 (1) | NA | NA | 1.0 | 250/460 | 3.2/1.6 | electric | 3 | NA | NA | \Classifications\Building System Class\D30-HVAC Systems\D3090 - Other HVAC Systems and Equipment\Air Compressor - CMP | 1008037
19-AO1 | 19-AO1 Whittier Courthouse | 19-AO1-D2023-100-BFP01 | BFP CHW/HHW BFP01 | WILKINS | W308804 | 975XL (1") | OM00016047 | OW0209916-FA0234855-BD0057002-W 308804 | CHILLER MECH ROOM (LAPHD FORM REQUIRED) | NA | NA | NA | NA | NA | NA | NA | NA | NA | NA | \Classifications\Building System Class\D20-Plumbing\D2020 - Domestic Water\Backflow Preventer - BFP | 1008040
19-AO1 | 19-AO1 Whittier Courthouse | 19-AO1-D2023-100-BFP02 | BACKFLOW PREVENTER #2 (IRRIGATION) | WATTS | (UNREADABLE) | 800M4QT (2") | OM00033022 |  | DNA | NA | NA | NA | NA | NA | NA | NA | NA | NA | NA | \Classifications\Building System Class\D20-Plumbing\D2020 - Domestic Water\Backflow Preventer - BFP | 1008041
19-AO1 | 19-AO1 Whittier Courthouse | 19-AO1-D5010-200-ESD01 | Main Electrical Panel (Rm B7) | WESTINGHOUSE | 323762 | LA48521 | OM00015998 |  | Basement new side. | NA | NA | NA | NA | 480 | 2000 | electric | 3 | NA | NA | \Classifications\Building System Class\D50-Electrical SYS\D5010 - Elec Service & Dist\Electical Service and Distribution - ESD | 1008042
19-AO1 | 19-AO1 Whittier Courthouse | 19-AO1-D3041-110-AHU01 | Air Handler Unit #1 (Rm MB17) | Master Fan Corp | 02346 | FCD | OM00016055 |  | Basement new side | B124 (2) | B124 (2) | Chilled water | 5 | 220 | 14 | electric | 3 | NA | NA | \Classifications\Building System Class\D30-HVAC Systems\D3040 - Distribution SYS\Air Handling Unit - AHU | 1008043
19-AO1 | 19-AO1 Whittier Courthouse | 19-AO1-D3041-110-AHU02 | AHU #2 | Trane Centrifugal Fan Co | SS5334 | FC31 | OM00016056 |  | Basement old side | B95 | 20x20x8 Bag (9) | Chilled water | 3 | 220 | 9 | electric | 3 | NA | NA | \Classifications\Building System Class\D30-HVAC Systems\D3040 - Distribution SYS\Air Handling Unit - AHU | 1008044
19-AO1 | 19-AO1 Whittier Courthouse | 19-AO1-D3041-110-AHU03 | AHU #3 | Barry blower | 70-3670 | NA | OM00016000 |  | Basement new side | B83 (3) | 24x24x15 (9) | Chilled water | 10 | 230/460 | 26/13 | electric | 3 | NA | NA | \Classifications\Building System Class\D30-HVAC Systems\D3040 - Distribution SYS\Air Handling Unit - AHU | 1008045
19-AO1 | 19-AO1 Whittier Courthouse | 19-AO1-D3041-110-AHU04 | AHU #3 | Barry Blower Co | 710254 | AF | OM00016051 |  | MECHANICAL ROOM-1st Floor | B195 (6) | 24x24x12 (32) | Chilled water | 30 | 240/480 | 67/33.6 | electric | 3 | NA | NA | \Classifications\Building System Class\D30-HVAC Systems\D3040 - Distribution SYS\Air Handling Unit - AHU | 1008046
19-AO1 | 19-AO1 Whittier Courthouse | 19-AO1-D2040-100-PSU01 | SUMP PUMP #1 | Paco Pump Company | G23987A | CSOSLD | OM00016001 |  | Basement (new) | NA | NA | NA | NA | 480 | 7 | electric | 3 | NA | NA | \Classifications\Building System Class\D20-Plumbing\D2040 - Rain Drain\Sump Pump - PSU | 1008047
19-AO1 | 19-AO1 Whittier Courthouse | 19-AO1-D3090-220-CMD01 | AIR DRYER #1 | COAIRE | 4075 | CNC M10-1 | OM00040856 |  | BOILER MECH ROOM-1st Floor | NA | NA | R-134 | NA | 115 | 0.9 | electric | 1 | NA | NA | \Classifications\Building System Class\D30-HVAC Systems\D3090 - Other HVAC Systems and Equipment\Compressed Air Dryer - CMD | 1008050
19-AO1 | 19-AO1 Whittier Courthouse | 19-AO1-D2023-310-HWP01 | HEATING HW PUMP #1 HWP01 | Paco Pump Company | 197100458310 | 1120121133L01 | OM00016009 |  | BOILER MECH ROOM - 1st Floor | NA | NA | NA | 7.5 | 480 | 10.5 | electric | 3 | NA | NA | \Classifications\Building System Class\D20-Plumbing\D2020 - Domestic Water\Domestic Hot Water Circulating Pump - HWP | 1008052
19-AO1 | 19-AO1 Whittier Courthouse | 19-AO1-D2023-310-HWP02 | HEATING HW PUMP HWP02 | Paco Pump Company | G21270B | 1120121133201 | OM00016008 |  | BOILER MECH ROOM-1st Floor | NA | NA | NA | 7.5 | 480 | 10.5 | electric | 3 | NA | NA | \Classifications\Building System Class\D20-Plumbing\D2020 - Domestic Water\Domestic Hot Water Circulating Pump - HWP | 1008053
19-AO1 | 19-AO1 Whittier Courthouse | 19-AO1-D2022-260-HWG01 | DOMESTIC HW HEATER HWG01 | American Water Heater Commercial | 0612528448 | DCG 3 100T 199 6NO | OM00016007 |  | BOILER MECH ROOM BASEMENT (NEW SIDE) | NA | NA | NA | NA | 240 | DNA | electric | 1 | 199,000 | DNA | \Classifications\Building System Class\D20-Plumbing\D2020 - Domestic Water\Domestic Water Heater, Gas - HWG | 1008054
19-AO1 | 19-AO1 Whittier Courthouse | 19-AO1-D5010-110-MCC02 | Motor Control Center (Rm MB13) | WESTINGHOUSE | NA | G0LAC48525 | OM00016011 |  | CHLR MECH ROOM - 1st Floor | NA | NA | NA | NA | 480 | 600 | electric | 3 | NA | NA | \Classifications\Building System Class\D50-Electrical SYS\D5010 - Elec Service & Dist\Chiller Room Electrical Panel - MCC | 1008055
19-AO1 | 19-AO1 Whittier Courthouse | 19-AO1-D3031-100-PCH01 | CHILLER PUMP #1 | Taco Pump | 75509 | FM30131285B2J1D1L0 | OM00016016 |  | Basement new side. | NA | NA | NA | 30 | 230/460 | 76/38 | electric | 3 | NA | NA | \Classifications\Building System Class\D30-HVAC Systems\D3030 - Cooling SYS\Chilled Water Pump - PCH | 1008057
19-AO1 | 19-AO1 Whittier Courthouse | 19-AO1-D3031-100-PCH03 | COND WATER PUMP PCH01 | Wilo | 2701041308176 | 201049393 | OM00019952 |  | Basement new side. | NA | NA | NA | 15 | 230/460 | 40/20 | electric | 3 | NA | NA | \Classifications\Building System Class\D30-HVAC Systems\D3030 - Cooling SYS\Chilled Water Pump - PCH | 1008058
19-AO1 | 19-AO1 Whittier Courthouse | 19-AO1-D3031-130-CLR02 | CHILLER #2 | Trane | U18C00346 | RTWD | OM00019958 |  | Basement (new) | NA | NA | R-22 | 15 | 480 | 20 | electric | 3 | NA | NA | \Classifications\Building System Class\D30-HVAC Systems\D3030 - Cooling SYS\Chiller, Water Cooled - CLR | 1008059
19-AO1 | 19-AO1 Whittier Courthouse | 19-AO1-D3031-100-PCH02 | CHILLER PUMP #2 | Wilo | 270104308177 | 201049393 | OM00019959 |  | Basement new side. | NA | NA | NA | NA | 230/460 | 76/38 | electric | 3 | NA | NA | \Classifications\Building System Class\D30-HVAC Systems\D3030 - Cooling SYS\Chilled Water Pump - PCH | 1008060
19-AO1 | 19-AO1 Whittier Courthouse | 19-AO1-D3031-100-PCH04 | COND WATER PUMP PCH04 | Wilo | 2701034233286 | 201049393 | OM00019953 |  | Basement new side | NA | NA | NA | 15 | 230/460 | 40/20 | electric | 3 | NA | NA | \Classifications\Building System Class\D30-HVAC Systems\D3030 - Cooling SYS\Chilled Water Pump - PCH | 1008061
19-AO1 | 19-AO1 Whittier Courthouse | 19-AO1-D2017-100-SHW01 | EMERGENCY EYEWASH STATION SHW01 | Haws Drinking Faucet Co | NA | NA | OM00016021 |  | CHLR MECH ROOM - 1st Floor | NA | NA | NA | NA | NA | NA | NA | NA | NA | NA | \Classifications\Building System Class\D20-Plumbing\D2010 - Plumb Fix\Showers - SHW | 1008062
19-AO1 | 19-AO1 Whittier Courthouse | 19-AO1-D5010-200-ESD06 | Electrical Switchboard (Penthouse) | WESTINGHOUSE | LAC485216 | CGC | OM00016054 |  | OLD SIDE MECH ROOM-1st Floor | NA | NA | NA | NA | 480 | 600 | electric | 3 | NA | NA | \Classifications\Building System Class\D50-Electrical SYS\D5010 - Elec Service & Dist\Electical Service and Distribution - ESD | 1008063
19-AO1 | 19-AO1 Whittier Courthouse | 19-AO1-G2023-150-PEG01 | ROLL UP GATE NORTH PEG01 | Porvene Doors | NA | Series II | OM00016024 |  | OUTSIDE REAR | NA | NA | NA | NA | 480 | DNA | electric | 3 | NA | NA | \Classifications\Building System Class\G20-Other Systems\G2020 - Parking Lots\Secured Parking Gate - PEG | 1008065
19-AO1 | 19-AO1 Whittier Courthouse | 19-AO1-G2023-150-PEG02 | ROLL UP GATE SOUTH PEG02 | Porvene doors | NA | Series II | OM00016025 |  | OUTSIDE REAR | NA | NA | NA | NA | 480 | DNA | electric | 3 | NA | NA | \Classifications\Building System Class\G20-Other Systems\G2020 - Parking Lots\Secured Parking Gate - PEG | 1008066
19-AO1 | 19-AO1 Whittier Courthouse | 19-AO1-D2030-150-MWL01 | Main/Branch Waste System - MWL01 | NA | NA | NA | OM00016026 |  | 1 | NA | NA | NA | NA | NA | NA | NA | NA | NA | NA | \Classifications\Building System Class\D20-Plumbing\D2030 - Sani Waste\Main/Branch Waste System - MWL | 1008068
19-AO1 | 19-AO1 Whittier Courthouse | 19-AO1-B3010-100-RUF01 | Roof - RUF | NA | NA | NA | OM00030614 |  | Roof | NA | NA | NA | NA | NA | NA | NA | NA | NA | NA | \Classifications\Building System Class\B30-Roofing\B3010 - Roof Types\Roof - RUF | 1008069
19-AO1 | 19-AO1 Whittier Courthouse | 19-AO1-G2050-200-LSC01 | Landscaping - LSC | NA | NA | NA | OM00030617 |  | OUTSIDE | NA | NA | NA | NA | NA | NA | NA | NA | NA | NA | \Classifications\Building System Class\G20-Other Systems\G2050 - Landscaping\Landscaping - LSC | 1008070
19-AO1 | 19-AO1 Whittier Courthouse | 19-AO1-D5092-250-ELT01 | Exterior Lighting - ELT | NA | NA | NA | OM00030618 |  | OUTSIDE | NA | NA | NA | NA | NA | NA | NA | NA | NA | NA | \Classifications\Building System Class\D50-Electrical SYS\D5090 - Elec SYS\Exterior Lighting - ELT | 1008071
19-AO1 | 19-AO1 Whittier Courthouse | 19-AO1-G2049-300-HSC01 | Hardscape - HSC | NA | NA | NA | OM00030616 |  | OUTSIDE | NA | NA | NA | NA | NA | NA | NA | NA | NA | NA | \Classifications\Building System Class\G20-Other Systems\G2040 - Site Development\Hardscape - HSC | 1008072
19-AO1 | 19-AO1 Whittier Courthouse | 19-AO1-D4031-100-FEX45 | ABC FIRE EXTINGUISHER FEX45 | Amerex | NA | NA | OM00016035 |  | All | NA | NA | NA | NA | NA | NA | NA | NA | NA | NA | \Classifications\Building System Class\D40-Fire Protection SYS\D4030 - FIRE SPEC\Fire Extinguisher - FEX | 1008073
19-AO1 | 19-AO1 Whittier Courthouse | 19-AO1-D5092-250-EML68 | EMERGENCY LIGHT EML33 EXITSIGNS 35 | NA | NA | NA | OM00033014 |  | All | NA | NA | NA | NA | 110 | DNA | electric | 1 | NA | NA | \Classifications\Building System Class\D50-Electrical SYS\D5090 - Elec SYS\Emergency And Exit Lighting - EML | 1008074
19-AO1 | 19-AO1 Whittier Courthouse | 19-AO1-D5010-234-ATS01 | Automatic Transfer Switch (Main) (Rm B7) | Russell Electric | 2294 | 2253CE | OM00033014 | 210-02-018-01 | MECHANICAL ROOM | NA | NA | NA | NA | 227/480V | 225 | electric | DNA | NA | NA | \Classifications\Building System Class\D50-Electrical SYS\D5010 - Elec Service & Dist\Automatic Transfer Switch - ATS | 1008075
19-AO1 | 19-AO1 Whittier Courthouse | 19-AO1-D5036-200-CSY01 | Clock Systems - CSY | Simplex Master Time System | NA | 2350 | OM00033013 |  | Basement across from Office Techs | NA | NA | NA | NA | NA | DNA | Electric | DNA | NA | NA | \Classifications\Building System Class\D50-Electrical SYS\D5030 - Comm & Security\Clock Systems - CSY | 1010083
19-AO1 | 19-AO1 Whittier Courthouse | 19-AO1-D5037-710-FAP01 | Fire Alarm Panel (Rm B7) | Hochiki American Corp | 91004035 | HA963400251 | OM00015999 |  | MAIN ELECTRIC ROOM | NA | NA | NA | NA | 110 | DNA | Electric | 1 | NA | NA | \Classifications\Building System Class\D50-Electrical SYS\D5030 - Comm & Security\Fire Alarm Panel - FAP | 1011291
19-AO1 | 19-AO1 Whittier Courthouse | 19-AO1-B2010-100-BLD01 | Building BLD | NA | NA | NA | OM00030613 |  | All | NA | NA | NA | NA | NA | NA | NA | NA | NA | NA | \Classifications\Building System Class\B20-General Building Exterior\B2010 - Exterior Walls\Building - BLD | 1013726
19-AO1 | 19-AO1 Whittier Courthouse | 19-AO1-D3020-100-HET01 | Expansion tank 1 water heater | Apco Industries | NA | 6535 | OM00033117 | 220-24-022-02 | Boiler room. | NA | NA | NA | NA | NA | NA | Electric | NA | NA | NA | \Classifications\Building System Class\D30-HVAC Systems\D3020 - Heat SYS\Heater Water Expansion Tank - HET | 1013727
19-AO1 | 19-AO1 Whittier Courthouse | 19-AO1-D3030-110-CTW01 | Cooling tower 1 | Evap Co | 926011 | AT849A | OM00033018 |  | Over bus entrance | B 148 | NA | na | 7.5 | 460 | 10 | Electric | 3 | NA | NA | \Classifications\Building System Class\D30-HVAC Systems\D3030 - Cooling SYS\Cooling Tower - CTW | 1013728
19-AO1 | 19-AO1 Whittier Courthouse | 19-AO1-D3030-110-CTW02 | Cooling tower 2 | Evapco | 926010 | AT849A | OM00033019 |  | BLD | B148 | NA | NA | 7.5 | 460 | 10 | Electric | 3 | NA | NA | \Classifications\Building System Class\D30-HVAC Systems\D3030 - Cooling SYS\Cooling Tower - CTW | 1013729
19-AO1 | 19-AO1 Whittier Courthouse | 19-AO1-D3040-120-FCU01 | Fan Coil Unit (Rear Parking) | Air Fan Co | 9505 | AH115H | OM00033109 |  | Ground basement door. | A59 (1) | 16x20x2 | NA | 1.5 | 220/440 | 2.6/2.3 | Electric | 3 | NA | NA | \Classifications\Building System Class\D30-HVAC Systems\D3040 - Distribution SYS\Fan Coil Unit - FCU | 1013730
19-AO1 | 19-AO1 Whittier Courthouse | 19-AO1-D3042-220-EFN02 | Belt driven Exahaust fan 2 | Recol Fan Co | C23235L | AH100 | OM00033116 |  | Inside celling Intail elevator room. | AX52 (2) | NA | NA | 1.5 | 208-230/460 | 5.1-4.8/2.4 | Electric | 3 | NA | NA | \Classifications\Building System Class\D30-HVAC Systems\D3040 - Distribution SYS\Supply/Exhaust/Return fans- FAN | 1013731
19-AO1 | 19-AO1 Whittier Courthouse | 19-AO1-D3042-220-EFN03 | Bolt driven exhaust fan 3 | Recol Fan Co | C23256L | AH13 | OM00033115 |  | CHILLER ROOM | B148 (1) | NA | NA | 1/2 | 115/208-230 | 8.8-4.2/4.4 | Electric | DNA | DNA | NA | \Classifications\Building System Class\D30-HVAC Systems\D3040 - Distribution SYS\Supply/Exhaust/Return fans- FAN | 1013732
19-AO1 | 19-AO1 Whittier Courthouse | 19-AO1-D2023-100-BFP03 | BACKFLOW PREVENTER #3 (COOLING TWR) | FEBCO | AG-3639 | 825Y (2") | OM00033016 | OW0209916-FA0234855-BD0015394 | Over bus gate. (LAPHD FORM REQUIRED) | NA | NA | NA | NA | NA | NA | NA | NA | NA | NA | \Classifications\Building System Class\D20-Plumbing\D2020 - Domestic Water\Backflow Preventer - BFP | 1013733
19-AO1 | 19-AO1 Whittier Courthouse | 19-AO1-D2023-100-BFP04 | BFP Back flow preventer "2" ( Cooling tower) | FEBCO | A1-2189 | 825Y (2") | OM00033017 | OW0209916-FA0234855-BD0057003 | Over bus entrance (LAPHD FORM REQUIRED) | NA | NA | NA | NA | NA | NA | NA | NA | NA | NA | \Classifications\Building System Class\D20-Plumbing\D2020 - Domestic Water\Backflow Preventer - BFP | 1013734
19-AO1 | 19-AO1 Whittier Courthouse | 19-AO1-D5010-234-ATS02 | Automatic Transfer Switch (Elevators) (Rm B7) | Russell Electric | 2295 | 4003CE | OM00033015 |  | ELECTRICAL ROOM. | NA | NA | NA | NA | 277/480V | 225 | Electric | 3 | NA | NA | \Classifications\Building System Class\D50-Electrical SYS\D5010 - Elec Service & Dist\Automatic Transfer Switch - ATS | 1013735
19-AO1 | 19-AO1 Whittier Courthouse | 19-AO1-D5011-240-TRN01 | Transformer TRN01 | Westinghouse | 70J892 | V48M28T33D | OM00033110 | 224-01-008-01 | Electric room. | NA | NA | NA | NA | 120-208/480 | 300 | Electric | 3 | NA | NA | \Classifications\Building System Class\D50-Electrical SYS\D5010 - Elec Service & Dist\Transformer - TRN | 1013736
19-AO1 | 19-AO1 Whittier Courthouse | 19-AO1-D5011-240-TRN02 | Electrical Transformer | Westinghouse | NA | 6E2011 | OM00033111 | 224-01-008-02 | Across from techs office. | NA | NA | NA | NA | 120-208/480 | 300 | Electric | 3 | NA | NA | \Classifications\Building System Class\D50-Electrical SYS\D5010 - Elec Service & Dist\Transformer - TRN | 1013737
19-AO1 | 19-AO1 Whittier Courthouse | 19-AO1-D2023-100-BFP05 | BACKFLOW PREVENTER #5 (BOILER RM BASEMENT) | FEBCO | 149858 | 825Y (1") | OM00033113 | OW0209916-FA0234855-BD0029620 | BASEMENT BOILER RM MB-14 (LAPHD FORM REQUIRED) | NA | NA | NA | NA | NA | NA | NA |  | NA | NA | \Classifications\Building System Class\D20-Plumbing\D2020 - Domestic Water\Backflow Preventer - BFP | 1016256
19-AO1 | 19-AO1 Whittier Courthouse | 19-AO1-G3063-100-DAT01 | Diesel Fuel Storage Day Tank | Pryco System | NA | NA | OM00036826 |  | Generator Room | NA | NA | NA | NA | NA | NA | Diesel |  | NA | NA | \Classifications\Building System Class\G30-Site Mechanical Utilities\G3060 - Fuel Distribution\Tank, Fuel Storage Day - DAT | 1017532
19-AO1 | 19-AO1 Whittier Courthouse | 19-AO1-D3090-220-CMD03 | Compressor Air Dryer (Rm P2) | CoAire | 439010 | CNCM101 | OM00040866 |  | Room P2 | NA | NA | R-22 | NA | 115 | DNA | Electric | DNA | NA | NA | \Classifications\Building System Class\D30-HVAC Systems\D3090 - Other HVAC Systems and Equipment\Compressed Air Dryer - CMD | 1018470
19-AO1 | 19-AO1 Whittier Courthouse | 19-AO1-G3060-320-DFP01 | Diesel Fuel Transfer Pump (Rm 12) | Baldor | NA | NA | OM00040850 |  | Generator Room 12 | NA | NA | NA | 1/3 | 115/230 | 6.6/3.3 | Electric | 1 | NA | NA | \Classifications\Building System Class\G30-Site Mechanical Utilities\G3060 - Fuel Distribution\Pump, Fuel, Diesel Fuel Transfer Pump - DFP | 1018471
19-AO1 | 19-AO1 Whittier Courthouse | 19-AO1-G3063-100-DFS01 | Leak Detection System (Diesel) | Veedor-Root | 2 | TLS300C | OM00040849 |  | Generator Room 12 | NA | NA | NA | NA | 120 | DNA | Electric | 1 | NA | NA | \Classifications\Building System Class\G30-Site Mechanical Utilities\G3060 - Fuel Distribution\Diesel Fuel Leak Detection System - DFS | 1018472
19-AO1 | 19-AO1 Whittier Courthouse | 19-AO1-B2034-400-DOH01 | Overhead Rollup Door (Parking Structure) (Electric/Manual) | Teledoor | DNA | DNA | OM00040877 |  | 2nd Level Parking Structure | NA | NA | NA | DNA | 230/460 | 13.1/7.5 | Electric | 3 | NA | NA | \Classifications\Building System Class\B20-General Building Exterior\B2030 - Exterior Doors\Door,Overhead-Shutter,Manual,Elec,Roll-up - DOH | 1018473
19-AO1 | 19-AO1 Whittier Courthouse | 19-AO1-D3042-220-EFN04 | Exhaust Fan, Belt Driven (Newer Section Roof) | Penn Ventalation Inc | DNA | DX24B | OM00040862 |  | Newer Section of Roof | A34 (1) | NA | NA | DNA | 115/208-230 | 21/10.5 | Electric | 3 | NA | NA | \Classifications\Building System Class\D30-HVAC Systems\D3040 - Distribution SYS\Supply/Exhaust/Return fans- FAN | 1018475
19-AO1 | 19-AO1 Whittier Courthouse | 19-AO1-D3042-220-EFN01 | Exhaust Fan, Belt Driven (Parking Structure) | Carrier Air Conditioning Co | NA | NA | OM00040876 |  | 1st Level Parking Structure | A71 (2) | NA | NA | NA | 230/460 | 5.0/3.5 | Electric | 3 | NA | NA | \Classifications\Building System Class\D30-HVAC Systems\D3040 - Distribution SYS\Supply/Exhaust/Return fans- FAN | 1018474
19-AO1 | 19-AO1 Whittier Courthouse | 19-AO1-D3042-220-EFN05 | Exhaust Fan, Belt Driven (Roof) | Carnes Corp | 65819 | CCL15IY | OM00040864 |  | Roof | DNA | NA | NA | 1/8 | 120 | DNA | Electric | 1 | NA | NA | \Classifications\Building System Class\D30-HVAC Systems\D3040 - Distribution SYS\Supply/Exhaust/Return fans- FAN | 1018476
19-AO1 | 19-AO1 Whittier Courthouse | 19-AO1-D3042-220-EFN06 | Exhaust Fan, Belt Driven (Newer Section Roof) | Exit Aire | DNA | FG1012 | OM00040863 |  | Newer Section of Roof | 4L290 (1) | NA | NA | 1/12 | 115 | 2 | Electric | 1 | NA | NA | \Classifications\Building System Class\D30-HVAC Systems\D3040 - Distribution SYS\Supply/Exhaust/Return fans- FAN | 1018477
19-AO1 | 19-AO1 Whittier Courthouse | 19-AO1-D3042-220-EFN07 | Exhaust Fan, Belt Driven (Newer Section Roof) | Exit Aire | DNA | FG1012 | OM00040861 |  | Newer Section of Roof | 4L300 (1) | NA | NA | 1/12 | 115 | 2 | Electric | 1 | NA | NA | \Classifications\Building System Class\D30-HVAC Systems\D3040 - Distribution SYS\Supply/Exhaust/Return fans- FAN | 1018478
19-AO1 | 19-AO1 Whittier Courthouse | 19-AO1-D3042-220-EFN08 | Exhaust Fan, Belt Driven (Penthouse Rm P2) | Barry Blower Co | 25625 | NA | OM00040867 |  | Penthouse Air Handler Rm P2 | B52 (2) | NA | NA | NA | 230/460 | 8/4 | Electric | 1 | NA | NA | \Classifications\Building System Class\D30-HVAC Systems\D3040 - Distribution SYS\Supply/Exhaust/Return fans- FAN | 1018479
19-AO1 | 19-AO1 Whittier Courthouse | 19-AO1-C1020-110-FRD01 | Overhead Fire Door (R of Snack Shop) | Kinnear Mfg | F701148 |  | OM00040865 |  | Right of Snack Shack | NA | NA | NA | NA | NA | NA | NA |  | NA | NA | \Classifications\Building System Class\C10-General Building Interior\C1020 - Fire Doors\Fire Doors - FRD | 1018480
19-AO1 | 19-AO1 Whittier Courthouse | 19-AO1-D3020-100-HET02 | Hot Water Expansion Tank (Rm MB14) | Apco Industries | NA | 6534 | OM00033112 |  | Boiler Room MB14 | NA | NA | NA | NA | NA | NA | NA | NA | NA | NA | \Classifications\Building System Class\D30-HVAC Systems\D3020 - Heat SYS\Heater Water Expansion Tank - HET | 1018481
19-AO1 | 19-AO1 Whittier Courthouse | 19-AO1-D2022-100-HWE01 | Domestic Electric Water Heater (next to Office) | National Steel Companyh | 337886 | OC7NSG | OM00040875 |  | Next to Office | NA | NA | NA | NA | 120 | DNA | Electric | 1 | NA | NA | \Classifications\Building System Class\D20-Plumbing\D2020 - Domestic Water\Domestic Water Heater, Electric - HWE | 1018482
19-AO1 | 19-AO1 Whittier Courthouse | 19-AO1-D2023-310-HWP03 | Domestic Hot Water Circulating Pump (Rm MB14) | Grunfos | NA | 52722370P1 | OM00040855 |  | Boiler Room MB14 | NA | NA | NA | 1/6 | 115 | 1.9 | Electric | 1 | NA | NA | \Classifications\Building System Class\D20-Plumbing\D2020 - Domestic Water\Domestic Hot Water Circulating Pump - HWP | 1018483
19-AO1 | 19-AO1 Whittier Courthouse | 19-AO1-D5010-200-ESD03 | Main Electrical Panel (Rm MB17) | Federal Electric Company | 51246 | G141193 | OM00040859 |  | Basement Room MB17 | NA | NA | NA | NA | 120/240 | 4000 | Electric | 1 | NA | NA | \Classifications\Building System Class\D50-Electrical SYS\D5010 - Elec Service & Dist\Electical Service and Distribution - ESD | 1018553
19-AO1 | 19-AO1 Whittier Courthouse | 19-AO1-D5010-200-ESD02 | Main Electrical Panel (Rm MB17) | Federal Electric Company | 51244 | G141199 | OM00040860 |  | Basement Room MB17 | NA | NA | NA | NA | 240 | 225 | Electric | 3 | NA | NA | \Classifications\Building System Class\D50-Electrical SYS\D5010 - Elec Service & Dist\Electical Service and Distribution - ESD | 1018554
19-AO1 | 19-AO1 Whittier Courthouse | 19-AO1-D2040-100-PSU04 | Sump Pump (Rm MB15) | Paco Pump Company | G23987B | SDSLD | OM00040853 |  | Basement Room MB15 | NA | NA | NA | 1/3 | 115 | 7.0 | Electric | 1 | NA | NA | \Classifications\Building System Class\D20-Plumbing\D2040 - Rain Drain\Sump Pump - PSU | 1018555
19-AO1 | 19-AO1 Whittier Courthouse | 19-AO1-D2040-100-PSU05 | Sump Pump (Rm MB17) | Yeomans Drain DRI | NA | SD4 | OM00033021 |  | Basement Room MB17 | NA | NA | NA | 1/2 | 115-230 | 7.2-3.6 | Electric | 1 | NA | NA | \Classifications\Building System Class\D20-Plumbing\D2040 - Rain Drain\Sump Pump - PSU | 1018556
19-AO1 | 19-AO1 Whittier Courthouse | 19-AO1-D3041-230-RFN01 | Return Fan #1 (Rm P2) | Barry Blower | 710255 | AF | OM00040868 |  | Penthouse Room P2 Next to Supply Fan | B173 (3) | NA | NA | 15 | 230/460 | 40/20 | Electric | 3 | NA | NA | \Classifications\Building System Class\D30-HVAC Systems\D3040 - Distribution SYS\Supply/Exhaust/Return fans- FAN | 1018557
19-AO1 | 19-AO1 Whittier Courthouse | 19-AO1-D3041-230-RFN03 | Return Fan #3 (Rm MB15) | Barry Blower | 703670 | AF | OM00040854 |  | Basement Room MB15 | B108 (2) | NA | NA | 3 | 208-230/460 | 8.8-8.6/4.4 | Electric | 3 | NA | NA | \Classifications\Building System Class\D30-HVAC Systems\D3040 - Distribution SYS\Supply/Exhaust/Return fans- FAN | 1018558
19-AO1 | 19-AO1 Whittier Courthouse | 19-AO1-D3041-230-RFN04 | Return Fan (Rm MB17) | Master Fan Corp | 02347 | FCS | OM00016275 |  | Basement Room MB17 | B128 (2) | NA | NA | 2 | 440-220 | 7.8/3.9 | Electric | 3 | NA | NA | \Classifications\Building System Class\D30-HVAC Systems\D3040 - Distribution SYS\Supply/Exhaust/Return fans- FAN | 1018559
19-AO1 | 19-AO1 Whittier Courthouse | 19-AO1-D5010-200-ESD04 | Electrical Switchboard (Rm MB19) | General Electric Co | NA | NA | OM00040858 |  | Basement IT Room MB19 | NA | NA | NA | NA | 240 | DNA | Electric | DNA | NA | NA | \Classifications\Building System Class\D50-Electrical SYS\D5010 - Elec Service & Dist\Electical Service and Distribution - ESD | 1018562
19-AO1 | 19-AO1 Whittier Courthouse | 19-AO1-D5010-200-ESD07 | Electrical Switchboard (Rm MB22) | General Electric Co | NA | NA | OM00040857 |  | Basement Room MB22 | NA | NA | NA | NA | 240 | DNA | Electric | DNA | NA | NA | \Classifications\Building System Class\D50-Electrical SYS\D5010 - Elec Service & Dist\Electical Service and Distribution - ESD | 1018561
19-AO1 | 19-AO1 Whittier Courthouse | 19-AO1-D2090-230-WIP01 | Water Treatment Pump (Rm MB13) | Lakewood Instruments Inc | 2E56393 | 175 | OM00016273 |  | Room MB13 | NA | NA | NA | NA | NA | NA | NA | NA | NA | NA | \Classifications\Building System Class\D20-Plumbing\D2090 - Other Plumbing SYS\Water Treatment Inhibitor Pump - WIP | 1018563
19-AO1 | 19-AO1 Whittier Courthouse | 19-AO1-D5010-200-ESD05 | Electrical Switchboard (Rm B7) | Westinghouse Electric | 323761 | LA48521 | OM00040851 |  | Basement Electrical Room B7 | NA | NA | NA | NA | 277/480 | 2000 | Electric | 3 | NA | NA | \Classifications\Building System Class\D50-Electrical SYS\D5010 - Elec Service & Dist\Electical Service and Distribution - ESD | 1018589
19-AO1 | 19-AO1 Whittier Courthouse | 19-AO1-D3021-130-BLR03 | Boiler, Natural Gas #1 (BLR03) | Ajax Boiler, Inc. | 72919 | WRPG-2100 | OM00041079 |  | Basement | NA | NA | NA | 1 | 115/208-230 | DNA | Gas | 1 | 2,000,000 | 1,640,000 | \Classifications\Building System Class\D30-HVAC Systems\D3020 - Heat SYS\Boiler,Hot Water,Oil/Gas/Comb. - BLR | 1020400
19-AO1 | 19-AO1 Whittier Courthouse | 19-AO1-D3021-130-BLR04 | Boiler, Natural Gas #2 (BLR04) | Ajax Boiler, Inc. | 72920 | WRPG-2100 | OM00041080 |  | Basement | NA | NA | NA | 1 | 115/208-230 | DNA | Gas | 1 | 2,000,000 | 1,640,000 | \Classifications\Building System Class\D30-HVAC Systems\D3020 - Heat SYS\Boiler,Hot Water,Oil/Gas/Comb. - BLR | 1020401
19-AO1 | 19-AO1 Whittier Courthouse | 19-AO1-D1013-310-WCL01 | Wheelchair Lift | Garaventa Genesis Opal | 177387 | 151oz-D-CM | OM00019957 | State ID#: 177387 | DNA | NA | NA | NA | NA | DNA | DNA | DNA | DNA | NA | NA | \Classifications\Building System Class\D10-Conveyance Systems\D1010 - Elevator\Wheelchair Lift - WCL | 1022639
19-AO1 | 19-AO1 Whittier Courthouse | 19-AO1-D2022-260-HWG02 | DOMESTIC HW HEATER HWG02 | American Water Heater Commercial | 1805109097328 | BCL3100T1996N0X200 | OM00019955 |  | Basement (New Side) | NA | NA | NA | NA | 240 | DNA | Electric | DNA | 199000 | 199000 | \Classifications\Building System Class\D20-Plumbing\D2020 - Domestic Water\Domestic Water Heater, Gas - HWG | 1022735
19-AO1 | 19-AO1 Whittier Courthouse | 19-AO1-D3031-130-CLR03 | Chiller | Trane | U18C00347 | RTWD | OM00019959 |  | Basement (New Side) | NA | NA | R-22 | NA | 480 | DNA | Electric | DNA | NA | NA | \Classifications\Building System Class\D30-HVAC Systems\D3030 - Cooling SYS\Chiller, Air Cooled - CLR | 1022736
19-AO1 | 19-AO1 Whittier Courthouse | 19-AO1-D3031-100-PCH05 | Pump Chilled Water PCH05 | Wilo | 2701034273287 | 201049393 | OM00019954 |  | Basement (New Side) | NA | NA | NA | 15 | 230/460 | DNA | Electric | DNA | NA | NA | \Classifications\Building System Class\D30-HVAC Systems\D3030 - Cooling SYS\Chilled Water Pump - PCH | 1022737
19-AO2 | 19-AO2 Parking Structure Lot 59- Whittier Admin CTR | 19-AO2-D2023-100-BFP01 | BACKFLOW PREVENTER (PARKING STRUCTURE) | WILKINS ZURN | 209367 | 720-A | OM00040869 |  | OUTSIDE PARKING NE CORNER | NA | NA | NA | NA | NA | NA | NA |  | NA | NA | \Classifications\Building System Class\D20-Plumbing\D2020 - Domestic Water\Backflow Preventer - BFP | 1016257
19-AP1 | 19-AP1 Santa Monica Courthouse | 19-AP1-D3031-130-CLR01 | CHILLER, WATER COOLED #1 | TRANE | U99D07027 | RTHB130FLF00LW0 000UNN3LF2LFV00 U0 | OM00035226 | DNA | CHILLER ROOM | NA | NA | R-22 | DNA | 414/506 | 129-218 | Electric | 3 | NA | NA | \Classifications\Building System Class\D30-HVAC Systems\D3030 - Cooling SYS\Chiller, Water Cooled - CLR | 1012569
19-AP1 | 19-AP1 Santa Monica Courthouse | 19-AP1-D3031-130-CLR02 | CHILLER, WATER COOLED #2 | TRANE | U99F08743 | RTHB130FLF00LW0 000UNN3LF2LFV00 U0 | OM00035227 | DNA | CHILLER ROOM | NA | NA | R-22 | DNA | 414-506 | 129-218 | Electric | 3 | NA | NA | \Classifications\Building System Class\D30-HVAC Systems\D3030 - Cooling SYS\Chiller, Water Cooled - CLR | 1012570
19-AP1 | 19-AP1 Santa Monica Courthouse | 19-AP1-D3090-114-CMP01 | Compressor Control Air (Rm B6) | SPEED AIRE | H11120011652402 | 5Z704B | OM00035284 |  | MECH ROOM (NORTH) | 4L 690 (4) | NA | NA | 5 | 208/230/460 | 14.2-13.0/6.5 | Electric | 3 | NA | NA | \Classifications\Building System Class\D30-HVAC Systems\D3090 - Other HVAC Systems and Equipment\Air Compressor - CMP | 1012571
19-AP1 | 19-AP1 Santa Monica Courthouse | 19-AP1-D3030-110-CTW01 | COOLING TOWER #1 | Evapco | WOO6884 | SST1956 | OM00035149 | DNA | COOLING TOWER AREA SOUTHEAST ROOF | B128 (3) | NA | NA | 25 | 460 | 710-285 | Electric | 3 | NA | NA | \Classifications\Building System Class\D30-HVAC Systems\D3030 - Cooling SYS\Cooling Tower - CTW | 1012572
19-AP1 | 19-AP1 Santa Monica Courthouse | 19-AP1-D1010-100-ELE03 | ELEVATOR #3 (HYDRAULIC) | IMPERIAL | DNA | EKB | OM00035142 | State ID# 028978 | ELEVATOR ROOM (SOUTH) | NA | NA | NA | 40 | 240-480 | 88-44 | Hydraulic | 3 | NA | NA | \Classifications\Building System Class\D10-Conveyance Systems\D1010 - Elevator\Elevator,Hydraulic,Pass/Freight - ELE | 1012573
19-AP1 | 19-AP1 Santa Monica Courthouse | 19-AP1-D5092-250-ELT30 | LIGHTING, EXTERIOR (30) | NA | NA | NA | OM00035282 |  | EXTERIOR AROUND BUILDING | NA | NA | NA | NA | 110,115,277,460 | DNA | Electric | DNA | NA | NA | \Classifications\Building System Class\D50-Electrical SYS\D5090 - Elec SYS\Exterior Lighting - ELT | 1012574
19-AP1 | 19-AP1 Santa Monica Courthouse | 19-AP1-D5092-250-EML115 | LIGHTING, EMERGENCY (40) & EXIT (75) | NA | NA | NA | OM00035253 | DNA | THROUGHOUT BUILDING | NA | NA | NA | NA | 115,220,277 | NA | Electric | NA | NA | NA | \Classifications\Building System Class\D50-Electrical SYS\D5090 - Elec SYS\Emergency And Exit Lighting - EML | 1012575
19-AP1 | 19-AP1 Santa Monica Courthouse | 19-AP1-D5010-110-EMT01 | ELECTRIC METER READING | E-CON | 96060090J | 2120100-SA | OM00035146 | DNA | SOUTH, UPON COMING DOWNSTAIRS TO THE RIGHT BY EXHAUST PANEL | NA | NA | NA | NA | 120 | 100 | Electric | DNA | NA | NA | \Classifications\Building System Class\D50-Electrical SYS\D5010 - Elec Service & Dist\Electric Meter Readings - EMT | 1012576
19-AP1 | 19-AP1 Santa Monica Courthouse | 19-AP1-D4031-100-FEX40 | FIRE EXTINGUISHERS (40) | NA | NA | NA | OM00035255 |  | THROUGHOUT BUILDING | NA | NA | NA | NA | NA | NA | NA | NA | NA | NA | \Classifications\Building System Class\D40-Fire Protection SYS\D4030 - FIRE SPEC\Fire Extinguisher - FEX | 1012577
19-AP1 | 19-AP1 Santa Monica Courthouse | 19-AP1-D3020-100-HET01 | HEATER WATER EXPANSION TANK #1 (LARGE) | ADVANCE TANK | 13822 | DNA | OM00035249 | DNA | BOILER ROOM (NORTH) | NA | NA | NA | NA | NA | NA | NA | NA | NA | NA | \Classifications\Building System Class\D30-HVAC Systems\D3020 - Heat SYS\Heater Water Expansion Tank - HET | 1012578
19-AP1 | 19-AP1 Santa Monica Courthouse | 19-AP1-D3020-100-HET02 | HEATER WATER EXPANSION TANK #2 | WESSELS | DNA | DNA | OM00035250 | DNA | BOILER ROOM (NORTH) | NA | NA | NA | NA | NA | NA | NA | NA | NA | NA | \Classifications\Building System Class\D30-HVAC Systems\D3020 - Heat SYS\Heater Water Expansion Tank - HET | 1012579
19-AP1 | 19-AP1 Santa Monica Courthouse | 19-AP1-G2049-300-HSC01 | HARDSCAPE | DNA | DNA | DNA | OM00035254 | DNA | GROUNDS | NA | NA | NA | NA | NA | NA | NA | NA | NA | NA | \Classifications\Building System Class\G20-Other Systems\G2040 - Site Development\Hardscape - HSC | 1012580
19-AP1 | 19-AP1 Santa Monica Courthouse | 19-AP1-D2023-310-HWP01 | PUMP, DOMESTIC HOT WATER RECIRCULATING #1 | BELL & GOSSETT | 172921LF | 60LB | OM00035207 | DNA | BOILER ROOM, NORTH BASEMENT | NA | NA | NA | 3/4 | 208/230-460 | 2.7-2.8 1/4 | Electric | 3 | NA | NA | \Classifications\Building System Class\D20-Plumbing\D2020 - Domestic Water\Domestic Hot Water Circulating Pump - HWP | 1012581
19-AP1 | 19-AP1 Santa Monica Courthouse | 19-AP1-D2023-310-HWP02 | PUMP, DOMESTIC HOT WATER RECIRCULATING #2 | DNA | DNA | DNA | OM00035208 | DNA | BOILER ROOM, NORTH BASEMENT | NA | NA | NA | 1/3 | 230/460 | 1.6/0.8 | Electric | 3 | NA | NA | \Classifications\Building System Class\D20-Plumbing\D2020 - Domestic Water\Domestic Hot Water Circulating Pump - HWP | 1012582
19-AP1 | 19-AP1 Santa Monica Courthouse | 19-AP1-D2023-310-HWP03 | PUMP, DOMESTIC HOT WATER RECIRCULATING #3 | DNA | DNA | DNA | OM00035133 | DNA | BOILER ROOM, NORTH BASEMENT | NA | NA | NA | 1/2 | 208-230/460 | 2.2/1.1 | Electric | 3 | NA | NA | \Classifications\Building System Class\D20-Plumbing\D2020 - Domestic Water\Domestic Hot Water Circulating Pump - HWP | 1012583
19-AP1 | 19-AP1 Santa Monica Courthouse | 19-AP1-D2023-310-HWP04 | PUMP, DOMESTIC HOT WATER RECIRCULATING #4 | BELL & GOSSETT | 106197 | 100BNFI | OM00035257 | DNA | SOUTHSIDE ROOF WEST WALL UNDER DUCTS | NA | NA | NA | DNA | 115 | 1.75 | Electric | 3 | NA | NA | \Classifications\Building System Class\D20-Plumbing\D2020 - Domestic Water\Domestic Hot Water Circulating Pump - HWP | 1012584
19-AP1 | 19-AP1 Santa Monica Courthouse | 19-AP1-D2023-310-HWP05 | PUMP, DOMESTIC HOT WATER RECIRCULATING #5 | Grundfos | DNA | DNA | OM00035141 | DNA | OLD OFFICE | NA | NA | NA | 1 | 230/460 | 3.6-1.8 | Electric | 3 | NA | NA | \Classifications\Building System Class\D20-Plumbing\D2020 - Domestic Water\Domestic Hot Water Circulating Pump - HWP | 1012585
19-AP1 | 19-AP1 Santa Monica Courthouse | 19-AP1-D5010-110-MCC01 | Motor Control Center (Rm B6) | D SQUARE | DNA | Model 5 | OM00035228 | DNA | EAST WALL NEXT TO COMPRESSOR, NORTH MECH ROOM | NA | NA | NA | NA | 480 | 600-800 | Electric | 3 | NA | NA | \Classifications\Building System Class\D50-Electrical SYS\D5010 - Elec Service & Dist\Chiller Room Electrical Panel - MCC | 1012586
19-AP1 | 19-AP1 Santa Monica Courthouse | 19-AP1-D5010-200-ESD01 | MAIN ELECTRICAL PANEL #1 | Zinsco | 164321 | DNA | OM00035247 | DNA | ELECTRICAL ROOM, NORTH BASEMENT | NA | NA | NA | NA | 277/480 | 2000 | Electric | 3 | NA | NA | \Classifications\Building System Class\D50-Electrical SYS\D5010 - Elec Service & Dist\Electical Service and Distribution - ESD | 1012587
19-AP1 | 19-AP1 Santa Monica Courthouse | 19-AP1-D5010-200-ESD02 | MAIN ELECTRICAL PANEL #2 | ZINCO | DNA | 18846 | OM00035145 | DNA | TELEPHONE ROOM, SOUTH BASEMENT | NA | NA | NA | NA | 240 | 225 | Electric | 3 | NA | NA | \Classifications\Building System Class\D50-Electrical SYS\D5010 - Elec Service & Dist\Electical Service and Distribution - ESD | 1012588
19-AP1 | 19-AP1 Santa Monica Courthouse | 19-AP1-D3031-100-PCH01 | PUMP, CHILLED WATER #1 | Paco Pump | 00D0532901 | DNA | OM00035237 | DNA | MECHANICAL ROOM, NORTH BASEMENT | NA | NA | NA | 5 | 230-480 | 14-7 | Electric | 3 | NA | NA | \Classifications\Building System Class\D30-HVAC Systems\D3030 - Cooling SYS\Chilled Water Pump - PCH | 1012589
19-AP1 | 19-AP1 Santa Monica Courthouse | 19-AP1-D2040-100-PSU04 | SUMP PUMP #4 | Pacific Pumping | 4S40137 | 3A-NCD | OM00035138 | DNA | SUMP PUMP ROOM, SOUTH BASEMENT | NA | NA | NA | 1 | 220/440 | 3.18/1.57 | Electric | 3 | NA | NA | \Classifications\Building System Class\D20-Plumbing\D2040 - Rain Drain\Sump Pump - PSU | 1012590
19-AP1 | 19-AP1 Santa Monica Courthouse | 19-AP1-D2040-100-PSU05 | SUMP PUMP #5 | DNA (ENCLOSED) | DNA | DNA | OM00035139 | DNA | SUMP PUMP ROOM, SOUTH BASEMENT | NA | NA | NA | 1 | 240 | DNA | Electric | 3 | NA | NA | \Classifications\Building System Class\D20-Plumbing\D2040 - Rain Drain\Sump Pump - PSU | 1012591
19-AP1 | 19-AP1 Santa Monica Courthouse | 19-AP1-G3010-210-PWT01 | POTABLE WATER STORAGE TANK | WESSELS | N740120 | DNA | OM00035229 | DNA | MECHANICAL ROOM ABOVE COMPRESSOR, NORTH BASEMENT | NA | NA | NA | NA | NA | NA | NA | NA | NA | NA | \Classifications\Building System Class\G30-Site Mechanical Utilities\G3010 - Water Supply\Potable Water Storage Tank - PWT | 1012592
19-AP1 | 19-AP1 Santa Monica Courthouse | 19-AP1-D2017-100-SHW01 | EYE WASH STATION | HAWS | DNA | SP233 | OM00035243 | DNA | MECHANICAL ROOM | NA | NA | NA | NA | NA | NA | NA | NA | NA | NA | \Classifications\Building System Class\D20-Plumbing\D2010 - Plumb Fix\Showers - SHW | 1012593
19-AP1 | 19-AP1 Santa Monica Courthouse | 19-AP1-D5010-200-ESD04 | ELECTRICAL SWITCHBOARD | Zinsco | A6492658 | DNA | OM00035246 | DNA | ELECTRICAL ROOM | NA | NA | NA | NA | 120/208 | 800 | Electric | 3 | NA | NA | \Classifications\Building System Class\D50-Electrical SYS\D5010 - Elec Service & Dist\Electical Service and Distribution - ESD | 1012594
19-AP1 | 19-AP1 Santa Monica Courthouse | 19-AP1-D5011-240-TRN01 | ELECTRICAL TRANSFORMER #1 | JEFFRIES | DNA | NP-MF8 | OM00035223 | DNA | ELEVATOR ROOM, OLD NORTH BASEMENT | NA | NA | NA | NA | 240-480 | .8 | Electric | 3 | NA | NA | \Classifications\Building System Class\D50-Electrical SYS\D5010 - Elec Service & Dist\Transformer - TRN | 1012595
19-AP1 | 19-AP1 Santa Monica Courthouse | 19-AP1-B2010-100-BLD01 | BUILDING | NA | NA | NA | OM00035267 | Permit #90-1708-01 | ENTIRE BUILDING | NA | NA | NA | NA | NA | NA | NA | NA | NA | NA | \Classifications\Building System Class\B20-General Building Exterior\B2010 - Exterior Walls\Building - BLD | 1012596
19-AP1 | 19-AP1 Santa Monica Courthouse | 19-AP1-B3010-100-RUF01 | ROOFING SYSTEM | DNA | NA | NA | OM00035256 | NA | ROOF | NA | NA | NA | NA | NA | NA | NA | NA | NA | NA | \Classifications\Building System Class\B30-Roofing\B3010 - Roof Types\Roof - RUF | 1012597
19-AP1 | 19-AP1 Santa Monica Courthouse | 19-AP1-G2050-200-LSC01 | LANDSCAPING | NA | NA | NA | OM00035268 | NA | GROUNDS | NA | NA | NA | NA | NA | NA | NA | NA | NA | NA | \Classifications\Building System Class\G20-Other Systems\G2050 - Landscaping\Landscaping - LSC | 1012598
19-AP1 | 19-AP1 Santa Monica Courthouse | 19-AP1-D3050-250-ACU02 | SPLIT SYSTEM A/C #2 | Mitsubishi Electric | 15E013 | PU24EK | OM00035233 |  | NORTHSIDE OUTSIDE OF CHILLER ROOM | NA | NA | R-22 | DNA | 208/230 | 11.5-5.4 | Electric | 1 | NA | NA | \Classifications\Building System Class\D30-HVAC Systems\D3050 - Package SYS\Air Conditioning,Split System - ACU | 1012600
19-AP1 | 19-AP1 Santa Monica Courthouse | 19-AP1-D3041-110-AHU01 | Air Handler Unit #1 (Supply Rm B6) | Trane | U58077 | 41 | OM00035244 |  | MECHANICAL ROOM | C-158 (2) | 20X25X8 (42) | NA | 30 | 230/460 | 69.0/35.0 | Electric | 3 | NA | NA | \Classifications\Building System Class\D30-HVAC Systems\D3040 - Distribution SYS\Air Handling Unit - AHU | 1012601
19-AP1 | 19-AP1 Santa Monica Courthouse | 19-AP1-D3041-110-AHU02 | AIR HANDLER UNIT #2 | McQuay Air Conditioning | DNA | WTHA18-18A1.19KW1SS | OM00035150 |  | UPPER ROOM ABOVE JURY ROOM AND COOLING TOWER | B-38 (2) | 24X25X2 (6) | NA | 10 | 230/460 | 26.6-13.3 | Electric | 3 | NA | NA | \Classifications\Building System Class\D30-HVAC Systems\D3040 - Distribution SYS\Air Handling Unit - AHU | 1012602
19-AP1 | 19-AP1 Santa Monica Courthouse | 19-AP1-D3041-110-AHU03 | Air Handler Unit #3 (Rm D1) (Supply) | Trane | U59393 | 41 | OM00035258 |  | AIR HANDLER ROOM SOUTH SIDE OF ROOF | B-140 (3) | 20X25X8 (30) | NA | DNA | DNA | DNA | Electric | DNA | NA | NA | \Classifications\Building System Class\D30-HVAC Systems\D3040 - Distribution SYS\Air Handling Unit - AHU | 1012603
19-AP1 | 19-AP1 Santa Monica Courthouse | 19-AP1-D2023-100-BFP04 | BACKFLOW PREVENTER #4 (2 INCH) | NEPTUNE | MKB-24531 | 575 | OM00035153 | OW0209916-FA0234841-BD0002372 | WEST SIDE IN FRONT OF BUILDING (LAPHD FORM REQUIRED) | NA | NA | NA | NA | NA | NA | NA | NA | NA | NA | \Classifications\Building System Class\D20-Plumbing\D2020 - Domestic Water\Backflow Preventer - BFP | 1012607
19-AP1 | 19-AP1 Santa Monica Courthouse | 19-AP1-D2023-100-BFP05 | BACKFLOW PREVENTER #5 (2 INCH) | NEPTUNE | MHB-21638 | 575 | OM00035152 | OW0209916-FA0234841-BD0002373 | FRONT OF BUILDING - IRRIGATION (LAPHD FORM REQUIRED) | NA | NA | NA | NA | NA | NA | NA | NA | NA | NA | \Classifications\Building System Class\D20-Plumbing\D2020 - Domestic Water\Backflow Preventer - BFP | 1012608
19-AP1 | 19-AP1 Santa Monica Courthouse | 19-AP1-D3021-130-BLR01 | BOILER, HOT WATER OIL/GAS #1 | Parker Boiler | 5398 | T1995L | OM00035205 | PERMIT #D24086, A/N 187233 ID010785 | BOILER ROOM | NA | NA | NA | 5 | 115 | 5 | Natural gas | 3 | 1,995,000 | 997,500 | \Classifications\Building System Class\D30-HVAC Systems\D3020 - Heat SYS\Boiler,Hot Water,Oil/Gas/Comb. - BLR | 1012610
19-AP1 | 19-AP1 Santa Monica Courthouse | 19-AP1-D3021-130-BLR02 | BOILER, HOT WATER OIL/GAS #2 | Parker Boiler | 03917 | T1995L | OM00035206 | PERMIT D24086 A/ 187233, ID 010785 | BOILER ROOM | NA | NA | NA | 5 | 115 | 5 | Natural gas | 3 | 1,995,000 | 997,500 | \Classifications\Building System Class\D30-HVAC Systems\D3020 - Heat SYS\Boiler,Hot Water,Oil/Gas/Comb. - BLR | 1012611
19-AP1 | 19-AP1 Santa Monica Courthouse | 19-AP1-D3030-110-CTW02 | COOLING TOWER #2 | Evapco | 006885 | SST1956 | OM00035283 | DNA | COOLING TOWER AREA SOUTHEAST ROOF | B128 (3) | NA | NA | 25 | 460 | 710-285 | Electric | 3 | NA | NA | \Classifications\Building System Class\D30-HVAC Systems\D3030 - Cooling SYS\Cooling Tower - CTW | 1012612
19-AP1 | 19-AP1 Santa Monica Courthouse | 19-AP1-B2033-120-DOR01 | DOOR, AUTOMATIC SLIDING GATE #1 | ELITE | U0130354356 | SL3000-ULI | OM00035275 | DNA | JUDGES PARKING NORTH END | NA | NA | NA | 1/2 | 120 | 5.7 | Electric | 1 | NA | NA | \Classifications\Building System Class\B20-General Building Exterior\B2030 - Exterior Doors\Door,Automatic-Sliding,Revolving - DOR | 1012613
19-AP1 | 19-AP1 Santa Monica Courthouse | 19-AP1-B2033-120-DOR02 | DOOR, AUTOMATIC SLIDING #2 | ELITE | U01310123633 | SL3000-ULI | OM00035276 | DNA | JUDGES PARKING SOUTH END | NA | NA | NA | 1/2 | 120 | 5.8 | Electric | 1 | NA | NA | \Classifications\Building System Class\B20-General Building Exterior\B2030 - Exterior Doors\Door,Automatic-Sliding,Revolving - DOR | 1012614
19-AP1 | 19-AP1 Santa Monica Courthouse | 19-AP1-D3042-220-EFN01 | EXHAUST FAN #1 (BELT DRIVEN) | Loren Cook Company | F799 | 150ONF | OM00035225 | DNA | CHILLER ROOM (NORTH) | 3L-330 (1) | NA | NA | 1.5-.67 | 460 | 2.2-1.4 | Electric | 3 | NA | NA | \Classifications\Building System Class\D30-HVAC Systems\D3040 - Distribution SYS\Supply/Exhaust/Return fans- FAN | 1012615
19-AP1 | 19-AP1 Santa Monica Courthouse | 19-AP1-D3042-220-EFN02 | EXHAUST FAN #2 (BELT DRIVEN) | Dayton Exhaust Fan | 919577 | 4WN65 | OM00035147 | DNA | NEXT TO COOLING TOWER WALL | A38 (1) | NA | NA | 1/2 | 115/.208-230 | 9.0-4.5 | Electric | 1 | NA | NA | \Classifications\Building System Class\D30-HVAC Systems\D3040 - Distribution SYS\Supply/Exhaust/Return fans- FAN | 1012616
19-AP1 | 19-AP1 Santa Monica Courthouse | 19-AP1-D3042-220-EFN03 | EXHAUST FAN #3 (BELT DRIVEN) | PVD | DNA | LC28 | OM00035160 | DNA | SOUTH END IN FRONT OF AIR HANDLER ROOM | 4L570 (1) | NA | NA | 3/4 | 208-230/460 | 7.0-3.6 | Electric | 3 | NA | NA | \Classifications\Building System Class\D30-HVAC Systems\D3040 - Distribution SYS\Supply/Exhaust/Return fans- FAN | 1012617
19-AP1 | 19-AP1 Santa Monica Courthouse | 19-AP1-D3042-220-EFN04 | EXHAUST FAN #4 (BELT DRIVEN) | Herman Nelson Fan Company | A7K110301 | DNA | OM00035209 | DNA | UPON WALKING DOWN STAIRS TO BASEMENT ABOVE HEAD | 4L-320 (2) | NA | NA | 1/2 | 115 | 7.8 | Electric | 1 | NA | NA | \Classifications\Building System Class\D30-HVAC Systems\D3040 - Distribution SYS\Supply/Exhaust/Return fans- FAN | 1012618
19-AP1 | 19-AP1 Santa Monica Courthouse | 19-AP1-D3042-220-EFN05 | EXHAUST FAN #5 (BELT DRIVEN) | DNA | DNA | DNA | OM00035154 | DNA | ABOVE JURY ROOM | 3L330 (1) | NA | NA | 1/2 | 115 | 3.3 | Electric | 1 | NA | NA | \Classifications\Building System Class\D30-HVAC Systems\D3040 - Distribution SYS\Supply/Exhaust/Return fans- FAN | 1012619
19-AP1 | 19-AP1 Santa Monica Courthouse | 19-AP1-D1010-100-ELE01 | ELEVATOR #1 (HYDRAULIC) | IMPERIAL | 287997 | EKB | OM00035221 | State ID# 039939 | NORTHSIDE ELEVATOR ROOM | NA | NA | NA | 40 | 240-480 | 88-44 | Hydraulic | 3 | NA | NA | \Classifications\Building System Class\D10-Conveyance Systems\D1010 - Elevator\Elevator,Hydraulic,Pass/Freight - ELE | 1012623
19-AP1 | 19-AP1 Santa Monica Courthouse | 19-AP1-D1010-100-ELE02 | ELEVATOR #2 (HYDRAULIC) | IMPERIAL | 287996 | EKB | OM00035222 | State ID# 039940 | ELEVATOR ROOM (NORTH) | NA | NA | NA | 40 | 240-480 | 88-44 | Hydraulic | 3 | NA | NA | \Classifications\Building System Class\D10-Conveyance Systems\D1010 - Elevator\Elevator,Hydraulic,Pass/Freight - ELE | 1012624
19-AP1 | 19-AP1 Santa Monica Courthouse | 19-AP1-D3031-100-PCH02 | PUMP, CHILLED WATER #2 | Paco Pump | 00D0532902 | DNA | OM00035238 | DNA | MECHANICAL ROOM, NORTH BASEMENT | NA | NA | NA | 5 | 230/460 | 14-7 | Electric | 3 | NA | NA | \Classifications\Building System Class\D30-HVAC Systems\D3030 - Cooling SYS\Chilled Water Pump - PCH | 1012625
19-AP1 | 19-AP1 Santa Monica Courthouse | 19-AP1-D3031-100-PCH03 | PUMP, CHILLED WATER #3 | Paco Pump | 00D0532903 | DNA | OM00035239 | DNA | MECHANICAL ROOM, NORTH BASEMENT | NA | NA | NA | 5 | 230/460 | 13.2/6.6 | Electric | 3 | NA | NA | \Classifications\Building System Class\D30-HVAC Systems\D3030 - Cooling SYS\Chilled Water Pump - PCH | 1012626
19-AP1 | 19-AP1 Santa Monica Courthouse | 19-AP1-D3031-100-PCH04 | Condenser Water Pump (Rm B6) | Paco Pump | 00D05352AA | DNA | OM00035240 | DNA | MECHANICAL ROOM, NORTH BASEMENT | NA | NA | NA | 7.5 | 230/460 | 13.6/9.3 | Electric | 3 | NA | NA | \Classifications\Building System Class\D30-HVAC Systems\D3030 - Cooling SYS\Chilled Water Pump - PCH | 1012627
19-AP1 | 19-AP1 Santa Monica Courthouse | 19-AP1-D3031-100-PCH05 | Condenser Water Pump (Basement) | Paco Pump | 00D05352AB | DNA | OM00035241 | DNA | NORTH BASEMENT | NA | NA | NA | 7.5 | 230/460 | 19.6/9.3 | Electric | 3 | NA | NA | \Classifications\Building System Class\D30-HVAC Systems\D3030 - Cooling SYS\Chilled Water Pump - PCH | 1012628
19-AP1 | 19-AP1 Santa Monica Courthouse | 19-AP1-D3044-125-PHW01 | PUMP, HOT WATER #1 | Bell & Gosset | 172753 | 6174T000 | OM00035134 | DNA | BOILER ROOM, NORTH BASEMENT | NA | NA | NA | 1.5 | 208-230/460 | 4.8-4.8/2.4 | Electric | 3 | NA | NA | \Classifications\Building System Class\D30-HVAC Systems\D3040 - Distribution SYS\Hot Water Pump - PHW | 1012629
19-AP1 | 19-AP1 Santa Monica Courthouse | 19-AP1-D3044-125-PHW03 | HOT WATER PUMP #2 | Bell & Gosset | 18533BLF | J31 | OM00035135 | DNA | BOILER ROOM | NA | NA | NA | 1 | 208-230/460 | 3.4-3.6/1.8 | Electric | 3 | NA | NA | \Classifications\Building System Class\D30-HVAC Systems\D3040 - Distribution SYS\Hot Water Pump - PHW | 1012630
19-AP1 | 19-AP1 Santa Monica Courthouse | 19-AP1-D3044-125-PHW02 | HOT WATER PUMP #3 | Bell & Gosset | CM540101D20 | 1510BF | OM00035136 | DNA | BOILER ROOM, NORTH BASEMENT | NA | NA | NA | 3 | 230/460 | 8.6/4.3 | Electric | 3 | NA | NA | \Classifications\Building System Class\D30-HVAC Systems\D3040 - Distribution SYS\Hot Water Pump - PHW | 1012631
19-AP1 | 19-AP1 Santa Monica Courthouse | 19-AP1-D3044-125-PHW04 | HOT WATER PUMP #4 | Bell & Gosset | CM540102D20 | 1510BF | OM00035248 | DNA | BOILER ROOM, NORTH BASEMENT | NA | NA | NA | 3 | 208-230/460 | 8.80-8.60/4.40 | Electric | 3 | NA | NA | \Classifications\Building System Class\D30-HVAC Systems\D3040 - Distribution SYS\Hot Water Pump - PHW | 1012632
19-AP1 | 19-AP1 Santa Monica Courthouse | 19-AP1-D2040-100-PSU01 | SUMP PUMP #1 | Aurora Pump | 6318081 | MSM (size 1.5) | OM00035234 | DNA | MECHANICAL ROOM, NORTH BASEMENT | NA | NA | NA | 3/4 | 115/230 | 10.8/5.4 | Electric | 3 | NA | NA | \Classifications\Building System Class\D20-Plumbing\D2040 - Rain Drain\Sump Pump - PSU | 1012633
19-AP1 | 19-AP1 Santa Monica Courthouse | 19-AP1-D2030-410-PMS01 | Sewage Ejector Pump #2 (Mech Rm Basement) | Paco Pump | SK95D04249 | ZVD56T17D53198P | OM00035235 | DNA | MECHANICAL ROOM, NORTH BASEMENT | NA | NA | NA | 2 | 208-230/460 | 6.2-6.2/3.1 | Electric | 3 | NA | NA | \Classifications\Building System Class\D20-Plumbing\D2030 - Sani Waste\Sewage Ejector Pump - PMS | 1012634
19-AP1 | 19-AP1 Santa Monica Courthouse | 19-AP1-D2030-410-PMS02 | Sewage Ejector Pump (Mech Rm Basement) | Tramco Pumps Co | 116017 | 1001-3 | OM00035236 | DNA | MECHANICAL ROOM, NORTH BASEMENT | NA | NA | NA | 1.5 | 230/460 | 6.2/3.1 | Electric | 3 | NA | NA | \Classifications\Building System Class\D20-Plumbing\D2030 - Sani Waste\Sewage Ejector Pump - PMS | 1012635
19-AP1 | 19-AP1 Santa Monica Courthouse | 19-AP1-D2090-230-WIP01 | PUMP, WATER TREATMENT | UNILOC | DNA | 30C | OM00035242 | DNA | MECHANICAL ROOM, NORTH BASEMENT | NA | NA | NA | DNA | 115 | 3 | Electric | 1 | NA | NA | \Classifications\Building System Class\D20-Plumbing\D2090 - Other Plumbing SYS\Water Treatment Inhibitor Pump - WIP | 1012637
19-AP1 | 19-AP1 Santa Monica Courthouse | 19-AP1-D5011-240-TRN02 | ELECTRICAL TRANSFORMER #2 | JEFFRIES | DNA | NP-MF8 | OM00035224 | DNA | ELEVATOR ROOM, NORTH BASEMENT | NA | NA | NA | NA | 240-480 | .8 | Electric | 3 | NA | NA | \Classifications\Building System Class\D50-Electrical SYS\D5010 - Elec Service & Dist\Transformer - TRN | 1012638
19-AP1 | 19-AP1 Santa Monica Courthouse | 19-AP1-D5011-240-TRN03 | ELECTRICAL TRANSFORMER #3 | JEFFRIES | 2097 | HWT | OM00035245 | DNA | ELECTRICAL ROOM, NORTH BASEMENT | NA | NA | NA | NA | 480 | 225 | Electric | 3 | NA | NA | \Classifications\Building System Class\D50-Electrical SYS\D5010 - Elec Service & Dist\Transformer - TRN | 1012639
19-AP1 | 19-AP1 Santa Monica Courthouse | 19-AP1-D5011-240-TRN04 | ELECTRICAL TRANSFORMER #4 | JEFFRIES | DNA | NP-7 | OM00035143 | DNA | ELEVATOR ROOM, NORTH BASEMENT | NA | NA | NA | NA | 240-480 | 300 | Electric | 3 | NA | NA | \Classifications\Building System Class\D50-Electrical SYS\D5010 - Elec Service & Dist\Transformer - TRN | 1012640
19-AP1 | 19-AP1 Santa Monica Courthouse | 19-AP1-D5011-240-TRN05 | ELECTRICAL TRANSFORMER #5 | JEFFRIES | 204-1 | AL-8 303-412-3H | OM00035144 | DNA | TELEPHONE ROOM, SOUTH BASEMENT | NA | NA | NA | NA | 480-208/120 | 300 | Electric | 3 | NA | NA | \Classifications\Building System Class\D50-Electrical SYS\D5010 - Elec Service & Dist\Transformer - TRN | 1012641
19-AP1 | 19-AP1 Santa Monica Courthouse | 19-AP1-D3041-110-AHU04 | Air Handler Unit #4 (Rm P2) (Supply) | Trane | U59392 | 41 | OM00040840 | NA | Core of building | B-126 (3 of them) | 20x25x8 Cube Filters (24 filters) | NA | 20 | 460 | 27 | Electric | 3 | NA | NA | \Classifications\Building System Class\D30-HVAC Systems\D3040 - Distribution SYS\Air Handling Unit - AHU | 1014652
19-AP1 | 19-AP1 Santa Monica Courthouse | 19-AP1-B2034-400-DOH01 | HOLDING CELL:DOOR, OVERHEAD #1 (ROLL-UP) | R & S | DNA | DNA | OM00036718 |  | HOLDING CELL: SOUTH SIDE WEST DOOR | NA | NA | NA | 1 | 208-230/460 | 3.8/1.9 | Electric | 3 | NA | NA | \Classifications\Building System Class\B20-General Building Exterior\B2030 - Exterior Doors\Door,Overhead-Shutter,Manual,Elec,Roll-up - DOH | 1015494
19-AP1 | 19-AP1 Santa Monica Courthouse | 19-AP1-B2034-400-DOH02 | HOLDING CELL:DOOR, OVERHEAD #2 (ROLL-UP) | LAWRENCE | 103462 | R.A.G | OM00036717 |  | HOLDING CELL: SOUTH SIDE EAST DOOR, SALLY PORT | NA | NA | NA | 1 | 208-230/460 | 3.8/1.9 | Electric | 3 | NA | NA | \Classifications\Building System Class\B20-General Building Exterior\B2030 - Exterior Doors\Door,Overhead-Shutter,Manual,Elec,Roll-up - DOH | 1015495
19-AP1 | 19-AP1 Santa Monica Courthouse | 19-AP1-D3042-220-EFN09 | HOLDING CELL:FAN, EXHAUST #9 (LOCK-UP CORE) | CENTRIMASTER | 1011207 | CENTRIFUGAL AIR FOIL | OM00036716 |  | HOLDING CELL: CORE LOCK-UP | NA | NA | NA | 2-Jan | 480 | 7 | Electric | 3 | NA | NA | \Classifications\Building System Class\D30-HVAC Systems\D3040 - Distribution SYS\Supply/Exhaust/Return fans- FAN | 1015496
19-AP1 | 19-AP1 Santa Monica Courthouse | 19-AP1-D2023-100-BFP07 | Backflow Preventor, Irrigation BFP07 | Febco | A203609 | 825-Y 2" | OM00035301 | OW0209916-FA0234841-BD0002371 | Front of Bldg Irrigation 2" (LAPHD FORM REQUIRED) | [10 empty] | \Classifications\Building System Class\D20-Plumbing\D2020 - Domestic Water\Backflow Preventer - BFP | 1015989
19-AP1 | 19-AP1 Santa Monica Courthouse | 19-AP1-D2023-100-BFP08 | Backflow Preventer, Cooling Tower | Wilkins | 3743595 | 975XL2 | OM00040835 | OW0209916-FA0234841-BD0042850 | Cooling Tower Card#2 (LAPHD FORM REQUIRED) | NA | NA | NA | NA | NA | NA | NA | NA | NA | NA | \Classifications\Building System Class\D20-Plumbing\D2020 - Domestic Water\Backflow Preventer - BFP | 1016025
19-AP1 | 19-AP1 Santa Monica Courthouse | 19-AP1-D3050-250-ACU04 | Air Conditioning Split System (Roof) | Carrier | 3313V02025 | 38MVC018-301 | OM00040836 |  | Roof Top | NA | NA | R-410A | NA | 208/230 | 20/11 | Electric | 1 | NA | NA | \Classifications\Building System Class\D30-HVAC Systems\D3050 - Package SYS\Air Conditioning,Split System - ACU | 1017956
19-AP1 | 19-AP1 Santa Monica Courthouse | 19-AP1-B2034-400-DOH03 | Overhead Manual Rollup Door (Traffic Payment Window) | Lawrence Overhead Doors | 117515 | DNA | OM00040843 |  | Traffic Payment Window | NA | NA | NA | NA | NA | NA | NA | NA | NA | NA | \Classifications\Building System Class\B20-General Building Exterior\B2030 - Exterior Doors\Door,Overhead-Shutter,Manual,Elec,Roll-up - DOH | 1017958
19-AP1 | 19-AP1 Santa Monica Courthouse | 19-AP1-D3042-220-EFN10 | Exhaust Fan (Boiler Rm) | Trane Centrifugal Fan | U58078 | 31 | OM00040833 |  | Basement Boiler Room | A60 (2) | NA | NA | 2 | 208-230/460 | 6.8/6.4-3.2 | Electric | 3 | NA | NA | \Classifications\Building System Class\D30-HVAC Systems\D3040 - Distribution SYS\Supply/Exhaust/Return fans- FAN | 1017959
19-AP1 | 19-AP1 Santa Monica Courthouse | 19-AP1-D3042-220-EFN11 | Exhaust Fan (Roof) | PVD | DNA | LC31 | OM00035300 |  | Roof | A71 (1) | NA | NA | 1 | 200-230/460 | 3.4-3.6/1.8 | Electric | 3 | NA | NA | \Classifications\Building System Class\D30-HVAC Systems\D3040 - Distribution SYS\Supply/Exhaust/Return fans- FAN | 1017960
19-AP1 | 19-AP1 Santa Monica Courthouse | 19-AP1-D3041-230-RFN01 | Return Fan (Basement Fan Rm) | Trane | U59394 | 41 | OM00040820 |  | Basement Fan Room | B120 (3) | NA | NA | 15 | 230/460 | 40/20 | Electric | 3 | NA | NA | \Classifications\Building System Class\D30-HVAC Systems\D3040 - Distribution SYS\Supply/Exhaust/Return fans- FAN | 1017965
19-AP1 | 19-AP1 Santa Monica Courthouse | 19-AP1-D3041-230-RFN02 | Return Fan (Rm P2) | Trane | U59395 | 41 | OM00040841 |  | Roof Room P2 | B118 (2) | NA | NA | 10 | 230/460 | 27/11 | Electric | 3 | NA | NA | \Classifications\Building System Class\D30-HVAC Systems\D3040 - Distribution SYS\Supply/Exhaust/Return fans- FAN | 1017966
19-AP1 | 19-AP1 Santa Monica Courthouse | 19-AP1-D3041-230-RFN03 | Return Fan (Roof AHU Rm) | Trane | U59398 | 41 | OM00040837 |  | Air Handler Room on Roof | B136 93) | NA | NA | 75 | 230/460 | 22/11 | Electric | 3 | NA | NA | \Classifications\Building System Class\D30-HVAC Systems\D3040 - Distribution SYS\Supply/Exhaust/Return fans- FAN | 1017967
19-AP1 | 19-AP1 Santa Monica Courthouse | 19-AP1-D5010-200-ESD05 | Electrical Switchboard (Rm B16) | Zinsco | 18845 | DNA | OM00040818 |  | Basement Electrical Room B16 | NA | NA | NA | NA | 120-220 | 400 | Electric | 1 | NA | NA | \Classifications\Building System Class\D50-Electrical SYS\D5010 - Elec Service & Dist\Electical Service and Distribution - ESD | 1017968
19-AP1 | 19-AP1 Santa Monica Courthouse | 19-AP1-D5010-200-ESD03 | Electrical Switchboard (Rm B16) | Zinsco | 161985 | DNA | OM00040819 |  | Basement Electrical Room B16 | NA | NA | NA | NA | 120-220 | 1200 | Electric | 3 | NA | NA | \Classifications\Building System Class\D50-Electrical SYS\D5010 - Elec Service & Dist\Electical Service and Distribution - ESD | 1017969
19-AP1 | 19-AP1 Santa Monica Courthouse | 19-AP1-D3090-220-CMD02 | Compressor Air Dryer (Rm B6) | Hankison | N80101150102149 | 8010-115 | OM00040834 |  | Basement Mech Room | NA | NA | R-134a | NA | 115 | 4.6 | Electric | 1 | NA | NA | \Classifications\Building System Class\D30-HVAC Systems\D3090 - Other HVAC Systems and Equipment\Compressed Air Dryer - CMD | 1017957
19-AP1 | 19-AP1 Santa Monica Courthouse | 19-AP1-D3042-220-EFN12 | Exhaust Fan (Roof AHU Room) | Trane | U59396 | 31 | OM00040839 |  | Air Handler Room on Roof | A46 (2) | NA | NA | 1/2 | 200-230/460 | 1.8-2.2/1.1 | Electric | 3 | NA | NA | \Classifications\Building System Class\D30-HVAC Systems\D3040 - Distribution SYS\Supply/Exhaust/Return fans- FAN | 1017961
19-AP1 | 19-AP1 Santa Monica Courthouse | 19-AP1-D4010-150-FMS01 | Fire System Standpipe (Pump Room) | Grinnel | DNA | DNA | OM00040844 |  | Basement Pump Room | NA | NA | NA | NA | NA | NA | NA | NA | NA | NA | \Classifications\Building System Class\D40-Fire Protection SYS\D4010 - Sprinkler SYS\Fire Systems, stand pipes - FMS | 1017962
19-AP1 | 19-AP1 Santa Monica Courthouse | 19-AP1-C1020-110-FRD01 | Fire Automatic Sliding Door (Front of Elevators) | Won Door | 8882261 | R6799 | OM00040456 |  | 3rd Floor in Front of Elevators | NA | NA | NA | NA | NA | NA | NA | NA | NA | NA | \Classifications\Building System Class\C10-General Building Interior\C1020 - Fire Doors\Fire Doors - FRD | 1017963
19-AP1 | 19-AP1 Santa Monica Courthouse | 19-AP1-D5010-110-MCC02 | Motor Control Center (AHU Room) | Zinsco | 181793 | DNA | OM00040838 |  | Air Handler Room on Roof | NA | NA | NA | NA | 480 | 300 | Electric | 3 | NA | NA | \Classifications\Building System Class\D50-Electrical SYS\D5010 - Elec Service & Dist\Chiller Room Electrical Panel - MCC | 1017964
19-AP1 | 19-AP1 Santa Monica Courthouse | 19-AP1-D2023-100-BFP09 | Backflow Preventor (BFP09) | Watts | 69959 | LF009M30T | OM00036860 | OW0209916-FA0234841-BD0013156 | Basement Machine Room (LAPHD FORM REQUIRED) | NA | NA | NA | NA | NA | NA | NA | NA | NA | NA | \Classifications\Building System Class\D20-Plumbing\D2020 - Domestic Water\Backflow Preventer - BFP | 1019531
19-AP1 | 19-AP1 Santa Monica Courthouse | 19-AP1-D3050-250-ACU05 | SPLIT SYSTEM A/C #1 (ACU05) | Mitsubishi Electric | 53UO2631B | PUZ-A36NHA6 | OM00040756 |  | OUTSIDE OF CHILLER ROOM (NORTH) | NA | NA | R-410A | NA | 208/230 | 17.5-12 | Electric | 1 | NA | NA | \Classifications\Building System Class\D30-HVAC Systems\D3050 - Package SYS\Air Conditioning,Split System - ACU | 1021663
19-AP1 | 19-AP1 Santa Monica Courthouse | 19-AP1-D2023-100-BFP11 | Backflow Preventor (BFP11) | Wilkins | HC-11851 | 90XLD, .75" | OM00046752 | Acct: 550905 Insp# 120828535 | Grounds, Front of Landscape | NA | NA | NA | NA | NA | NA | NA | NA | NA | NA | \Classifications\Building System Class\D20-Plumbing\D2020 - Domestic Water\Backflow Preventer - BFP | 1022762
19-AP1 | 19-AP1 Santa Monica Courthouse | 19-AP1-D2023-100-BFP12 | Backflow Preventor (BFP12) | Wilkins | PL0378 | 450DA, 6" | OM00046753 | Account# 550905 Insp# 12082534 | Grounds, Front of Landscape | NA | NA | NA | NA | NA | NA | NA | NA | NA | NA | \Classifications\Building System Class\D20-Plumbing\D2020 - Domestic Water\Backflow Preventer - BFP | 1022763
19-AP1 | 19-AP1 Santa Monica Courthouse | 19-AP1-D2023-100-BFP13 | Backflow Preventer (BFP13) (2") | Watts | 171627 | LF009M30T, .75" | OM00046486 | OW0209916-FA0234841-BD0008868 | Basement Machine Room (LAPHD FORM REQUIRED) | NA | NA | NA | NA | NA | NA | NA | NA | NA | NA | \Classifications\Building System Class\D20-Plumbing\D2020 - Domestic Water\Backflow Preventer - BFP | 1022928
19-AP3 | 19-AP3 Santa Monica Court Annex | 19-AP3-D3050-250-ACU01 | A/C SPLIT SYSTEM | LIEBERT | 0429N94502 | PFH027A-PL3 | OM00035259 |  | EAST SIDE OF ROOF | NA | NA | R-22 | 1/5 | 208/230 | 11.4 | Electric | 1 | NA | NA | \Classifications\Building System Class\D30-HVAC Systems\D3050 - Package SYS\Air Conditioning,Split System - ACU | 1012644
19-AP3 | 19-AP3 Santa Monica Court Annex | 19-AP3-D3042-220-EFN01 | EXHAUST FAN #1 (BELT DRIVEN) | Penn Ventilation Co | NA | DV06B | OM00035220 |  | WEST END | 3L210 (1) | NA | NA | 1/4 | 115/208-230 | 5.4/2.7 | Electric | 3 | NA | NA | \Classifications\Building System Class\D30-HVAC Systems\D3040 - Distribution SYS\Supply/Exhaust/Return fans- FAN | 1012647
19-AP3 | 19-AP3 Santa Monica Court Annex | 19-AP3-D3042-220-EFN02 | EXHAUST FAN #2 (BELT DRIVEN) | Penn Ventilation Co | NA | DX08B | OM00035260 |  | EAST END OF ROOF | 3L210 (1) | NA | NA | 1/4 | 115/208-230 | 5.4/2.7 | Electric | 3 | NA | NA | \Classifications\Building System Class\D30-HVAC Systems\D3040 - Distribution SYS\Supply/Exhaust/Return fans- FAN | 1012648
19-AP3 | 19-AP3 Santa Monica Court Annex | 19-AP3-D3042-220-EFN03 | EXHAUST FAN #3 (BELT DRIVEN) | Penn Ventilation Co | NA | LC12BC | OM00035261 |  | NORTH END OF ROOF | AP39 (1) | NA | NA | 1/4 | 208/230 | 5.4-2.7 | Electric | 3 | NA | NA | \Classifications\Building System Class\D30-HVAC Systems\D3040 - Distribution SYS\Supply/Exhaust/Return fans- FAN | 1012649
19-AP3 | 19-AP3 Santa Monica Court Annex | 19-AP3-D3042-220-EFN04 | EXHAUST FAN #4 (BELT DRIVEN) | Penn Ventilation Co | NA | DX08B | OM00035262 |  | SOUTHEND | 3L210 (1) | NA | NA | 1/4 | 115/208-2320 | 5.4-2.7 | Electric | 3 | NA | NA | \Classifications\Building System Class\D30-HVAC Systems\D3040 - Distribution SYS\Supply/Exhaust/Return fans- FAN | 1012650
19-AP3 | 19-AP3 Santa Monica Court Annex | 19-AP3-D3042-220-EFN05 | EXHAUST FAN #5 (BELT DRIVEN) | Penn Ventilation Co | NA | DX08B | OM00035265 |  | WEST END | 3L210 (1) | NA | NA | 1/4 | 115/208-230 | 5.4-2.7 | Electric | 3 | NA | NA | \Classifications\Building System Class\D30-HVAC Systems\D3040 - Distribution SYS\Supply/Exhaust/Return fans- FAN | 1012651
19-AP3 | 19-AP3 Santa Monica Court Annex | 19-AP3-D3042-220-EFN06 | EXHAUST FAN #6 (BELT DRIVEN) | Penn Ventilation Co | NA | DX06B | OM00035264 |  | EAST END | 3L210 (1) | NA | NA | 1/4 | 115/208-230 | 5.4-2.7 | Electric | 3 | NA | NA | \Classifications\Building System Class\D30-HVAC Systems\D3040 - Distribution SYS\Supply/Exhaust/Return fans- FAN | 1012652
19-AP3 | 19-AP3 Santa Monica Court Annex | 19-AP3-D3042-220-EFN07 | EXHAUST FAN #7 (BELT DRIVEN) | Penn Ventilation Co | NA | DX06B | OM00035263 |  | NORTH END | 3L210 (1) | NA | NA | 1/4 | 115/208-230 | 5.4-2.7 | Electric | 3 | NA | NA | \Classifications\Building System Class\D30-HVAC Systems\D3040 - Distribution SYS\Supply/Exhaust/Return fans- FAN | 1012653
19-AP3 | 19-AP3 Santa Monica Court Annex | 19-AP3-D3042-220-EFN08 | EXHAUST FAN #8 (BELT DRIVEN) | Penn Ventilation Co | NA | DX08B | OM00035266 |  | EAST END | 3L210 (1) | NA | NA | 1/4 | 115/208-230 | 5.4-2.7 | Electric | 3 | NA | NA | \Classifications\Building System Class\D30-HVAC Systems\D3040 - Distribution SYS\Supply/Exhaust/Return fans- FAN | 1012654
19-AP3 | 19-AP3 Santa Monica Court Annex | 19-AP3-D1010-100-ELE04 | ELEVATOR #4 (ANNEX PUBLIC, HYDRAULIC) | Thyssenkrupp | 062904143025 | 590AF3 | OM00035211 | State ID# 134810 | ELEVATOR ROOM | NA | NA | NA | 20 | 460 | 28.4 | Hydraulic | 3 | NA | NA | \Classifications\Building System Class\D10-Conveyance Systems\D1010 - Elevator\Elevator,Hydraulic,Pass/Freight - ELE | 1012655
19-AP3 | 19-AP3 Santa Monica Court Annex | 19-AP3-B2010-100-BLD01 | BUILDING | NA | NA | NA | OM00035293 | Permit #90-1708-01 | ENTIRE BUILDING | NA | NA | NA | NA | NA | NA | NA | NA | NA | NA | \Classifications\Building System Class\B20-General Building Exterior\B2010 - Exterior Walls\Building - BLD | 1012656
19-AP3 | 19-AP3 Santa Monica Court Annex | 19-AP3-B3010-100-RUF01 | ROOFING SYSTEM | NA | NA | NA | OM00035299 |  | ROOF | NA | NA | NA | NA | NA | NA | NA | NA | NA | NA | \Classifications\Building System Class\B30-Roofing\B3010 - Roof Types\Roof - RUF | 1012657
19-AP3 | 19-AP3 Santa Monica Court Annex | 19-AP3-D1010-100-ELE05 | ELEVATOR #5 (ANNEX JUDGES, HYDRAULIC) | Thyssenkrupp | 062904142658 | 590AF3 | OM00035212 | State ID# 134811 | SECURED HALL ELEVATOR ROOM | NA | NA | NA | 20 | 460 | 28.4 | Hydraulic | 3 | NA | NA | \Classifications\Building System Class\D10-Conveyance Systems\D1010 - Elevator\Elevator,Hydraulic,Pass/Freight - ELE | 1012658
19-AP3 | 19-AP3 Santa Monica Court Annex | 19-AP3-D5092-250-ELT25 | EXTERIOR LIGHTING (25) | NA | NA | NA | OM00035295 |  | EXTERIOR AROUND BUILDING | NA | NA | NA | NA | 220, 277 | DNA | Electric | DNA | NA | NA | \Classifications\Building System Class\D50-Electrical SYS\D5090 - Elec SYS\Exterior Lighting - ELT | 1012659
19-AP3 | 19-AP3 Santa Monica Court Annex | 19-AP3-D5092-250-EML37 | LIGHTING, EMERGENCY (22) & EXIT (15) | NA | NA | NA | OM00035296 |  | THROUGHOUT BUILDING | NA | NA | NA | NA | 115,220,277 | NA | Electric | NA | NA | NA | \Classifications\Building System Class\D50-Electrical SYS\D5090 - Elec SYS\Emergency And Exit Lighting - EML | 1012660
19-AP3 | 19-AP3 Santa Monica Court Annex | 19-AP3-D5037-710-FAP01 | FIRE ALARM PANEL | GAMEWELL | NA | IF610252 | OM00035270 |  | JUDGES PARKING AREA FIRE ROOM | NA | NA | NA | NA | 115 | DNA | Electric | DNA | NA | NA | \Classifications\Building System Class\D50-Electrical SYS\D5030 - Comm & Security\Fire Alarm Panel - FAP | 1012661
19-AP3 | 19-AP3 Santa Monica Court Annex | 19-AP3-D4031-100-FEX13 | FIRE EXTINGUISHERS (13) | NA | NA | NA | OM00035298 |  | THROUGHOUT BUILDING | NA | NA | NA | NA | NA | NA | NA | NA | NA | NA | \Classifications\Building System Class\D40-Fire Protection SYS\D4030 - FIRE SPEC\Fire Extinguisher - FEX | 1012662
19-AP3 | 19-AP3 Santa Monica Court Annex | 19-AP3-D3020-100-HET01 | TANK, POTABLE HOT WATER EXPANSION STORAGE | AMITROL | NA | NA | OM00035214 |  | JANITORIAL ROOM | NA | NA | NA | NA | NA | NA | NA | NA | NA | NA | \Classifications\Building System Class\D30-HVAC Systems\D3020 - Heat SYS\Heater Water Expansion Tank - HET | 1012663
19-AP3 | 19-AP3 Santa Monica Court Annex | 19-AP3-G2049-300-HSC01 | HARDSCAPE | NA | NA | NA | OM00035297 |  | GROUNDS | NA | NA | NA | NA | NA | NA | NA | NA | NA | NA | \Classifications\Building System Class\G20-Other Systems\G2040 - Site Development\Hardscape - HSC | 1012664
19-AP3 | 19-AP3 Santa Monica Court Annex | 19-AP3-D2023-310-HWP01 | PUMP, HOT WATER RECIRCULATING | GRUND FOS | NA | NA | OM00040458 |  | JANITORIAL ROOM | NA | NA | NA | 1/6 | 115 | 10 | Electric | 1 | NA | NA | \Classifications\Building System Class\D20-Plumbing\D2020 - Domestic Water\Domestic Hot Water Circulating Pump - HWP | 1012666
19-AP3 | 19-AP3 Santa Monica Court Annex | 19-AP3-G2050-200-LSC01 | LANDSCAPING | NA | NA | NA | OM00035294 | NA | GROUNDS | NA | NA | NA | NA | NA | NA | NA | NA | NA | NA | \Classifications\Building System Class\G20-Other Systems\G2050 - Landscaping\Landscaping - LSC | 1012667
19-AP3 | 19-AP3 Santa Monica Court Annex | 19-AP3-D3050-210-PKU03 | PACKAGE UNIT #3 | TRANE | 438101426L | YSC102A4RLAOC5L | OM00035219 |  | CENTER OF ROOF | A35 (1) | 24x24x2 (4) | R-22 | 3 | 208-230/460 | 9.4-9.2/4.6 | Natural gas and electric | 3 | NA | NA | \Classifications\Building System Class\D30-HVAC Systems\D3050 - Package SYS\Package Unit - PKU | 1012668
19-AP3 | 19-AP3 Santa Monica Court Annex | 19-AP3-D3050-210-PKU04 | PACKAGE UNIT #4 | TRANE | 438101378L | YSC102A4RLA1KC1A20010604 | OM00035218 |  | CENTER OF ROOF | A35 (1) | 24x24x2 (4) | R-22 | 3 | 208-230/460 | 9.4-9.2/4.6 | Natural gas and electric | 3 | NA | NA | \Classifications\Building System Class\D30-HVAC Systems\D3050 - Package SYS\Package Unit - PKU | 1012669
19-AP3 | 19-AP3 Santa Monica Court Annex | 19-AP3-D5010-200-ESD01 | ELECTRICAL SWITCH BOARD | SIEMENS | E549070 | SB | OM00035273 |  | JUDGES PARKING AREA, FIRE ROOM | NA | NA | NA | NA | 480/277 | 400 | Electric | 3 | NA | NA | \Classifications\Building System Class\D50-Electrical SYS\D5010 - Elec Service & Dist\Electical Service and Distribution - ESD | 1012670
19-AP3 | 19-AP3 Santa Monica Court Annex | 19-AP3-D5011-240-TRN01 | ELECTRICAL TRANSFORMER | SIEMENS | NA | 3F3075TPI | OM00035271 |  | JUDGES PARKING AREA, FIRE ROOM | NA | NA | NA | NA | 480 | 100 | Electric | 3 | NA | NA | \Classifications\Building System Class\D50-Electrical SYS\D5010 - Elec Service & Dist\Transformer - TRN | 1012671
19-AP3 | 19-AP3 Santa Monica Court Annex | 19-AP3-D5092-100-UPS01 | UNITERUPTIBLE POWER SYSTEM | SPECTRON | NA | LSN | OM00035272 |  | JUDGES PARKING AREA, FIRE ROOM | NA | NA | NA | NA | 277 | 10 | Electric and lead-sulfuric acid | DNA | NA | NA | \Classifications\Building System Class\D50-Electrical SYS\D5090 - Elec SYS\Uninterruptible Power System - UPS | 1012672
19-AP3 | 19-AP3 Santa Monica Court Annex | 19-AP3-D3050-210-PKU01 | PACKAGE UNIT #1 | TRANE | 438101568L | YSC102A4RLAOC5L | OM00035216 |  | CENTER OF ROOF | A34 (1) | 24x24x2 (4) | R-22 | 3/4 | 208-230/460 | 9.4-9.2/4.6 | Natural gas and electric | 3 | NA | NA | \Classifications\Building System Class\D30-HVAC Systems\D3050 - Package SYS\Package Unit - PKU | 1012673
19-AP3 | 19-AP3 Santa Monica Court Annex | 19-AP3-D3050-210-PKU02 | PACKAGE UNIT #2 | TRANE | 438101615L | YSC102A4RLA1KC1A200010604 | OM00035217 |  | CENTER OF ROOF | A35 (1) | 24x24x2 (4) | R-22 | 3 | 460/230 | 4.6/9.2 | Natural gas and electric | 3 | NA | NA | \Classifications\Building System Class\D30-HVAC Systems\D3050 - Package SYS\Package Unit - PKU | 1012674
19-AP3 | 19-AP3 Santa Monica Court Annex | 19-AP3-D2022-100-HWE01 | Domestic Hot Water Heater (Rm A121) | Rheen Ruud | DX0813RRA501217317 | ELD30-B | OM00040457 | NA | Floor 1 Janitorial Room | NA | NA | NA | NA | 480 | DNA | Electric | 3 | NA | NA | \Classifications\Building System Class\D20-Plumbing\D2020 - Domestic Water\Domestic Water Heater, Electric - HWE | 1017890
19-AP3 | 19-AP3 Santa Monica Court Annex | 19-AP3-D3068-100-BAS01 | Building Automation System (Rm A111) | Trane | 1227001 | Tracker 12 | OM00036911 |  | First Floor, Rm A111 | NA | NA | NA | NA | 120 | DNA | Electric | 1 | NA | NA | \Classifications\Building System Class\D30-HVAC Systems\D3060 - Control & Inst Air\Building Automation System - BAS | 1019065
19-AP3 | 19-AP3 Santa Monica Court Annex | 19-AP3-D2023-100-BFP02 | BACKFLOW PREVENTER #1 (2 INCH) (BFP02) | Watts | 065322 | LF009M2QT | OM00019948 |  | COURTYARD AREA NEXT TO ANNEX BUILDING UNDERSTAIRS | NA | NA | NA | NA | NA | NA | NA | NA | NA | NA | \Classifications\Building System Class\D20-Plumbing\D2020 - Domestic Water\Backflow Preventer - BFP | 1021793
19-AQ1 | 19-AQ1 Beverly Hills Courthouse | 19-AQ1-D3031-130-CLR02 | CHILLER #2, WATER COOLED | TRANE | U99C05973 | RTHB130FLF00LWPP00UNN3LF2LFV0QU0 | OM00035081 | DNA | CHILLER ROOM, "G" LEVEL | NA | NA | R-22 | NA | 460 | 125 | Electric | 3 | NA | NA | \Classifications\Building System Class\D30-HVAC Systems\D3030 - Cooling SYS\Chiller, Water Cooled - CLR | 1012675
19-AQ1 | 19-AQ1 Beverly Hills Courthouse | 19-AQ1-D3090-220-CMD01 | COMPRESSOR, AIR DRYER | SPEED AIRE | 1767903 | 5Z702A | OM00035085 | DNA | CHILLER ROOM | 5L840 (3) | NA | R-22 | 3 | 230/460 | 9.0/4.5 | Electric | 3 | NA | NA | \Classifications\Building System Class\D30-HVAC Systems\D3090 - Other HVAC Systems and Equipment\Compressed Air Dryer - CMD | 1012676
19-AQ1 | 19-AQ1 Beverly Hills Courthouse | 19-AQ1-D2020-130-WMR01 | METER, WATER METER READINGS | SENSUS | 43963798 | NA | OM00035108 |  | EAST WALL | NA | NA | NA | NA | NA | NA | NA | NA | NA | NA | \Classifications\Building System Class\D20-Plumbing\D2020 - Domestic Water\Water Meter Readings - WMR | 1012677
19-AQ1 | 19-AQ1 Beverly Hills Courthouse | 19-AQ1-D5036-200-CSY01 | CLOCK SYSTEM | ATS | 0614-09482 | MC4181 | OM00035090 | DNA | "G" LEVEL WEIGHT ROOM | NA | NA | NA | NA | 120 | 1 | Electric | DNA | NA | NA | \Classifications\Building System Class\D50-Electrical SYS\D5030 - Comm & Security\Clock Systems - CSY | 1012678
19-AQ1 | 19-AQ1 Beverly Hills Courthouse | 19-AQ1-D3030-110-CTW01 | COOLING TOWER #1 | EVAPCO | 998249W | A78-49B | OM00035105 | DNA | COOLING TOWER AREA | NA | NA | NA | 30 | 480 | DNA | Electric | 3 | NA | NA | \Classifications\Building System Class\D30-HVAC Systems\D3030 - Cooling SYS\Cooling Tower - CTW | 1012679
19-AQ1 | 19-AQ1 Beverly Hills Courthouse | 19-AQ1-D3030-110-CTW02 | COOLING TOWER #2 | EVAPCO | 998250W | AT8-49B | OM00035106 | DNA | COOLING TOWER AREA | NA | NA | NA | 30 | 480 | DNA | Electric | 3 | NA | NA | \Classifications\Building System Class\D30-HVAC Systems\D3030 - Cooling SYS\Cooling Tower - CTW | 1012680
19-AQ1 | 19-AQ1 Beverly Hills Courthouse | 19-AQ1-B2034-400-DOH03 | DOOR #3, OVERHEAD ROLL-UP (ELECTRIC) | Cookson Door | 866580100000057 | H75-11-B2/R | OM00035115 |  | WEST OF BUILDING (ALLEY) | NA | NA | NA | NA | 220 | DNA | Electric | 1 | NA | NA | \Classifications\Building System Class\B20-General Building Exterior\B2030 - Exterior Doors\Door,Overhead-Shutter,Manual,Elec,Roll-up - DOH | 1012681
19-AQ1 | 19-AQ1 Beverly Hills Courthouse | 19-AQ1-B2034-400-DOH04 | DOOR #4, OVERHEAD ROLL-UP ELECTRIC (JUDGES) | Cookson Door | 918160100000027 | H75-11-B2/R | OM00035116 |  | WEST OF BUILDING (ALLEY) | NA | NA | NA | NA | 220 | DNA | Electric | DNA | NA | NA | \Classifications\Building System Class\B20-General Building Exterior\B2030 - Exterior Doors\Door,Overhead-Shutter,Manual,Elec,Roll-up - DOH | 1012682
19-AQ1 | 19-AQ1 Beverly Hills Courthouse | 19-AQ1-B2034-400-DOH05 | DOOR #5, OVERHEAD ROLL-UP GATE (ELECTRIC) | Power Master | EAB480532 | H71 | OM00035117 |  | WEST OF BUILDING (ALLEY) | NA | NA | NA | NA | 220 | DNA | Electric | DNA | NA | NA | \Classifications\Building System Class\B20-General Building Exterior\B2030 - Exterior Doors\Door,Overhead-Shutter,Manual,Elec,Roll-up - DOH | 1012683
19-AQ1 | 19-AQ1 Beverly Hills Courthouse | 19-AQ1-B2034-400-DOH06 | Rollup Overhead Electric Door #6 (Main Entry Parking Structure) | Cookson Door | 10118-3 | NA | OM00035118 |  | JURY BASEMENT GARAGE | NA | NA | NA | NA | 220 | DNA | Electric | DNA | NA | NA | \Classifications\Building System Class\B20-General Building Exterior\B2030 - Exterior Doors\Door,Overhead-Shutter,Manual,Elec,Roll-up - DOH | 1012684
19-AQ1 | 19-AQ1 Beverly Hills Courthouse | 19-AQ1-D3042-220-EFN01 | EXHAUST FAN, BELT DRIVEN (PARKING GARAGE) | BALADOR | NA | C988 | OM00035121 |  | JURY PARKING 1B | B-99 (2) | NA | NA | 10 | 208/230 | 15.0/7.4 | Electric | 3 | NA | NA | \Classifications\Building System Class\D30-HVAC Systems\D3040 - Distribution SYS\Supply/Exhaust/Return fans- FAN | 1012686
19-AQ1 | 19-AQ1 Beverly Hills Courthouse | 19-AQ1-D5092-250-ELT01 | LIGHTING, EXTERIOR | NA | NA | NA | OM00035127 |  | EXTERIOR AROUND BUILDING | NA | NA | NA | NA | 277 | DNA | Electric | DNA | NA | NA | \Classifications\Building System Class\D50-Electrical SYS\D5090 - Elec SYS\Exterior Lighting - ELT | 1012687
19-AQ1 | 19-AQ1 Beverly Hills Courthouse | 19-AQ1-D4010-150-FMS01 | FIRE SYSTEMS, ALL STAND PIPES | POWHATAN | WP999 | NA | OM00035123 |  | WEST OF COURT ENTRANCE BEHIND FOLAGE | NA | NA | NA | NA | NA | NA | NA | NA | NA | NA | \Classifications\Building System Class\D40-Fire Protection SYS\D4010 - Sprinkler SYS\Fire Systems, stand pipes - FMS | 1012689
19-AQ1 | 19-AQ1 Beverly Hills Courthouse | 19-AQ1-G3063-100-AST01 | ABOVE GROUND FUEL STORAGE TANK (225 GAL) | NA | NA | NA | OM00035101 | DNA | GENERATOR ROOM | NA | NA | NA | NA | NA | NA | Diesel | NA | NA | NA | \Classifications\Building System Class\G30-Site Mechanical Utilities\G3060 - Fuel Distribution\Tank, Fuel Storage, Above Ground - AST | 1012690
19-AQ1 | 19-AQ1 Beverly Hills Courthouse | 19-AQ1-D5092-210-GEN01 | GENERATOR, EMERGENCY | ONAN | 0668042357 | 140DFD-4XR8/6875F | OM00035098 | Gen #G20862 | GENERATOR ROOM, "G" LEVEL | NA | NA | NA | 215 | 480 | 211 | Diesel | 3 | NA | NA | \Classifications\Building System Class\D50-Electrical SYS\D5090 - Elec SYS\Emergency Generator - GEN | 1012691
19-AQ1 | 19-AQ1 Beverly Hills Courthouse | 19-AQ1-D3020-100-HET01 | CHILLED WATER EXPANSION TANK #1 (NOT IN USE) | NA | NA | NA | OM00035067 |  | WEST WALL, "G" LEVEL | NA | NA | NA | NA | NA | NA | NA | NA | NA | NA | \Classifications\Building System Class\D30-HVAC Systems\D3020 - Heat SYS\Heater Water Expansion Tank - HET | 1012692
19-AQ1 | 19-AQ1 Beverly Hills Courthouse | 19-AQ1-D3020-100-HET02 | HOT WATER EXPANSION #2 | Apco Industries | NA | 5597 | OM00035069 | \ | BOILER ROOM ABOVE BOILER #2, "G" LEVEL | NA | NA | NA | NA | NA | NA | NA | NA | NA | NA | \Classifications\Building System Class\D30-HVAC Systems\D3020 - Heat SYS\Heater Water Expansion Tank - HET | 1012693
19-AQ1 | 19-AQ1 Beverly Hills Courthouse | 19-AQ1-D2023-310-HWP01 | PUMP, DOMESTIC HOT WATER CIRCULATING | BELLE & GOSSETT | 102210 | HVJ90 | OM00035065 | DNA | ON WALL NEAR DOMESTIC HOT WATER HEATER, "G" LEVEL | NA | NA | NA | 1/6 | 115 | 1.9 | Electric | 1 | NA | NA | \Classifications\Building System Class\D20-Plumbing\D2020 - Domestic Water\Domestic Hot Water Circulating Pump - HWP | 1012695
19-AQ1 | 19-AQ1 Beverly Hills Courthouse | 19-AQ1-D5010-200-ESD01 | MAIN ELECTRICAL PANEL | Zinsco | 295711 | 23026-1 | OM00035097 |  | GENERATOR ROOM, "G" LEVEL | NA | NA | NA | NA | 480 | 2000 | Electric | 3 | NA | NA | \Classifications\Building System Class\D50-Electrical SYS\D5010 - Elec Service & Dist\Electical Service and Distribution - ESD | 1012696
19-AQ1 | 19-AQ1 Beverly Hills Courthouse | 19-AQ1-D3031-100-PCH01 | CHILLED WATER PUMP #1 | Aurora Pump | 968855-3 | NA | OM00035086 |  | CHILLER ROOM "G" LEVEL | NA | NA | NA | 10 | 240/480 | 26/13 | Electric | 3 | NA | NA | \Classifications\Building System Class\D30-HVAC Systems\D3030 - Cooling SYS\Chilled Water Pump - PCH | 1012697
19-AQ1 | 19-AQ1 Beverly Hills Courthouse | 19-AQ1-D3031-100-PCH02 | CHILLED WATER PUMP #2 | Aurora Pump | 968855-2 | NA | OM00035087 |  | CHILLER ROOM "G" LEVEL | NA | NA | NA | 10 | 240/480 | 26/13 | Electric | 3 | NA | NA | \Classifications\Building System Class\D30-HVAC Systems\D3030 - Cooling SYS\Chilled Water Pump - PCH | 1012698
19-AQ1 | 19-AQ1 Beverly Hills Courthouse | 19-AQ1-B2010-100-BLD01 | BUILDING | NA | NA | NA | OM00035092 | NA | ENTIRE BUILDING | NA | NA | NA | NA | NA | NA | NA | NA | NA | NA | \Classifications\Building System Class\B20-General Building Exterior\B2010 - Exterior Walls\Building - BLD | 1012699
19-AQ1 | 19-AQ1 Beverly Hills Courthouse | 19-AQ1-B3010-100-RUF01 | ROOFING SYSTEM | NA | NA | NA | OM00035093 |  | ROOF | NA | NA | NA | NA | NA | NA | NA | NA | NA | NA | \Classifications\Building System Class\B30-Roofing\B3010 - Roof Types\Roof - RUF | 1012700
19-AQ1 | 19-AQ1 Beverly Hills Courthouse | 19-AQ1-G2050-200-LSC01 | LANDSCAPING | NA | NA | NA | OM00035103 | NA | GROUNDS | NA | NA | NA | NA | NA | NA | NA | NA | NA | NA | \Classifications\Building System Class\G20-Other Systems\G2050 - Landscaping\Landscaping - LSC | 1012701
19-AQ1 | 19-AQ1 Beverly Hills Courthouse | 19-AQ1-D4031-100-FEX47 | FIRE EXTINGUISHERS (47) | NA | NA | NA | OM00035125 |  | THROUGH OUT BUILDING | NA | NA | NA | NA | NA | NA | NA | NA | NA | NA | \Classifications\Building System Class\D40-Fire Protection SYS\D4030 - FIRE SPEC\Fire Extinguisher - FEX | 1012702
19-AQ1 | 19-AQ1 Beverly Hills Courthouse | 19-AQ1-D4094-450-SFM01 | Fire Systems, Extinguishing (4 "Halons") | FPS International | L-824115 | 20-61 | OM00036815 | DNA | THRU CHAPEL ROOM INSIDE SERVER ROOM | NA | NA | NA | NA | NA | NA | NA | NA | NA | NA | \Classifications\Building System Class\D40-Fire Protection SYS\D4090 - Other Fire Protection Systems\Fire Suppression, Gaseous - SFM | 1012703
19-AQ1 | 19-AQ1 Beverly Hills Courthouse | 19-AQ1-D1010-100-ELE01 | ELECTRIC PASSENGER ELEVATOR #1 (PUBLIC) | MONTGOMERY | C22006 | 208E | OM00035076 | State ID# 049942 | ELEVATOR ROOM BESIDE COOLING TOWER | NA | NA | NA | 40 | 240 | 137 | Electric | 3 | NA | NA | \Classifications\Building System Class\D10-Conveyance Systems\D1010 - Elevator\Elevator,Electric,Pass/Freight - ELE | 1012704
19-AQ1 | 19-AQ1 Beverly Hills Courthouse | 19-AQ1-D1010-100-ELE02 | ELECTRIC PASSENGER ELEVATOR #2 (PUBLIC) | MONTGOMERY | C22007 | 208E | OM00035077 | State ID# 049943 | ELEVATOR ROOM BESIDE COOLING TOWERS | NA | NA | NA | 40 | 240 | 137 | Electric | 3 | NA | NA | \Classifications\Building System Class\D10-Conveyance Systems\D1010 - Elevator\Elevator,Electric,Pass/Freight - ELE | 1012705
19-AQ1 | 19-AQ1 Beverly Hills Courthouse | 19-AQ1-D1010-100-ELE03 | ELECTRIC PASSENGER ELEVATOR #3 (CUSTODY) | MONTGOMERY | C22008 | 208E | OM00035078 | State ID# 049987 | ELEVATOR ROOM NEXT TO COOLING TOWERS | NA | NA | NA | 40 | 240 | 137 | Electric | 3 | NA | NA | \Classifications\Building System Class\D10-Conveyance Systems\D1010 - Elevator\Elevator,Electric,Pass/Freight - ELE | 1012706
19-AQ1 | 19-AQ1 Beverly Hills Courthouse | 19-AQ1-D1010-100-ELE04 | ELECTRIC PASSENGER ELEVATOR #4 (JUDGES) | MONTGOMERY | C22009 | 208E | OM00035079 | State ID# 049986 | ELEVATOR ROOM NEXT TO COOLING TOWERS | NA | NA | NA | 30 | 240 | 103 | Electric | 3 | NA | NA | \Classifications\Building System Class\D10-Conveyance Systems\D1010 - Elevator\Elevator,Electric,Pass/Freight - ELE | 1012707
19-AQ1 | 19-AQ1 Beverly Hills Courthouse | 19-AQ1-D5092-250-EML77 | LIGHTING, EMERGENCY (32) & EXIT (45) | NA | NA | NA | OM00035126 |  | THROUGHOUT BUILDING | NA | NA | NA | NA | 115, 120, 277 | NA | Electric | NA | NA | NA | \Classifications\Building System Class\D50-Electrical SYS\D5090 - Elec SYS\Emergency And Exit Lighting - EML | 1012708
19-AQ1 | 19-AQ1 Beverly Hills Courthouse | 19-AQ1-D3041-110-AHU01 | AIR HANDLER UNIT #1 | Bohn | HMZ-20DD | KMZ-2011 | OM00035104 |  | AIR HANDLER ROOM | B-99 (2) | 24X24X12 (16) | NA | 10 | 230/460 | 28/14 | Electric | 3 | NA | NA | \Classifications\Building System Class\D30-HVAC Systems\D3040 - Distribution SYS\Air Handling Unit - AHU | 1012709
19-AQ1 | 19-AQ1 Beverly Hills Courthouse | 19-AQ1-D3041-110-AHU02 | AIR HANDLER UNIT #2 | Bohn | 638753 | DD28LAF | OM00035124 |  | MECHANICAL ROOM SECURE ALL | B-69 (3) | 24X24X12 (20) | NA | 15 | 460 | 19.4 | Electric | 3 | NA | NA | \Classifications\Building System Class\D30-HVAC Systems\D3040 - Distribution SYS\Air Handling Unit - AHU | 1012710
19-AQ1 | 19-AQ1 Beverly Hills Courthouse | 19-AQ1-D5010-234-ATS01 | ELECTRICAL, AUTOMATIC TRANSFER SWITCH | Zinsco | NA | 23026-1 | OM00035096 |  | Elevator Machine Room | NA | NA | NA | NA | 400 | 200 | Electric | 3 | NA | NA | \Classifications\Building System Class\D50-Electrical SYS\D5010 - Elec Service & Dist\Automatic Transfer Switch - ATS | 1012711
19-AQ1 | 19-AQ1 Beverly Hills Courthouse | 19-AQ1-D2023-100-BFP02 | BACKFLOW PREVENTER, Boiler Card #2 | HERSHEY-SPARKLING | 954 | 6C | OM00035070 | OW0209916-FA0234845 | BOILER ROOM SOUTH WALL NEAR BOILER 2, "G" LEVEL -Boiler Card#1 (LAPHD FORM REQUIRED) | NA | NA | NA | NA | NA | NA | NA | NA | NA | NA | \Classifications\Building System Class\D20-Plumbing\D2020 - Domestic Water\Backflow Preventer - BFP | 1012714
19-AQ1 | 19-AQ1 Beverly Hills Courthouse | 19-AQ1-D3021-130-BLR01 | BOILER #1, HOT WATER (GAS) | Rite Engineering | 29880 | 135WGE | OM00035073 | DNA | BOILER ROOM, "G" LEVEL | NA | NA | NA | 1 | 115 | 12.0 | Natural gas | NA | 1,350,000 | 1,100,000 | \Classifications\Building System Class\D30-HVAC Systems\D3020 - Heat SYS\Boiler,Hot Water,Oil/Gas/Comb. - BLR | 1012717
19-AQ1 | 19-AQ1 Beverly Hills Courthouse | 19-AQ1-D3021-130-BLR02 | BOILER #2, HOT WATER (GAS) | Rite Engineering | 29881 | 135WGE | OM00035072 | DNA | BOILER ROOM, "G" LEVEL | NA | NA | NA | 1 | 115 | 12.0 | Natural gas | NA | 1,350,000 | 1,100,000 | \Classifications\Building System Class\D30-HVAC Systems\D3020 - Heat SYS\Boiler,Hot Water,Oil/Gas/Comb. - BLR | 1012718
19-AQ1 | 19-AQ1 Beverly Hills Courthouse | 19-AQ1-D3031-130-CLR01 | CHILLER #1, WATER COOLED | TRANE | U99CO5972 | RTHB130FLF00LWPP00UNN3LF2LFV0QU0 | OM00035080 |  | CHILLER ROOM, GROUND LEVEL | NA | NA | R-22 | NA | 460 | 125 | Electric | 3 | NA | NA | \Classifications\Building System Class\D30-HVAC Systems\D3030 - Cooling SYS\Chiller, Water Cooled - CLR | 1012720
19-AQ1 | 19-AQ1 Beverly Hills Courthouse | 19-AQ1-G3060-320-DFP01 | PUMP, DIESEL FUEL TRANSFER | Oberdorfer Pump | 0-6483 | 5K601 | OM00035099 | NA | GENERATOR ROOM, "G" LEVEL | NA | NA | NA | 1/3 | 115 | 60 | Electric | 1 | NA | NA | \Classifications\Building System Class\G30-Site Mechanical Utilities\G3060 - Fuel Distribution\Pump, Fuel, Diesel Fuel Transfer Pump - DFP | 1012721
19-AQ1 | 19-AQ1 Beverly Hills Courthouse | 19-AQ1-B2034-400-DOH01 | DOOR #1, OVERHEAD ROLL-UP GATE (ELECTRIC) | Teledoor | NA | NA | OM00035112 |  | SALLY PORT AREA | NA | NA | NA | NA | 220 | DNA | Electric | 3 | NA | NA | \Classifications\Building System Class\B20-General Building Exterior\B2030 - Exterior Doors\Door,Overhead-Shutter,Manual,Elec,Roll-up - DOH | 1012722
19-AQ1 | 19-AQ1 Beverly Hills Courthouse | 19-AQ1-B2034-400-DOH02 | DOOR #2, OVERHEAD ROLL-UP GATE (ELECTRIC) | Teledoor | NA | NA | OM00035113 |  | SALLY PORT | NA | NA | NA | NA | 220 | DNA | Electric | 3 | NA | NA | \Classifications\Building System Class\B20-General Building Exterior\B2030 - Exterior Doors\Door,Overhead-Shutter,Manual,Elec,Roll-up - DOH | 1012723
19-AQ1 | 19-AQ1 Beverly Hills Courthouse | 19-AQ1-D3031-100-PCH03 | CONDENSER WATER PUMP #3 | Aurora Pump | 968-855-4 | NA | OM00035088 |  | CHILLER ROOM "G" LEVEL | NA | NA | NA | 10 | 240/460 | 26/13 | Electric | 3 | NA | NA | \Classifications\Building System Class\D30-HVAC Systems\D3030 - Cooling SYS\Chilled Water Pump - PCH | 1012724
19-AQ1 | 19-AQ1 Beverly Hills Courthouse | 19-AQ1-D3031-100-PCH04 | CONDENSER WATER PUMP #4 | Aurora Pump | 968-855-1 | NA | OM00035089 |  | CHILLER ROOM "G" LEVEL | NA | NA | NA | 10 | 240-460 | 26/13 | Electric | 3 | NA | NA | \Classifications\Building System Class\D30-HVAC Systems\D3030 - Cooling SYS\Chilled Water Pump - PCH | 1012725
19-AQ1 | 19-AQ1 Beverly Hills Courthouse | 19-AQ1-D3044-125-PHW05 | HOT WATER PUMP #5 | Aurora Pump | 968851-1 | CBPA-BF | OM00035075 | DNA | GROUND LEVEL BOILER ROOM | NA | NA | NA | 3 | 240/480 | 9.4/4.7 | Electric | 3 | NA | NA | \Classifications\Building System Class\D30-HVAC Systems\D3040 - Distribution SYS\Hot Water Pump - PHW | 1012726
19-AQ1 | 19-AQ1 Beverly Hills Courthouse | 19-AQ1-D3044-125-PHW06 | HOT WATER PUMP #6 | Aurora Pump | 2-6005 | CBEA | OM00035074 | DNA | BOILER ROOM BEHIND BOILER #1 GROUND LEVEL | NA | NA | NA | 3 | 240/480 | 9.4/4.7 | Electric | 3 | NA | NA | \Classifications\Building System Class\D30-HVAC Systems\D3040 - Distribution SYS\Hot Water Pump - PHW | 1012727
19-AQ1 | 19-AQ1 Beverly Hills Courthouse | 19-AQ1-D3040-120-FCU01 | Fan Coil Unit FCU01 | MAGIC AIRE | W991014341 | 90-BVW-BVX-A (BLOWER) | OM00035084 | DNA | CHILLER ROOM | NA | 16X25X2 | DNA | DNA | 480 | DNA | Electric | 3 | NA | NA | \Classifications\Building System Class\D30-HVAC Systems\D3040 - Distribution SYS\Fan Coil Unit - FCU | 1012728
19-AQ1 | 19-AQ1 Beverly Hills Courthouse | 19-AQ1-D3050-310-HPU01 | Heat Pump Unit, Split - CDR Unit in sally port located above entrance door | American Standard | 21938386V | TWG030A140B1 | OM00035110 | DNA | INSIDE CHAPEL ROOM | NA | 16X20X1 (2) | R-22 | 1/4 | 208/230 | 2 | Electric | 1 | NA | NA | \Classifications\Building System Class\D30-HVAC Systems\D3050 - Package SYS\Heat Pump,Air Cooled - HPU | 1012729
19-AQ1 | 19-AQ1 Beverly Hills Courthouse | 19-AQ1-D2040-100-PSU01 | SUMP PUMP #1 | Weil Pumps | 1817148 | F913 | OM00035119 | DNA | PUBLIC PARKING STRUCTURE | NA | NA | NA | 1/5 | 480 | 2.7 | Electric | 3 | NA | NA | \Classifications\Building System Class\D20-Plumbing\D2040 - Rain Drain\Sump Pump - PSU | 1012730
19-AQ1 | 19-AQ1 Beverly Hills Courthouse | 19-AQ1-D2040-100-PSU02 | SUMP PUMP #2 | Weil Pumps | 181748 | F913 | OM00035120 | DNA | PUBLIC PARKING STRUCTURE | NA | NA | NA | 1.5 | 480 | 2.7 | Electric | 3 | NA | NA | \Classifications\Building System Class\D20-Plumbing\D2040 - Rain Drain\Sump Pump - PSU | 1012731
19-AQ1 | 19-AQ1 Beverly Hills Courthouse | 19-AQ1-D2040-100-PSU03 | SUMP PUMP #3 | Weil Pumps | 183738 | F913 | OM00035122 | DNA | PUBLIC PARKING STRUCTURE | NA | NA | NA | 1.5 | 480 | 2.7 | Electric | 3 | NA | NA | \Classifications\Building System Class\D20-Plumbing\D2040 - Rain Drain\Sump Pump - PSU | 1012732
19-AQ1 | 19-AQ1 Beverly Hills Courthouse | 19-AQ1-D3060-100-RDS01 | Leak Detection System, Refrigerant Leak Detection | Honeywell | 5340RFS52130008 | 301EM | OM00035062 | NA | MECHANICAL ROOM, "G" LEVEL | NA | NA | NA | NA | 115 | DNA | Electric | NA | NA | NA | \Classifications\Building System Class\D30-HVAC Systems\D3060 - Control & Inst Air\Refrigerant Leak Detection System - RDS | 1012733
19-AQ1 | 19-AQ1 Beverly Hills Courthouse | 19-AQ1-D2017-100-SHW01 | SHOWER, EYE WASHES & EMERGENCY SHOWERS | HAWS | NA | NA | OM00035063 |  | IN FRONT OF BOILERS | NA | NA | NA | NA | NA | NA | NA | NA | NA | NA | \Classifications\Building System Class\D20-Plumbing\D2010 - Plumb Fix\Showers - SHW | 1012734
19-AQ1 | 19-AQ1 Beverly Hills Courthouse | 19-AQ1-D5011-240-TRN01 | ELECTRICAL TRANSFORMER #1 | Zinsco | 22400 | NA | OM00035094 |  | GENERATOR ROOM | NA | NA | NA | NA | 480 | 300 | Electric | 3 | NA | NA | \Classifications\Building System Class\D50-Electrical SYS\D5010 - Elec Service & Dist\Transformer - TRN | 1012735
19-AQ1 | 19-AQ1 Beverly Hills Courthouse | 19-AQ1-D5011-240-TRN02 | ELECTRICAL TRANSFORMER #2 | Zinsco | NA | NA | OM00035095 |  | GENERATOR ROOM | NA | NA | NA | NA | 480 | 30 | Electric | 3 | NA | NA | \Classifications\Building System Class\D50-Electrical SYS\D5010 - Elec Service & Dist\Transformer - TRN | 1012736
19-AQ1 | 19-AQ1 Beverly Hills Courthouse | 19-AQ1-D2090-230-WIP01 | PUMP, WATER TREATMENT | Uniloc | 117Z0715 | 30C | OM00035064 | DNA | NEXT TO EYE WASH STATION | NA | NA | NA | DNA | 100-240 | DNA | Electric | 1 | NA | NA | \Classifications\Building System Class\D20-Plumbing\D2090 - Other Plumbing SYS\Water Treatment Inhibitor Pump - WIP | 1012737
19-AQ1 | 19-AQ1 Beverly Hills Courthouse | 19-AQ1-D2020-130-WMR02 | WATER METER READING #1 (3/4 INCH) | SENSUS | 48800389 | NA | OM00035071 |  | BESIDE BOILERS IN BOILER ROOM | NA | NA | NA | NA | NA | NA | NA | NA | NA | NA | \Classifications\Building System Class\D20-Plumbing\D2020 - Domestic Water\Water Meter Readings - WMR | 1012738
19-AQ1 | 19-AQ1 Beverly Hills Courthouse | 19-AQ1-D2020-130-WMR03 | METER, WATER METER READING #2 | SENSUS | DNA | 46384427 | OM00035083 | DNA | CHILLER ROOM | NA | NA | NA | NA | NA | NA | NA | NA | NA | NA | \Classifications\Building System Class\D20-Plumbing\D2020 - Domestic Water\Water Meter Readings - WMR | 1012739
19-AQ1 | 19-AQ1 Beverly Hills Courthouse | 19-AQ1-D1091-100-DMW01 | Dumbwaiter | D. A. Matot Inc | 7924 | 11C | OM00036814 | State ID# 049494 | Clerk's Office | NA | NA | NA | 2 | 400 | 2.6 | Electric | 3 | NA | NA | \Classifications\Building System Class\D10-Conveyance Systems\D1090 - Other Conveyance Systems\Dumbwaiter - DMW | 1014740
19-AQ1 | 19-AQ1 Beverly Hills Courthouse | 19-AQ1-D3041-110-AHU03 | Built Up Air Handler with Double Duct System | Acoustic Foil | 49 | D-9045 | OM00036813 |  | Mechanical Room - Ground Floor | B-158 | 24X24X14 | NA | 20 | 230/460 | 27/54 | Electric | 3 | NA | NA | \Classifications\Building System Class\D30-HVAC Systems\D3040 - Distribution SYS\Air Handling Unit - AHU | 1014741
19-AQ1 | 19-AQ1 Beverly Hills Courthouse | 19-AQ1-D3041-210-SFN01 | Fresh Air Supply Fan | Acousta Foil | DNA | D-9045 | OM00036812 |  | Mechanical Room - Ground Floor | B-105 | NA | NA | NA | 230/460 | 27/54 | Electric | 3 | NA | NA | \Classifications\Building System Class\D30-HVAC Systems\D3040 - Distribution SYS\Supply/Exhaust/Return fans- FAN | 1014742
19-AQ1 | 19-AQ1 Beverly Hills Courthouse | 19-AQ1-D3041-210-SFN02 | FAN, SUPPLY #2 (BELT DRIVEN, FRESH AIR) | PORTER PEERLESS | M-1143 | 15E | OM00036698 |  | ELEVATOR MACHINE ROOM | 4L 420 | NA | NA | 4-Mar | 240 | 13.3/6.6 | Electric | 1 | NA | NA | \Classifications\Building System Class\D30-HVAC Systems\D3040 - Distribution SYS\Supply/Exhaust/Return fans- FAN | 1015603
19-AQ1 | 19-AQ1 Beverly Hills Courthouse | 19-AQ1-C1020-110-FRD01 | FIRE DOOR #1, WON | Won Door Fire Guard | 310348 | 7303 | OM00036702 |  | 4TH FLOOR ELEVATOR LOBBY | NA | NA | NA | NA | NA | NA | NA | NA | NA | NA | \Classifications\Building System Class\C10-General Building Interior\C1020 - Fire Doors\Fire Doors - FRD | 1015716
19-AQ1 | 19-AQ1 Beverly Hills Courthouse | 19-AQ1-C1020-110-FRD02 | FIRE DOOR #2, WON | Won Door Fire Guard | 810349 | 7302 | OM00036703 |  | 4TH FLOOR ELEVATOR LOBBY | NA | NA | NA | NA | NA | NA | NA | NA | NA | NA | \Classifications\Building System Class\C10-General Building Interior\C1020 - Fire Doors\Fire Doors - FRD | 1015717
19-AQ1 | 19-AQ1 Beverly Hills Courthouse | 19-AQ1-D2040-100-PSU04 | PUMP, SUMP #4 (3-1) | GOULDS PUMPS | NA | A642510SPL | OM00036704 |  | BASEMENT 3A PARKING | NA | NA | NA | DNA | 480 | 2.5/10 | Electric | 3 | NA | NA | \Classifications\Building System Class\D20-Plumbing\D2040 - Rain Drain\Sump Pump - PSU | 1015718
19-AQ1 | 19-AQ1 Beverly Hills Courthouse | 19-AQ1-D2040-100-PSU05 | PUMP, SUMP #5 (3-3) | Weil Pumps | 181749 | 8734F | OM00036705 |  | BASEMENT 3B PARKING | NA | NA | NA | NA | 480 | 4.6 | Electric | 3 | NA | NA | \Classifications\Building System Class\D20-Plumbing\D2040 - Rain Drain\Sump Pump - PSU | 1015719
19-AQ1 | 19-AQ1 Beverly Hills Courthouse | 19-AQ1-D3042-220-EFN02 | FAN, EXHAUST #2 (1-1) | Acoustic Foil | DNA | D-9045 | OM00036706 |  | BASEMENT FAN ROOM 1A | NA | NA | NA | 15 | 480 | 18.1 | Electric | 3 | NA | NA | \Classifications\Building System Class\D30-HVAC Systems\D3040 - Distribution SYS\Supply/Exhaust/Return fans- FAN | 1015720
19-AQ1 | 19-AQ1 Beverly Hills Courthouse | 19-AQ1-D2023-100-BFP05 | Backflow Preventer, BFP05 | Wilkins | 192574 | 720A 2" | OM00041082 | OW0209916-FA0234845-BD0021784 | Rear of Bldg, W End Card 3 (LAPHD FORM REQUIRED) | NA | NA | NA | NA | NA | NA | NA | NA | NA | NA | \Classifications\Building System Class\D20-Plumbing\D2020 - Domestic Water\Backflow Preventer - BFP | 1015912
19-AQ1 | 19-AQ1 Beverly Hills Courthouse | 19-AQ1-D5037-710-FAP02 | FIRE ALARM PANEL | HONEYWELL | US:1W6AL03B905OUD | MS-9050UD | OM00036309 | NA | GROUND FLOOR WEIGHT ROOM | NA | NA | NA | NA | 110 | NA | Electric | 1 | NA | NA | \Classifications\Building System Class\D50-Electrical SYS\D5030 - Comm & Security\Fire Alarm Panel - FAP | 1016486
19-AQ1 | 19-AQ1 Beverly Hills Courthouse | 19-AQ1-D3090-220-CMD02 | Compressor Air Dryer (Room M100) | Hankinson | 0202-10 | 8010-11 | OM00040497 | NA | Basement Room M100 | NA | NA | NA | 1/6 | 110 | 1.5 | ELECTRIC | 1 | NA | NA | \Classifications\Building System Class\D30-HVAC Systems\D3090 - Other HVAC Systems and Equipment\Compressed Air Dryer - CMD | 1017466
19-AQ1 | 19-AQ1 Beverly Hills Courthouse | 19-AQ1-D3042-220-EFN03 | Exhaust Fan #1 (Parking Garage) (Belt Driven) | Acoustic Foil | NA | D-9045 | OM00036816 |  | 1st Level Parking Garage | NA | NA | NA | 25 | 240/480 | 38.2/29.1 | ELECTRIC | 1 | NA | NA | \Classifications\Building System Class\D30-HVAC Systems\D3040 - Distribution SYS\Supply/Exhaust/Return fans- FAN | 1017467
19-AQ1 | 19-AQ1 Beverly Hills Courthouse | 19-AQ1-D3042-220-EFN04 | Exhaust Fan (Room 1C) (Belt Driven) | Carnes | 502801-021 | VIEK15NL20SG | OM00040505 | NA | Basement Room 1C | 4L480 (1) | NA | NA | 1 | 480 | 1.9 | ELECTRIC | 3 | NA | NA | \Classifications\Building System Class\D30-HVAC Systems\D3040 - Distribution SYS\Supply/Exhaust/Return fans- FAN | 1017468
19-AQ1 | 19-AQ1 Beverly Hills Courthouse | 19-AQ1-D3042-220-EFN05 | Exhaust Fan (Main Roof Eastside) (Belt Driven) | Ammerman | 76251 | LBRC-10H | OM00040503 | NA | Eastside of Main Roof | 4L230 (1) | NA | NA | 1/6 | 110/240 | 5.2/2.6 | ELECTRIC | 3 | NA | NA | \Classifications\Building System Class\D30-HVAC Systems\D3040 - Distribution SYS\Supply/Exhaust/Return fans- FAN | 1017469
19-AQ1 | 19-AQ1 Beverly Hills Courthouse | 19-AQ1-D3042-220-EFN06 | Exhaust Fan (Main Roof Westside) (Belt Driven) | Ammerman | 76250 | LBRC-10H | OM00040501 | NA | Westside of Main Roof | 4L230H (1) | NA | NA | 1/6 | 110 | 3.9 | ELECTRIC | 1 | NA | NA | \Classifications\Building System Class\D30-HVAC Systems\D3040 - Distribution SYS\Supply/Exhaust/Return fans- FAN | 1017470
19-AQ1 | 19-AQ1 Beverly Hills Courthouse | 19-AQ1-D3042-220-EFN07 | Exhaust Fan (Main Roof Westside) (Belt Driven) | Porter Peerless | M1142 | 27J | OM00040502 | NA | Westside of Main Roof | B70 (2) | NA | NA | 3 | 240/480 | 8.6/4.3 | ELECTRIC | 3 | NA | NA | \Classifications\Building System Class\D30-HVAC Systems\D3040 - Distribution SYS\Supply/Exhaust/Return fans- FAN | 1017471
19-AQ1 | 19-AQ1 Beverly Hills Courthouse | 19-AQ1-C1020-110-FRD03 | Fire Overhead Rollup Door (Snack Shop) | NA | NA | NA | OM00040367 | NA | 2nd Floor Snack Shop | Chain (Option) | NA | NA | NA | 240 | 4.2 | ELECTRIC | 3 | NA | NA | \Classifications\Building System Class\C10-General Building Interior\C1020 - Fire Doors\Fire Doors - FRD | 1017472
19-AQ1 | 19-AQ1 Beverly Hills Courthouse | 19-AQ1-D2040-100-PSU06 | Sump Pump (Parking Structure Level 3A) | Goulds Pumps | NA | A642510SPL | OM00040366 |  | Parking Sturcture Level 3A | NA | NA | NA | NA | 480/575 | 2.5-10 | ELECTRIC | 3 | NA | NA | \Classifications\Building System Class\D20-Plumbing\D2040 - Rain Drain\Sump Pump - PSU | 1017476
19-AQ1 | 19-AQ1 Beverly Hills Courthouse | 19-AQ1-D2040-100-PSU07 | Sump Pump (Parking Structure Level 3B) | Weil Pumps | 181749 | 8734F | OM00040365 | NA | Parking Structure Sump Pump Room on Level 3B | NA | NA | NA | 3 | 480 | 4.6 | ELECTRIC | 3 | NA | NA | \Classifications\Building System Class\D20-Plumbing\D2040 - Rain Drain\Sump Pump - PSU | 1017482
19-AQ1 | 19-AQ1 Beverly Hills Courthouse | 19-AQ1-D3041-230-RFN03 | Return Fan (Basement Room E) (Belt Driven) Serves AHU03 | Bohn | 638754 | H208D | OM00040498 | NA | Basement Next to Room E | B136 (3) | NA | NA | NA | 240-480 | 40/20 | ELECTRIC | 3 | NA | NA | \Classifications\Building System Class\D30-HVAC Systems\D3040 - Distribution SYS\Supply/Exhaust/Return fans- FAN | 1017483
19-AQ1 | 19-AQ1 Beverly Hills Courthouse | 19-AQ1-D3041-230-RFN02 | Return Fan (2nd Floor Mech Room) (Belt Driven) Serves AHU02 | Bohn | 633755 | H24DLAF | OM00040499 | NA | 2nd Floor Mech Room | B67 (2) | NA | NA | 5 | 240/480 | 13.8/6.9 | ELECTRIC | 3 | NA | NA | \Classifications\Building System Class\D30-HVAC Systems\D3040 - Distribution SYS\Supply/Exhaust/Return fans- FAN | 1017484
19-AQ1 | 19-AQ1 Beverly Hills Courthouse | 19-AQ1-D3041-230-RFN01 | Return Fan (Roof Rm M407) (Belt Driven) Serves AHU01 | Bohn | 683162 | HD-18 | OM00040500 | NA | Roof Room M407 | B75 (2) | NA | NA | 5 | 240-480 | 13.8/6.9 | ELECTRIC | 3 | NA | NA | \Classifications\Building System Class\D30-HVAC Systems\D3040 - Distribution SYS\Supply/Exhaust/Return fans- FAN | 1017485
19-AQ1 | 19-AQ1 Beverly Hills Courthouse | 19-AQ1-D5010-234-ATS02 | Automatic Transfer Switch (Room C1) | Zinsco | NA | 23026-1 | OM00040504 |  | Basement Room C1 | NA | NA | NA | NA | 240/480 | 2000 | ELECTRIC | 3 | NA | NA | \Classifications\Building System Class\D50-Electrical SYS\D5010 - Elec Service & Dist\Automatic Transfer Switch - ATS | 1017494
19-AQ1 | 19-AQ1 Beverly Hills Courthouse | 19-AQ1-D2023-100-BFP06 | Backflow Preventer (Boiler Rm "E") (1") | Wilkins Zurn | 3781728 | 975XL 1" | OM00036305 | OW0209916-FA0234845-BD0021782 | Ground Floor Boiler Room "E" (LAPHD FORM REQUIRED) | NA | NA | NA | NA | NA | NA | NA |  | NA | NA | \Classifications\Building System Class\D20-Plumbing\D2020 - Domestic Water\Backflow Preventer - BFP | 1017495
19-AQ1 | 19-AQ1 Beverly Hills Courthouse | 19-AQ1-G3063-100-DAT01 | Day Tank | NA | NA | NA | OM00037612 |  | Generator Room | NA | NA | NA | NA | NA | DNA | Diesel | DNA | NA | NA | \Classifications\Building System Class\G30-Site Mechanical Utilities\G3060 - Fuel Distribution\Tank, Fuel Storage Day - DAT | 1019758
19-AQ1 | 19-AQ1 Beverly Hills Courthouse | 19-AQ1-D2023-100-BFP07 | BACKFLOW PREVENTER (BFP07) (1.5 INCH) | Wilkins | 3780675 | 975XL2 | OM00036306 | OW0209916-FA0234845-BD0021783 | ON WALL IN FRONT OF COOLING TOWERS, NW Side Card #2 (LAPHD FORM REQUIRED) | NA | NA | NA | NA | NA | NA | NA | NA | NA | NA | \Classifications\Building System Class\D20-Plumbing\D2020 - Domestic Water\Backflow Preventer - BFP | 1020523
19-AQ1 | 19-AQ1 Beverly Hills Courthouse | 19-AQ1-D2022-260-HWG02 | DOMESTIC HOT WATER HEATER (GAS) | Baradford White Corporation | NB37271956 | URG275H6N | OM00036947 |  | Boiler Room "G" Level | NA | NA | NA | NA | 120 | 5 | Electric | DNA | 76,000 | NA | \Classifications\Building System Class\D20-Plumbing\D2020 - Domestic Water\Domestic Water Heater, Gas - HWG | 1022665
19-AR1 | 19-AR1 West Los Angeles Courthouse | 19-AR1-B2010-100-BLD01 | BUILDING | NA | NA | NA | OM00035060 | NA | ENTIRE BUILDING | NA | NA | NA | NA | NA | NA | NA | NA | NA | NA | \Classifications\Building System Class\B20-General Building Exterior\B2010 - Exterior Walls\Building - BLD | 1012741
19-AR1 | 19-AR1 West Los Angeles Courthouse | 19-AR1-B3010-100-RUF01 | ROOFING SYSTEM | DNA | NA | NA | OM00035061 | NA | ROOF | NA | NA | NA | NA | NA | NA | NA | NA | NA | NA | \Classifications\Building System Class\B30-Roofing\B3010 - Roof Types\Roof - RUF | 1012742
19-AR1 | 19-AR1 West Los Angeles Courthouse | 19-AR1-G2049-300-HSC01 | HARDSCAPE | DNA | DNA | DNA | OM00035059 | DNA | GROUNDS | NA | NA | NA | NA | NA | NA | NA | NA | NA | NA | \Classifications\Building System Class\G20-Other Systems\G2040 - Site Development\Hardscape - HSC | 1012743
19-AR1 | 19-AR1 West Los Angeles Courthouse | 19-AR1-G2050-200-LSC01 | LANDSCAPE | NA | NA | NA | OM00035058 | NA | GROUNDS | NA | NA | NA | NA | NA | NA | NA | NA | NA | NA | \Classifications\Building System Class\G20-Other Systems\G2050 - Landscaping\Landscaping - LSC | 1012744
19-AR1 | 19-AR1 West Los Angeles Courthouse | 19-AR1-D5037-710-FAP01 | FIRE ALARM PANEL | SENI SCAN | 15373 | 1000 | OM00035055 | DNA | SHERIFF'S OFFICE | NA | NA | NA | NA | 115 | 1 | Electric | DNA | NA | NA | \Classifications\Building System Class\D50-Electrical SYS\D5030 - Comm & Security\Fire Alarm Panel - FAP | 1012745
19-AR1 | 19-AR1 West Los Angeles Courthouse | 19-AR1-D5092-250-EML65 | EMERGENCY (35) & EXIT (30) LIGHTING (35) | NA | NA | NA | OM00035057 |  | THROUGHOUT BUILDING | NA | NA | NA | NA | 110, 115, 120, 272 | NA | Electric | NA | NA | NA | \Classifications\Building System Class\D50-Electrical SYS\D5090 - Elec SYS\Emergency And Exit Lighting - EML | 1012746
19-AR1 | 19-AR1 West Los Angeles Courthouse | 19-AR1-D4031-100-FEX25 | FIRE EXTINGUISHERS (25) | NA | NA | NA | OM00035056 |  | THROUGH OUT BUILDING | NA | NA | NA | NA | NA | NA | NA | NA | NA | NA | \Classifications\Building System Class\D40-Fire Protection SYS\D4030 - FIRE SPEC\Fire Extinguisher - FEX | 1012747
19-AR1 | 19-AR1 West Los Angeles Courthouse | 19-AR1-D2023-100-BFP02 | BACKFLOW PREVENTER #2 (1") | WATTS | W603114 | 909QT 1" | OM00035030 | OW0209916-FA0234844-BD0043250-W 603114 | BOILER ROOM BEHIND HW PUMPS - Basement Card 1 (LAPHD FORM REQUIRED) | NA | NA | NA | NA | NA | NA | NA | NA | NA | NA | \Classifications\Building System Class\D20-Plumbing\D2020 - Domestic Water\Backflow Preventer - BFP | 1012748
19-AR1 | 19-AR1 West Los Angeles Courthouse | 19-AR1-D3042-220-EFN04 | EXHAUST FAN #4 | DYNAFAN | DNA | DNA | OM00035047 | DNA | NORTH END | 4L-190 | NA | NA | 1/6 | 115 | 3.6 | Electric | 1 | NA | NA | \Classifications\Building System Class\D30-HVAC Systems\D3040 - Distribution SYS\Supply/Exhaust/Return fans- FAN | 1012750
19-AR1 | 19-AR1 West Los Angeles Courthouse | 19-AR1-D3042-220-EFN05 | EXHAUST FAN #5 | DYNAFAN | DNA | DNA | OM00035046 | DNA | NORTH END | 4L-190 | NA | NA | 1/6 | 115 | 3.6 | Electric | 1 | NA | NA | \Classifications\Building System Class\D30-HVAC Systems\D3040 - Distribution SYS\Supply/Exhaust/Return fans- FAN | 1012751
19-AR1 | 19-AR1 West Los Angeles Courthouse | 19-AR1-D3042-220-EFN06 | EXHAUST FAN #6 | CENTRAL | DNA | DNA | OM00035054 | DNA | JUST ABOVE EMPLOYEE/SHERIFF ENTRANCE | AL-44 (1) | NA | NA | 2 | 110/240 | 21/11.3-10.5 | Electric | 1 | NA | NA | \Classifications\Building System Class\D30-HVAC Systems\D3040 - Distribution SYS\Supply/Exhaust/Return fans- FAN | 1012752
19-AR1 | 19-AR1 West Los Angeles Courthouse | 19-AR1-D3042-220-EFN07 | EXHAUST FAN #7 | AMERICAN BLOWER | 105-BV-1 | 105-AZ | OM00035022 | DNA | SHOP AREA | 4L-300 (1) | NA | NA | 1 | 320/460 | 6.0 | Electric | 3 | NA | NA | \Classifications\Building System Class\D30-HVAC Systems\D3040 - Distribution SYS\Supply/Exhaust/Return fans- FAN | 1012753
19-AR1 | 19-AR1 West Los Angeles Courthouse | 19-AR1-D3042-220-EFN01 | BELT DRIVEN EXHAUST FAN (SUBROOF) | DAYTON | E165879 | 4HX86A | OM00035053 | DNA | SUBROOF NORTH END | AX-26 | NA | NA | 1 | 115/208-230 | 15.0/7.4 | Electric | 1 | NA | NA | \Classifications\Building System Class\D30-HVAC Systems\D3040 - Distribution SYS\Supply/Exhaust/Return fans- FAN | 1012754
19-AR1 | 19-AR1 West Los Angeles Courthouse | 19-AR1-D3050-250-ACU02 | Air Conditioning, Split System (Sub Roof North End) | TRANE | 1604K06326 | CCU10A18A-2 | OM00035052 |  | SUBROOF NORTH END | NA | NA | R-22 | DNA | 208/230 | 8.6-49.0 | Electric | 1 | NA | NA | \Classifications\Building System Class\D30-HVAC Systems\D3050 - Package SYS\Air Conditioning,Split System - ACU | 1012756
19-AR1 | 19-AR1 West Los Angeles Courthouse | 19-AR1-D3031-140-CLR01 | AIR COOLED CHILLER | Carrier | 2895X09825 | 10HB401-041-01 | OM00035049 | DNA | SOUTH END ROOF | NA | NA | R-22 | 1 | 460 | 46.8, 34.6, 65.4 | Electric | 3 | NA | NA | \Classifications\Building System Class\D30-HVAC Systems\D3030 - Cooling SYS\Chiller, Air Cooled - CLR | 1012758
19-AR1 | 19-AR1 West Los Angeles Courthouse | 19-AR1-D1010-100-ELE01 | HYDRAULIC ELECTRIC ELEVATOR #1 | HAUGTON | 8747 | H | OM00035048 | State ID# 031350 | ROOF ELEVATOR ROOM | NA | NA | NA | 10 | 480 | 12.7/7.3 | Electric | 3 | NA | NA | \Classifications\Building System Class\D10-Conveyance Systems\D1010 - Elevator\Elevator,Electric,Pass/Freight - ELE | 1012759
19-AR1 | 19-AR1 West Los Angeles Courthouse | 19-AR1-D2023-310-HWP01 | DOMESTIC HOT WATER CIRCULATING PUMP #1 | ARMSTRONG | S-45-BF | CQD48S17D1052RP | OM00035033 | DNA | BOILER ROOM | NA | NA | NA | 1/4 | 120 | 5 | Electric | 1 | NA | NA | \Classifications\Building System Class\D20-Plumbing\D2020 - Domestic Water\Domestic Hot Water Circulating Pump - HWP | 1012764
19-AR1 | 19-AR1 West Los Angeles Courthouse | 19-AR1-D2023-310-HWP02 | HOT WATER CIRCULATING PUMP #2 | ARMSTRONG | S-45-BF | CQC48S17D1052RP | OM00035034 | DNA | BOILER ROOM | NA | NA | NA | 1/4 | 120 | 5 | Electric | 1 | NA | NA | \Classifications\Building System Class\D20-Plumbing\D2020 - Domestic Water\Domestic Hot Water Circulating Pump - HWP | 1012765
19-AR1 | 19-AR1 West Los Angeles Courthouse | 19-AR1-D3021-130-BLR01 | HOT WATER BOILER (GAS) | RBI | 090539902 | DB0750 | OM00035031 | DNA | BOILER ROOM | NA | NA | NA | DNA | 120 | DNA | Gas | NA | 750,000 | 637,500 | \Classifications\Building System Class\D30-HVAC Systems\D3020 - Heat SYS\Boiler,Hot Water,Oil/Gas/Comb. - BLR | 1012766
19-AR1 | 19-AR1 West Los Angeles Courthouse | 19-AR1-D3021-130-BLR02 | GAS HOT WATER BOILER | RBI | 090539899 | DB0750 | OM00035032 | DNA | BOILER ROOM | NA | NA | NA | DNA | DNA | DNA | Natural gas | NA | 750,000 | 637,500 | \Classifications\Building System Class\D30-HVAC Systems\D3020 - Heat SYS\Boiler,Hot Water,Oil/Gas/Comb. - BLR | 1012767
19-AR1 | 19-AR1 West Los Angeles Courthouse | 19-AR1-D3050-250-ACU01 | SPLIT SYSTEM AIR CONDITIONING | CARRIER | 1906X92574 | 38HDF030-301 | OM00035038 |  | REAR OF BUILDING NEAR EMPLOYEE ENTRANCE | NA | DNA | R-410A | DNA | 208-230 | 20.4/35 | Electric | 1 | NA | NA | \Classifications\Building System Class\D30-HVAC Systems\D3050 - Package SYS\Air Conditioning,Split System - ACU | 1012768
19-AR1 | 19-AR1 West Los Angeles Courthouse | 19-AR1-D2022-260-HWG01 | DOMESTIC HOT WATER HEATER #1 (73 GALLON) | AMERICAN WATER HEATERS | A-921400317 | 140-75-3C | OM00035036 | DNA | BOILER ROOM | NA | NA | NA | NA | DNA | DNA | Gas | NA | 140,000 | DNA | \Classifications\Building System Class\D20-Plumbing\D2020 - Domestic Water\Domestic Water Heater, Gas - HWG | 1012769
19-AR1 | 19-AR1 West Los Angeles Courthouse | 19-AR1-D2023-310-HWP03 | HOT WATER CIRCULATING PUMP #3 | GRUNDFOS | 52722322 | UP-25-64 | OM00035035 | DNA | BOILER ROOM | NA | NA | NA | 1/4 | 120 | 5 | Electric | 1 | NA | NA | \Classifications\Building System Class\D20-Plumbing\D2020 - Domestic Water\Domestic Hot Water Circulating Pump - HWP | 1012770
19-AR1 | 19-AR1 West Los Angeles Courthouse | 19-AR1-D3044-125-PHW01 | HOT WATER PUMP #1 | PACIFIC PUMPING | B2CR15350-1 | 1.5 BDLRBM | OM00035028 | 062-05-007-03 | BOILER ROOM OUTSIDE OF BASEMENT SHOP | NA | NA | NA | 1.5 | 208/230-460 | 5- 4.8/2.4 | Electric | 3 | NA | NA | \Classifications\Building System Class\D30-HVAC Systems\D3040 - Distribution SYS\Hot Water Pump - PHW | 1012771
19-AR1 | 19-AR1 West Los Angeles Courthouse | 19-AR1-D3044-125-PHW02 | HOT WATER PUMP #2 | PACIFIC PUMPING | B2CR15350-2 | 1.5 BDLRBM | OM00035029 | DNA | BOILER ROOM BEHIND BASEMENT SHOP | NA | NA | NA | 1.5 | 208-220/440 | 4.6/2.0 | Electric | 3 | NA | NA | \Classifications\Building System Class\D30-HVAC Systems\D3040 - Distribution SYS\Hot Water Pump - PHW | 1012772
19-AR1 | 19-AR1 West Los Angeles Courthouse | 19-AR1-D3020-100-HET01 | HEATER WATER EXPANSION TANK #1 | ACE TANK & HEATER | 6701 | W | OM00035027 | NA | BOILER ROOM OUTSIDE OF BASEMENT SHOP | NA | NA | NA | NA | NA | NA | NA | NA | NA | NA | \Classifications\Building System Class\D30-HVAC Systems\D3020 - Heat SYS\Heater Water Expansion Tank - HET | 1012773
19-AR1 | 19-AR1 West Los Angeles Courthouse | 19-AR1-D5010-110-MCC01 | MOTOR CONTROL CENTER | DNA | 94897 | DNA | OM00035025 | DNA | ELECTRICAL PANEL ROOM | NA | NA | NA | NA | 480 | 400 | Electric | 3 | NA | NA | \Classifications\Building System Class\D50-Electrical SYS\D5010 - Elec Service & Dist\Chiller Room Electrical Panel - MCC | 1012774
19-AR1 | 19-AR1 West Los Angeles Courthouse | 19-AR1-D5010-200-ESD01 | MAIN ELECTRICAL PANEL | FEDERAL PACIFIC ELECTRIC | 94896 | DNA | OM00035023 | DNA | ELECTRIC PANEL ROOM | NA | NA | NA | NA | 220/240 | 400 | Electric | 3 | NA | NA | \Classifications\Building System Class\D50-Electrical SYS\D5010 - Elec Service & Dist\Electical Service and Distribution - ESD | 1012775
19-AR1 | 19-AR1 West Los Angeles Courthouse | 19-AR1-D3020-100-HET02 | EXPANSION WATER TANK (ABOVE CHILLER PUMP #1) | DNA | DNA | DNA | OM00035024 | DNA | ABOVE CHILLER PUMP #1 | NA | NA | NA | NA | NA | NA | NA | NA | NA | NA | \Classifications\Building System Class\D30-HVAC Systems\D3020 - Heat SYS\Heater Water Expansion Tank - HET | 1012776
19-AR1 | 19-AR1 West Los Angeles Courthouse | 19-AR1-D3090-114-CMP01 | AIR COMPRESSOR #1 (BASEMENT) | SPEED AIRE | 1/7/2004-2485962-02 | 3JR81A | OM00035020 |  | SHOP AREA | A56 (2) | NA | NA | 1 | 240/480 | 3.0/1.5 | Electric | 3 | NA | NA | \Classifications\Building System Class\D30-HVAC Systems\D3090 - Other HVAC Systems and Equipment\Air Compressor - CMP | 1012777
19-AR1 | 19-AR1 West Los Angeles Courthouse | 19-AR1-D2040-100-PSU01 | SUMP PUMP #1 | CHICAGO PUMP | PF-6823-1 | LG-B | OM00035019 | DNA | SHOP AREA | NA | NA | NA | 1/4 | 115-230 | 4.0-2.0 | Electric | 1 | NA | NA | \Classifications\Building System Class\D20-Plumbing\D2040 - Rain Drain\Sump Pump - PSU | 1012778
19-AR1 | 19-AR1 West Los Angeles Courthouse | 19-AR1-D2040-100-PSU02 | SUMP PUMP #2 | CHICAGO PUMP | PF-6823-2 | LG-B | OM00035021 | DNA | SHOP AREA | NA | NA | NA | 1/4 | 115-230 | 4.0-2.0 | Electric | 1 | NA | NA | \Classifications\Building System Class\D20-Plumbing\D2040 - Rain Drain\Sump Pump - PSU | 1012779
19-AR1 | 19-AR1 West Los Angeles Courthouse | 19-AR1-D3031-100-PCH01 | CHILLED WATER PUMP #1 | KIRST PUMP | 13726 | 10-H | OM00035018 | DNA | BASEMENT SHOP | NA | NA | NA | 5 | 208/230 460 | 14.8-14/7 | Electric | 3 | NA | NA | \Classifications\Building System Class\D30-HVAC Systems\D3030 - Cooling SYS\Chilled Water Pump - PCH | 1012780
19-AR1 | 19-AR1 West Los Angeles Courthouse | 19-AR1-D3042-220-EFN08 | HOLDING CELL:FAN, EXHAUST (BELT DRIVEN) | DAYTON | 3C555 | 13 1/2 CENTRIFUGAL | OM00036697 |  | HOLDING CELL: WEST SIDE / SALLY PORT | AX-26 (1) | NA | NA | 1 | 110/240 | 15.0/7.4 | Electric | 1 | NA | NA | \Classifications\Building System Class\D30-HVAC Systems\D3040 - Distribution SYS\Supply/Exhaust/Return fans- FAN | 1015497
19-AR1 | 19-AR1 West Los Angeles Courthouse | 19-AR1-D2023-100-BFP04 | Backflow preventer - Courtyard center elevated planter-irrigation - 2" | Wilkins | 765133 | 975 2" | OM00035039 | OW0209916-FA0234844-BD0057943 | Courtyard center elevated planter-irrigation (LAPHD FORM REQUIRED) | [10 empty] | \Classifications\Building System Class\D20-Plumbing\D2020 - Domestic Water\Backflow Preventer - BFP | 1015773
19-AR1 | 19-AR1 West Los Angeles Courthouse | 19-AR1-D3042-210-FAN09 | FAN, EXHAUST #9 (DIRECT DRIVE) (EFN09) | Pennbarry | DNA | XV84/DOME | OM00036304 |  | WEST END SUB ROOF | NA | NA | NA | 1/15 | 110 | 2.1 | Electric | 1 | NA | NA | \Classifications\Building System Class\D30-HVAC Systems\D3040 - Distribution SYS\Fan,Axial - FAN | 1015829
19-AR1 | 19-AR1 West Los Angeles Courthouse | 19-AR1-D3042-210-FAN08 | FAN, EXHAUST #8 (DIRECT DRIVE) (EFN08) | Pennbarry | DNA | XV94/DOME | OM00036303 |  | SOUTH END SUB ROOF | NA | NA | NA | 1/15 | 110 | 2.1 | Electric | 1 | NA | NA | \Classifications\Building System Class\D30-HVAC Systems\D3040 - Distribution SYS\Fan,Axial - FAN | 1015899
19-AR1 | 19-AR1 West Los Angeles Courthouse | 19-AR1-D3041-110-AHU01 | AIR HANDLER UNIT (BASEMENT) | CARRIER | 910034 | 39W14304L | OM00035026 | NA | BASEMENT IN CENTER OF FLOOR | B-162 (4) | 16X20X8 POCKET FILTERS | NA | 25 | 240/480 | 63.6/31.8 | Electric | 3 | NA | NA | \Classifications\Building System Class\D30-HVAC Systems\D3040 - Distribution SYS\Air Handling Unit - AHU | 1017239
19-AR1 | 19-AR1 West Los Angeles Courthouse | 19-AR1-D3042-210-FAN01 | EXHAUST FAN (DIRECT DRIVE) (ROOF) | PENNBERRY | DNA | XV82DOME | OM00040361 | NA | NORTH END OF ROOF RESTROOM | NA | NA | NA | 1/8 | 110 | 4.31 | Electric | 1 | NA | NA | \Classifications\Building System Class\D30-HVAC Systems\D3040 - Distribution SYS\Fan,Axial - FAN | 1017241
19-AR1 | 19-AR1 West Los Angeles Courthouse | 19-AR1-D4010-150-FMS01 | HOSE SYSTEM STANDPIPE | GRIMES | DNA | 607RW | OM00040364 | NA | NORTH SIDE WALL OF BASEMENT UNDER AIR HANDLER | NA | NA | NA | NA | NA | NA | NA |  | NA | NA | \Classifications\Building System Class\D40-Fire Protection SYS\D4010 - Sprinkler SYS\Fire Systems, stand pipes - FMS | 1017242
19-AR1 | 19-AR1 West Los Angeles Courthouse | 19-AR1-D3090-220-CMD02 | COMPRESSOR, AIR DRYER (BASEMENT) | HANKISON | H015A1150312001 | HPR15 | OM00037849 | NA | BASEMENT IN CENTER OF FLOOR | NA | NA | R-134a | NA | 110 | 3.3 | Electric | 1 | NA | NA | \Classifications\Building System Class\D30-HVAC Systems\D3090 - Other HVAC Systems and Equipment\Compressed Air Dryer - CMD | 1017240
19-AR1 | 19-AR1 West Los Angeles Courthouse | 19-AR1-C1020-110-FRD01 | FIRE DOOR (ROLLUP) (FEMALE LOCKUP) | COOKSON COMPANY | 402200 | DNA | OM00040358 | NA | 1ST FLOOR FEMALE LOCKUP OFFICE | NA | NA | NA | NA | NA | NA | NA |  | NA | NA | \Classifications\Building System Class\C10-General Building Interior\C1020 - Fire Doors\Fire Doors - FRD | 1017243
19-AR1 | 19-AR1 West Los Angeles Courthouse | 19-AR1-D5010-110-MCC02 | MOTOR CONTROL CENTER (CHILLER) (RM B2) | FEDERAL PACIFIC ELECTRIC | 014-7094 | A300-106-X | OM00040362 | NA | BASEMENT NEXT TO ROOM #2 | NA | NA | NA | NA | 480 | 600 | Electric | 3 | NA | NA | \Classifications\Building System Class\D50-Electrical SYS\D5010 - Elec Service & Dist\Chiller Room Electrical Panel - MCC | 1017245
19-AR1 | 19-AR1 West Los Angeles Courthouse | 19-AR1-D3041-230-RFN01 | RETURN FAN (BASEMENT) | DNA | DNA | DNA | OM00040363 | NA | BASEMENT IN CENTER OF FLOOR | B-128 (2) | NA | NA | 10 | 240/480 | 26/13 | Electric | 3 | NA | NA | \Classifications\Building System Class\D30-HVAC Systems\D3040 - Distribution SYS\Supply/Exhaust/Return fans- FAN | 1017247
19-AU1 | 19-AU1 Airport Courthouse | 19-AU1-D5092-250-EML12 | Emergency Light EML12 | NA | NA | NA | OM00015359 |  | ALL FLOORS | NA | NA | NA | NA | 240 | NA | Electric | 1 | NA | NA | \Classifications\Building System Class\D50-Electrical SYS\D5090 - Elec SYS\Emergency And Exit Lighting - EML | EQ-1007214
19-AU1 | 19-AU1 Airport Courthouse | 19-AU1-B2010-100-BLD01 | Building Structure | NA | NA | NA | OM00037774 | NA | All | NA | NA | NA | NA | NA | NA | NA | NA | NA | NA | \Classifications\Building System Class\B20-General Building Exterior\B2010 - Exterior Walls\Building - BLD | EQ-1007283
19-AU1 | 19-AU1 Airport Courthouse | 19-AU1-B3010-100-RUF01 | Roofing Systems | NA | NA | NA | OM00037775 |  | ALL ROOF | NA | NA | NA | NA | NA | NA | NA | NA | NA | NA | \Classifications\Building System Class\B30-Roofing\B3010 - Roof Types\Roof - RUF | EQ-1007460
19-AU1 | 19-AU1 Airport Courthouse | 19-AU1-G3063-100-DFS01 | Diesel Low Fuel Tank Alarm | Wiegmann | NA | NA | OM00015404 |  | SW Corner Bldng | NA | NA | NA | NA | NA | DNA | NA | NA | NA | NA | \Classifications\Building System Class\G30-Site Mechanical Utilities\G3060 - Fuel Distribution\Diesel Fuel Leak Detection System - DFS | EQ-1007598
19-AU1 | 19-AU1 Airport Courthouse | 19-AU1-D5010-200-ESD01 | Main Switch Gear SBR01 | GE | 155876 | TP2525TTR | OM00015444 | NA | Main Electrical | NA | NA | NA | NA | 480 | 2500 | electric | 3 | NA | NA | \Classifications\Building System Class\D50-Electrical SYS\D5010 - Elec Service & Dist\Electical Service and Distribution - ESD | EQ-1007600
19-AU1 | 19-AU1 Airport Courthouse | 19-AU1-D3030-160-ECW03 | INDOOR EVAPORATIVE COOLER #3 | Cell Air | 22182 | U302500-RA | OM00015439 | NA | Mechanical Room 1st Floor | BP-108 (3) | NA | NA | NA | 480 | DNA | electric | 3 | NA | NA | \Classifications\Building System Class\D30-HVAC Systems\D3030 - Cooling SYS\Evaporative Cooler - ECW | EQ-1007603
19-AU1 | 19-AU1 Airport Courthouse | 19-AU1-D3041-110-AHU04 | AIR HANDLER UNIT #4 | Cell Air | 69527 | WF-DH53 | OM00015433 | NA | Mechanical Room 1st Floor | B3 80 | 24X24X2 | NA | NA | 480 | 24.3 | electric | 3 | NA | NA | \Classifications\Building System Class\D30-HVAC Systems\D3040 - Distribution SYS\Air Handling Unit - AHU | EQ-1007605
19-AU1 | 19-AU1 Airport Courthouse | 19-AU1-D5010-200-ESD05 | MCC CGEMCCB SBR02 | General Electric | 650XO127L03 | NA | OM00015435 |  | main Electrical room | NA | NA | NA | NA | 480 | 600 | electric | 3 | NA | NA | \Classifications\Building System Class\D50-Electrical SYS\D5010 - Elec Service & Dist\Electical Service and Distribution - ESD | EQ-1007606
19-AU1 | 19-AU1 Airport Courthouse | 19-AU1-D2022-260-HWG01 | HOT WATER HEATER | AO Smith | NA | NA | OM00015430 |  | Mechanical Room Pump-1st Floor | NA | NA | NA | NA | 480 | 18 | electric | 3 | NA | NA | \Classifications\Building System Class\D20-Plumbing\D2020 - Domestic Water\Domestic Water Heater, Gas - HWG | EQ-1007607
19-AU1 | 19-AU1 Airport Courthouse | 19-AU1-D2023-310-HWP01 | Booster Pump System HWP01 | WELL AQUATRONICS | 32369 | NA | OM00015426 |  | Pump Room 1st Floor MECHANICAL ROOM | NA | NA | NA | NA | 480 | 19 | electric | 3 | NA | NA | \Classifications\Building System Class\D20-Plumbing\D2020 - Domestic Water\Domestic Hot Water Circulating Pump - HWP | EQ-1007608
19-AU1 | 19-AU1 Airport Courthouse | 19-AU1-D2040-100-PSU01 | Sump Pump PSU01 | Moeller | NA | NA | OM00015428 |  | Pump Room 1st Floor MECHANICAL ROOM | NA | NA | NA | NA | 480 | DNA | electric | 3 | NA | NA | \Classifications\Building System Class\D20-Plumbing\D2040 - Rain Drain\Sump Pump - PSU | EQ-1007609
19-AU1 | 19-AU1 Airport Courthouse | 19-AU1-D1013-310-WCL01 | Wheel Chair lift WCL01 | Porchlift | 127779 | NA | OM00015421 | State ID# 127779¦ #1 | Clerks Office | NA | NA | NA | NA | 208 | DNA | electric | 3 | NA | NA | \Classifications\Building System Class\D10-Conveyance Systems\D1010 - Elevator\Wheelchair Lift - WCL | EQ-1007610
19-AU1 | 19-AU1 Airport Courthouse | 19-AU1-D1013-310-WCL02 | Wheel Chair lift WCL02 | Porchlift | NA | NA | OM00015422 | State ID# 127780¦ #2 | Criminal Clerks Office 2nd Floor | NA | NA | NA | NA | 208 | DNA | electric | 3 | NA | NA | \Classifications\Building System Class\D10-Conveyance Systems\D1010 - Elevator\Wheelchair Lift - WCL | EQ-1007611
19-AU1 | 19-AU1 Airport Courthouse | 19-AU1-D1010-100-ELE01 | Elevator #1 | Montgomery | CT88685 | NA | OM00015482 | State ID# 110411 ¦ #1 | Elevator Mechanical RM | NA | NA | NA | 40 | 480 | 81 | electric | 3 | NA | NA | \Classifications\Building System Class\D10-Conveyance Systems\D1010 - Elevator\Elevator,Electric,Pass/Freight - ELE | EQ-1007612
19-AU1 | 19-AU1 Airport Courthouse | 19-AU1-D1010-100-ELE02 | Elevator #2 | Montgomery | CT88686 | NA | OM00015483 | State ID# 110412¦ #2 | Elevator Mechanical RM | NA | NA | NA | 40 | 480 | 81 | electric | 3 | NA | NA | \Classifications\Building System Class\D10-Conveyance Systems\D1010 - Elevator\Elevator,Electric,Pass/Freight - ELE | EQ-1007613
19-AU1 | 19-AU1 Airport Courthouse | 19-AU1-D1010-100-ELE03 | Elevator #3 | Montgomery | CT88688 | NA | OM00015484 | State ID# 110413¦ #3 | Elevator Mechanical RM | NA | NA | NA | 40 | 480 | 81 | electric | 3 | NA | NA | \Classifications\Building System Class\D10-Conveyance Systems\D1010 - Elevator\Elevator,Electric,Pass/Freight - ELE | EQ-1007614
19-AU1 | 19-AU1 Airport Courthouse | 19-AU1-D1010-100-ELE04 | Elevator #4 | Montgomery | CT88687 | NA | OM00015485 | State ID# 110414 ¦ #4 | Elevator Mechanical RM | NA | NA | NA | 40 | 480 | 81 | electric | 3 | NA | NA | \Classifications\Building System Class\D10-Conveyance Systems\D1010 - Elevator\Elevator,Electric,Pass/Freight - ELE | EQ-1007615
19-AU1 | 19-AU1 Airport Courthouse | 19-AU1-D1010-100-ELE05 | ELEVATOR #5 (LOCKUP) | Montgomery | CT88692 | 4XT | OM00015481 | State ID# 110415¦ #5 | Elevator Mechanical RM | NA | NA | NA | 68 | 480 | 59 | electric | 3 | NA | NA | \Classifications\Building System Class\D10-Conveyance Systems\D1010 - Elevator\Elevator,Electric,Pass/Freight - ELE | EQ-1007616
19-AU1 | 19-AU1 Airport Courthouse | 19-AU1-D1010-100-ELE06 | ELEVATOR #6 (JUDGES) | Montgomery | CT88689 | NA | OM00015480 | State ID# 110416¦ #6 | Elevator Mechanical RM | NA | NA | NA | 30 | 500 | 52 | electric | 3 | NA | NA | \Classifications\Building System Class\D10-Conveyance Systems\D1010 - Elevator\Elevator,Electric,Pass/Freight - ELE | EQ-1007617
19-AU1 | 19-AU1 Airport Courthouse | 19-AU1-D1010-100-ELE07 | Elevator #7 | Montgomery | CT88694- 557862 | 4XT | OM00015479 | State ID# 110560¦ #7 | Elevator Mechanical RM | NA | NA | NA | 40 | 500 | 65 | electric | 3 | NA | NA | \Classifications\Building System Class\D10-Conveyance Systems\D1010 - Elevator\Elevator,Electric,Pass/Freight - ELE | EQ-1007618
19-AU1 | 19-AU1 Airport Courthouse | 19-AU1-D1010-100-ELE08 | Elevator #8 | Montgomery KONE | CT88690 - P-02488-003 | 3XT | OM00015486 | State ID# 110418¦ #8 | Elevator Mechanical RM | NA | NA | NA | 30 | 480 | 59 | electric | 3 | NA | NA | \Classifications\Building System Class\D10-Conveyance Systems\D1010 - Elevator\Elevator,Electric,Pass/Freight - ELE | EQ-1007619
19-AU1 | 19-AU1 Airport Courthouse | 19-AU1-D1010-100-ELE09 | Elevator #9 | Montgomery KONE | CT88691- P-02488-003 | 3XT | OM00015487 | State ID# 110419¦ #9 | Elevator Mechanical RM | NA | NA | NA | 30 | 480 | 59 | electric | 3 | NA | NA | \Classifications\Building System Class\D10-Conveyance Systems\D1010 - Elevator\Elevator,Electric,Pass/Freight - ELE | EQ-1007620
19-AU1 | 19-AU1 Airport Courthouse | 19-AU1-D1010-100-ELE10 | Elevator #10 | Montgomery | CT88693- OP- 02488-003 | 4XT | OM00015488 | State ID# 110420¦ #10 | Elevator Mechanical RM | NA | NA | NA | 40 | 480 | 59 | electric | 3 | NA | NA | \Classifications\Building System Class\D10-Conveyance Systems\D1010 - Elevator\Elevator,Electric,Pass/Freight - ELE | EQ-1007621
19-AU1 | 19-AU1 Airport Courthouse | 19-AU1-D4031-100-FEX85 | Fire Extinguisher (85) | NA | NA | NA | OM00015381 |  | ROOF MIDDLE | NA | NA | NA | NA | NA | NA | NA | NA | NA | NA | \Classifications\Building System Class\D40-Fire Protection SYS\D4030 - FIRE SPEC\Fire Extinguisher - FEX | EQ-1007624
19-AU1 | 19-AU1 Airport Courthouse | 19-AU1-D3021-130-BLR01 | Boiler #1 | RBI | 41776428 | FB1950 | OM00035639 | DNA | Mechanical Room Boiler 10th Floor | NA | NA | NA | 500 | 480 | DNA | Natural gas | 3 | 1,950,000 | 1,650,000 | \Classifications\Building System Class\D30-HVAC Systems\D3020 - Heat SYS\Boiler,Hot Water,Oil/Gas/Comb. - BLR | EQ-1007625
19-AU1 | 19-AU1 Airport Courthouse | 19-AU1-D3021-130-BLR02 | Boiler #2 | RBI | 41776371 | FB1950 | OM00035640 | DNA | Mechanical Room Boiler 10th Floor | NA | NA | NA | 500 | 480 | DNA | gas | 3 | 1,950,000 | 1,650,000 | \Classifications\Building System Class\D30-HVAC Systems\D3020 - Heat SYS\Boiler,Hot Water,Oil/Gas/Comb. - BLR | EQ-1007626
19-AU1 | 19-AU1 Airport Courthouse | 19-AU1-D2023-310-HWP02 | Supply Pump #5 HHW HWP02 | BELL & GOSSETT | 2093430.00 | 1.25BC | OM00015363 | NA | Mechanical Room Boiler-10th Floor | NA | NA | NA | 3 | 480 | 7 | electric | 3 | NA | NA | \Classifications\Building System Class\D20-Plumbing\D2020 - Domestic Water\Domestic Hot Water Circulating Pump - HWP | EQ-1007627
19-AU1 | 19-AU1 Airport Courthouse | 19-AU1-D2023-310-HWP03 | Supply Pump #6 HHW, HWP03 | BELL & GOSSETT | 2093429 | 1.25BC | OM00015364 | NA | Mechanical Room Boiler-10th Floor | NA | NA | NA | 3 | 480 | 7 | electric | 3 | NA | NA | \Classifications\Building System Class\D20-Plumbing\D2020 - Domestic Water\Domestic Hot Water Circulating Pump - HWP | EQ-1007628
19-AU1 | 19-AU1 Airport Courthouse | 19-AU1-D2023-310-HWP04 | Recirc Pump #1, HWP04 | Bell Gosset | 102213 | HVBNFIJ4Q | OM00015354 | NA | Mechanical Room Boiler - 10th Floor | NA | NA | NA | 1/6 | 240 | 1.9 | electric | 1 | NA | NA | \Classifications\Building System Class\D20-Plumbing\D2020 - Domestic Water\Domestic Hot Water Circulating Pump - HWP | EQ-1007631
19-AU1 | 19-AU1 Airport Courthouse | 19-AU1-D2023-310-HWP05 | Recirc Pump #2, HWP05 | Bell Gosset | 102218 | HVBNFIJ4Q | OM00015353 | NA | Mechanical Room Boiler 10th Floor | NA | NA | NA | 1/6 | 240 | 1.9 | electric | 1 | NA | NA | \Classifications\Building System Class\D20-Plumbing\D2020 - Domestic Water\Domestic Hot Water Circulating Pump - HWP | EQ-1007632
19-AU1 | 19-AU1 Airport Courthouse | 19-AU1-D3050-250-ACU03 | Air Conditioning, Split System (Roof) | Trane | M5054GRBAH | TWA180B400BD | OM00015371 |  | Open Roof 10TH Floor | NA | NA | R-22 | NA | 480 | 12.6 | electric | 3 | NA | NA | \Classifications\Building System Class\D30-HVAC Systems\D3050 - Package SYS\Air Conditioning,Split System - ACU | EQ-1007634
19-AU1 | 19-AU1 Airport Courthouse | 19-AU1-D3050-310-HPU02 | Heat Pump HP2 | Trane | M5210115D | WCH090C400BC | OM00015388 |  | Open Roof 10TH Floor | NA | NA | R-22 | NA | 480 | 20.7 | electric | 3 | NA | NA | \Classifications\Building System Class\D30-HVAC Systems\D3050 - Package SYS\Heat Pump,Air Cooled - HPU | EQ-1007635
19-AU1 | 19-AU1 Airport Courthouse | 19-AU1-D3050-310-HPU03 | Heat Pump HP3 | Trane | M52101111D | WCH060C400BC | OM00015369 | NA | Open Roof 10TH Floor | NA | NA | R-22 | NA | 480 | 17.6 | electric | 3 | NA | NA | \Classifications\Building System Class\D30-HVAC Systems\D3050 - Package SYS\Heat Pump,Air Cooled - HPU | EQ-1007636
19-AU1 | 19-AU1 Airport Courthouse | 19-AU1-D3050-310-HPU04 | Heat Pump HP4 | Trane | M393PWR1H | WCC036F400BE | OM00015370 |  | Open Roof 10TH Floor | NA | NA | R-22 | NA | 480 | 5.7 | electric | 3 | NA | NA | \Classifications\Building System Class\D30-HVAC Systems\D3050 - Package SYS\Heat Pump,Air Cooled - HPU | EQ-1007637
19-AU1 | 19-AU1 Airport Courthouse | 19-AU1-D3050-310-HPU06 | Heat Pump HPU06 | Trane | M163J3D1H | WCC030F100BC | OM00015372 | NA | Open Roof | NA | NA | R-22 | NA | 480 | 14.8 | electric | 3 | NA | NA | \Classifications\Building System Class\D30-HVAC Systems\D3050 - Package SYS\Heat Pump,Air Cooled - HPU | EQ-1007638
19-AU1 | 19-AU1 Airport Courthouse | 19-AU1-D5010-200-ESD06 | Motor Control Center SBR03 | GE | L706474 | 650X1027L05 | OM00015366 | NA | Main Electrical Room | NA | NA | NA | NA | 480 | DNA | electric | 3 | NA | NA | \Classifications\Building System Class\D50-Electrical SYS\D5010 - Elec Service & Dist\Electical Service and Distribution - ESD | EQ-1007639
19-AU1 | 19-AU1 Airport Courthouse | 19-AU1-D3030-110-CTW01 | Cooling Tower #1 | Evapco | 977690 | UBT8312B | OM00015490 |  | Open Roof 10TH Floor | 4B148 | NA | NA | NA | 480 | DNA | electric | 3 | NA | NA | \Classifications\Building System Class\D30-HVAC Systems\D3030 - Cooling SYS\Cooling Tower - CTW | EQ-1007642
19-AU1 | 19-AU1 Airport Courthouse | 19-AU1-D3030-110-CTW02 | Cooling Tower #2 | Evapco | 977691 | UBT8312B | OM00015413 | NA | Open Roof 10TH Floor | NA | NA | NA | NA | 480 | DNA | electric | 3 | NA | NA | \Classifications\Building System Class\D30-HVAC Systems\D3030 - Cooling SYS\Cooling Tower - CTW | EQ-1007643
19-AU1 | 19-AU1 Airport Courthouse | 19-AU1-D3031-100-PCH07 | Cooling Tower Water Filter Pump | TOWER-FLO | 34502850 | CGT34FC9C | OM00028996 | NA | Open Roof 10TH Floor | NA | NA | NA | 3/4 | 480 | 2.4 | electric | 3 | NA | NA | \Classifications\Building System Class\D30-HVAC Systems\D3030 - Cooling SYS\Chilled Water Pump - PCH | EQ-1007644
19-AU1 | 19-AU1 Airport Courthouse | 19-AU1-D3041-110-AHU01 | Air Handler #1 | Temrol | 69524 | WFDH145 | OM00015410 | NA | Mechanical Room 10TH Floor | B380 | 24X24X2 | NA | 32 | 480 | 166 | electric | 3 | NA | NA | \Classifications\Building System Class\D30-HVAC Systems\D3040 - Distribution SYS\Air Handling Unit - AHU | EQ-1007646
19-AU1 | 19-AU1 Airport Courthouse | 19-AU1-D3030-160-ECW01 | INDOOR EVAPORATIVE COOLER #1 | Cell Air | 22183 | E2306000-RA | OM00015411 |  | Mechanical Room 10TH Floor | B-108 (5) | NA | NA | 25 | 480 | 59-29.5 | electric | 3 | NA | NA | \Classifications\Building System Class\D30-HVAC Systems\D3030 - Cooling SYS\Evaporative Cooler - ECW | EQ-1007647
19-AU1 | 19-AU1 Airport Courthouse | 19-AU1-D3041-110-AHU02 | Air Handler #2 | Temrol | 69525 | WFDH145 | OM00015416 | NA | Mechanical Room 10TH Floor | B380 | 24X24X2 | NA | 30 | 480 | DNA | electric | 3 | NA | NA | \Classifications\Building System Class\D30-HVAC Systems\D3040 - Distribution SYS\Air Handling Unit - AHU | EQ-1007648
19-AU1 | 19-AU1 Airport Courthouse | 19-AU1-D3030-160-ECW02 | INDOOR EVAPORATIVE COOLER #2 | Cell Air | 22184 | E2306000-RA | OM00015418 | NA | Mechanical Room 10TH Floor | B-108 (5) | NA | NA | 25 | 480 | 29.5 | electric | 3 | NA | NA | \Classifications\Building System Class\D30-HVAC Systems\D3030 - Cooling SYS\Evaporative Cooler - ECW | EQ-1007649
19-AU1 | 19-AU1 Airport Courthouse | 19-AU1-D3042-210-FAN01 | Exhaust Fan #2 | PENN VENTILATION CO INC | NA | NA | OM00015417 |  | Mechanical Room 10TH Floor | NA | NA | NA | NA | 480 | DNA | electric | 3 | NA | NA | \Classifications\Building System Class\D30-HVAC Systems\D3040 - Distribution SYS\Fan,Axial - FAN | EQ-1007650
19-AU1 | 19-AU1 Airport Courthouse | 19-AU1-D3031-130-CLR01 | Centravac Water Chiller #1 | Trane | L97M07950 | CVHE450 | OM00015399 |  | Mechanical Room 10TH Floor | NA | NA | R-123 | NA | 480 | 266 | electric | 3 | NA | NA | \Classifications\Building System Class\D30-HVAC Systems\D3030 - Cooling SYS\Chiller, Water Cooled - CLR | EQ-1007651
19-AU1 | 19-AU1 Airport Courthouse | 19-AU1-D3031-130-CLR02 | Centravac Water Chiller #2 | Trane | L97M07985 | CVHE450 | OM00015398 |  | Mechanical Room 10TH Floor | NA | NA | R-123 | NA | 480 | 266 | electric | 3 | NA | NA | \Classifications\Building System Class\D30-HVAC Systems\D3030 - Cooling SYS\Chiller, Water Cooled - CLR | EQ-1007652
19-AU1 | 19-AU1 Airport Courthouse | 19-AU1-D3031-100-PCH09 | Chilled Water Pump #3 | BELL & GOSSETT | 2093263 | 3E10.875BF | OM00015396 | NA | Mechanical Room 10TH Floor | NA | NA | NA | 20 | 480 | 49 | electric | 3 | NA | NA | \Classifications\Building System Class\D30-HVAC Systems\D3030 - Cooling SYS\Chilled Water Pump - PCH | EQ-1007653
19-AU1 | 19-AU1 Airport Courthouse | 19-AU1-D3031-100-PCH10 | Chilled Water Pump #4 | BELL & GOSSETT | 2093264 | 3E10.875BF | OM00015397 | NA | Mechanical Room 10TH Floor | NA | NA | NA | 20 | 480 | 49 | electric | 3 | NA | NA | \Classifications\Building System Class\D30-HVAC Systems\D3030 - Cooling SYS\Chilled Water Pump - PCH | EQ-1007654
19-AU1 | 19-AU1 Airport Courthouse | 19-AU1-D3031-100-PCH11 | Condenser Water Pump #1 | BELL & GOSSETT | 2093283 | 5E10.250BF | OM00015392 | NA | Mechanical Room 10TH Floor | NA | NA | NA | 30 | 480 | DNA | electric | 3 | NA | NA | \Classifications\Building System Class\D30-HVAC Systems\D3030 - Cooling SYS\Chilled Water Pump - PCH | EQ-1007655
19-AU1 | 19-AU1 Airport Courthouse | 19-AU1-D3031-100-PCH12 | Condenser Water Pump #2 | BELL & GOSSETT | 2093282 | 5E10.250BF | OM00015393 | NA | Mechanical Room 10TH Floor | NA | NA | NA | 30 | 480/230 | DNA | electric | 3 | NA | NA | \Classifications\Building System Class\D30-HVAC Systems\D3030 - Cooling SYS\Chilled Water Pump - PCH | EQ-1007656
19-AU1 | 19-AU1 Airport Courthouse | 19-AU1-D3090-114-CMP01 | Control Air Compessor CMP01 | Speed Aire | (L)9/11/2006_634400-37 | 5Z696A | OM00015391 | State ID# A013087-14 | Mechanical Room | DNA | NA | NA | 3/4 | 240 | DNA | electric | 1 | NA | NA | \Classifications\Building System Class\D30-HVAC Systems\D3090 - Other HVAC Systems and Equipment\Air Compressor - CMP | EQ-1007657
19-AU1 | 19-AU1 Airport Courthouse | 19-AU1-D2023-100-BFP04 | BACKFLOW PREVENTER #4 (2.5" CHILLER MAKE UP) | Zurn Wilkins | B21224 | 975 (2 1/2") | OM00015400 | OW0209916-FA0234848-BD0012641 | Mechanical Room (LAPHD FORM REQUIRED) | NA | NA | NA | NA | NA | NA | NA | NA | NA | NA | \Classifications\Building System Class\D20-Plumbing\D2020 - Domestic Water\Backflow Preventer - BFP | EQ-1007658
19-AU1 | 19-AU1 Airport Courthouse | 19-AU1-G3063-100-AST01 | Fuel Storage Tank | JOOR MANUFACTURING | 671900 | NA | OM00015442 | NA | BASEMENT ROOM 75 | NA | NA | NA | NA | NA | NA | Diesel | NA | NA | NA | \Classifications\Building System Class\G30-Site Mechanical Utilities\G3060 - Fuel Distribution\Tank, Fuel Storage, Above Ground - AST | EQ-1007659
19-AU1 | 19-AU1 Airport Courthouse | 19-AU1-G2023-150-PEG01 | Rollup Gate | POWER MASTER | HZ442723 | MG | OM00015470 |  | ENTRY GATE WEST SIDE SHERIFF'S BUS BAY | NA | NA | NA | NA | 480 | DNA | electric | 3 | NA | NA | \Classifications\Building System Class\G20-Other Systems\G2020 - Parking Lots\Secured Parking Gate - PEG | EQ-1007660
19-AU1 | 19-AU1 Airport Courthouse | 19-AU1-G2023-150-PEG02 | Rollup Gate Sally Port Entry | RAYNOR DOORS | 13288 | ACGL-50 | OM00015469 |  | Parking Structure North | NA | NA | NA | NA | 480 | DNA | electric | 3 | NA | NA | \Classifications\Building System Class\G20-Other Systems\G2020 - Parking Lots\Secured Parking Gate - PEG | EQ-1007661
19-AU1 | 19-AU1 Airport Courthouse | 19-AU1-E1033-310-HLF01 | Dock Leveler #1 | Kelly Atlantic | NA | RN101108RO | OM00015471 |  | Basement Parking Structure North SHERIFF'S PARKING | NA | NA | NA | NA | 480 | DNA | electric | 3 | NA | NA | \Classifications\Building System Class\E10-Equipment\E1030 - Vehicular Equipment\Hydraulic Lift,Loading Dock - HLF | EQ-1007662
19-AU1 | 19-AU1 Airport Courthouse | 19-AU1-E1033-310-HLF02 | Dock Leveler #2 | Kelly Atlantic | NA | RN101108RO | OM00015472 |  | Parking Structure North SHERIFF'S PARKING | NA | NA | NA | NA | 480 | DNA | electric | 3 | NA | NA | \Classifications\Building System Class\E10-Equipment\E1030 - Vehicular Equipment\Hydraulic Lift,Loading Dock - HLF | EQ-1007663
19-AU1 | 19-AU1 Airport Courthouse | 19-AU1-G2023-150-PEG03 | Judges Gate Entry | RAYNOR DOORS | 13286 | ACGL-50 | OM00015474 |  | Parking Structure North BY SALLY PORT | NA | NA | NA | NA | 480 | DNA | electric | 3 | NA | NA | \Classifications\Building System Class\G20-Other Systems\G2020 - Parking Lots\Secured Parking Gate - PEG | EQ-1007665
19-AU1 | 19-AU1 Airport Courthouse | 19-AU1-G2023-150-PEG04 | Judges Gate Exit | RAYNOR DOORS | 13287 | ACGL-50 | OM00015475 |  | Parking Structure North | NA | NA | NA | NA | 480 | DNA | electric | 3 | NA | NA | \Classifications\Building System Class\G20-Other Systems\G2020 - Parking Lots\Secured Parking Gate - PEG | EQ-1007666
19-AU1 | 19-AU1 Airport Courthouse | 19-AU1-G2023-150-PEG05 | ROLLUP GATE (EXIT LOAD DOCK PARKING) | POWER MASTER | EAC497238 | MG-7 | OM00015476 |  | Parking Structure North | NA | NA | NA | NA | 480 | DNA | electric | 3 | NA | NA | \Classifications\Building System Class\G20-Other Systems\G2020 - Parking Lots\Secured Parking Gate - PEG | EQ-1007667
19-AU1 | 19-AU1 Airport Courthouse | 19-AU1-G2023-150-PEG06 | ROLLUP GATE (ENTRY LOAD DOCK PARKING) | LIFT MASTER | 4612N0216 | GH7543L4-E79930 | OM00015477 |  | Parking Structure North | NA | NA | NA | NA | 480 | DNA | electric | 3 | NA | NA | \Classifications\Building System Class\G20-Other Systems\G2020 - Parking Lots\Secured Parking Gate - PEG | EQ-1007668
19-AU1 | 19-AU1 Airport Courthouse | 19-AU1-G2023-150-PEG07 | ROLLUP GATE (EXIT EASTSIDE SHERRIFF BUS BAY) | LIFT MASTER | 4007N7504 | GH1043M | OM00015478 |  | Parking Structure North | NA | NA | NA | NA | 480 | DNA | electric | 3 | NA | NA | \Classifications\Building System Class\G20-Other Systems\G2020 - Parking Lots\Secured Parking Gate - PEG | EQ-1007669
19-AU1 | 19-AU1 Airport Courthouse | 19-AU1-D3068-100-BAS01 | BAS Computer CCS01 | Siemens | NA | SIEMANS OPERATIONS | OM00015491 |  | COMPUTER ROOM | NA | NA | NA | NA | 110 | DNA | electric | 1 | NA | NA | \Classifications\Building System Class\D30-HVAC Systems\D3060 - Control & Inst Air\Building Automation System - BAS | EQ-1007670
19-AU1 | 19-AU1 Airport Courthouse | 19-AU1-D5092-210-GEN01 | Emergency Generator GEN01 | Detroit Diesel | 394996 | 1250DSR | OM00015443 | Permit #G12614 | Parking Structure North | DNA | DNA | NA | 1850 | 480 | 120 | diesel | 3 | NA | NA | \Classifications\Building System Class\D50-Electrical SYS\D5090 - Elec SYS\Emergency Generator - GEN | EQ-1007671
19-AU1 | 19-AU1 Airport Courthouse | 19-AU1-D1013-310-WCL03 | WHEEL CHAIR LIFT 3 | PORCHLIFT | A18410 | NA | OM00026561 | PEND RISK RVW | DEPARTMENT 140 | NA | NA | NA | NA | 208 | DNA | Electric | 3 | NA | NA | \Classifications\Building System Class\D10-Conveyance Systems\D1010 - Elevator\Wheelchair Lift - WCL | 1011577
19-AU1 | 19-AU1 Airport Courthouse | 19-AU1-D1013-310-WCL04 | WHEEL CHAIR LIFT 4 | PORCHLIFT | A11819 | NA | OM00026562 | PEND RISK RVW | DEPARTMENT 141 | NA | NA | NA | NA | 208 | DNA | Electric | 3 | NA | NA | \Classifications\Building System Class\D10-Conveyance Systems\D1010 - Elevator\Wheelchair Lift - WCL | 1011578
19-AU1 | 19-AU1 Airport Courthouse | 19-AU1-D1013-310-WCL05 | WHEELCHAIR LIFT 5 | PORCHLIFT | NA | NA | OM00026560 | PEND RISK RVW | DEPT. A | NA | NA | NA | NA | 208 | DNA | Electric | 3 | NA | NA | \Classifications\Building System Class\D10-Conveyance Systems\D1010 - Elevator\Wheelchair Lift - WCL | 1011579
19-AU1 | 19-AU1 Airport Courthouse | 19-AU1-D1013-310-WCL06 | Wheel Chair Lift E | PORCHLIFT | NA | NA | OM00026559 | PEND RISK RVW | DEPARTMENT B | NA | NA | NA | NA | 208 | DNA | Electric | 3 | NA | NA | \Classifications\Building System Class\D10-Conveyance Systems\D1010 - Elevator\Wheelchair Lift - WCL | 1011580
19-AU1 | 19-AU1 Airport Courthouse | 19-AU1-D1013-310-WCL07 | WHEELCHAIR LIFT 7 | PORCHLIFT | NA | NA | OM00026558 | PEND RISK RVW | DEPARTMENT C | NA | NA | NA | NA | 208 | DNA | Electric | 3 | NA | NA | \Classifications\Building System Class\D10-Conveyance Systems\D1010 - Elevator\Wheelchair Lift - WCL | 1011581
19-AU1 | 19-AU1 Airport Courthouse | 19-AU1-D1013-310-WCL08 | WHEELCHAIR LIFT 8 | PORCHLIFT | NA | NA | OM00026557 | PEND RISK RVW | COURT ROOM 710 | NA | NA | NA | NA | 208 | DNA | Electric | 3 | NA | NA | \Classifications\Building System Class\D10-Conveyance Systems\D1010 - Elevator\Wheelchair Lift - WCL | 1011582
19-AU1 | 19-AU1 Airport Courthouse | 19-AU1-D1013-310-WCL09 | WHEELCHAIR LIFT 9 | PORCHLIFT | NA | NA | OM00026556 | PEND RISK RVW | DEPARTMENT D | NA | NA | NA | NA | 208 | DNA | ELectric | 3 | NA | NA | \Classifications\Building System Class\D10-Conveyance Systems\D1010 - Elevator\Wheelchair Lift - WCL | 1011583
19-AU1 | 19-AU1 Airport Courthouse | 19-AU1-D1013-310-WCL10 | WHEELCHAIR LIFT 10 | PORCHLIFT | NA | NA | OM00026555 | PEND RISK RVW | COURTROOM 808 | NA | NA | NA | NA | 208 | NA | Electric | 3 | NA | NA | \Classifications\Building System Class\D10-Conveyance Systems\D1010 - Elevator\Wheelchair Lift - WCL | 1011584
19-AU1 | 19-AU1 Airport Courthouse | 19-AU1-D1013-310-WCL11 | WHEELCHAIR #11 | PORCHLIFT | NA | NA | OM00026554 | PEND RISK RVW | COURTROOM 803 | NA | NA | NA | NA | 208 | DNA | Electric | 3 | NA | NA | \Classifications\Building System Class\D10-Conveyance Systems\D1010 - Elevator\Wheelchair Lift - WCL | 1011585
19-AU1 | 19-AU1 Airport Courthouse | 19-AU1-D1013-310-WCL12 | WHEELCHAIR LIFT 12 | PORCHLIFT | NA | NA | OM00026553 | PEND RISK RVW | COURTROOM 801 | NA | NA | NA | NA | 208 | DNA | Electric | 3 | NA | NA | \Classifications\Building System Class\D10-Conveyance Systems\D1010 - Elevator\Wheelchair Lift - WCL | 1011586
19-AU1 | 19-AU1 Airport Courthouse | 19-AU1-D1013-310-WCL13 | Wheel Chair Lift 140 | PORCHLIFT | NA | NA | OM00026551 | PEND RISK RVW | COURTROOM 146 | NA | NA | NA | NA | 208 | DNA | Electric | 3 | NA | NA | \Classifications\Building System Class\D10-Conveyance Systems\D1010 - Elevator\Wheelchair Lift - WCL | 1011587
19-AU1 | 19-AU1 Airport Courthouse | 19-AU1-D1013-310-WCL14 | WHEELCHAIR LIFT 2 | PORCHLIFT | NA | NA | OM00026552 | PEND RISK RVW | COURT ROOM 145 | NA | NA | NA | NA | 208 | DNA | Electric | 3 | NA | NA | \Classifications\Building System Class\D10-Conveyance Systems\D1010 - Elevator\Wheelchair Lift - WCL | 1011588
19-AU1 | 19-AU1 Airport Courthouse | 19-AU1-D1013-310-WCL15 | WHEEL CHAIR LIFT WCL 1 | PORCHLIFT | NA | NA | OM00026549 | PEND RISK RVW | Court room | NA | NA | NA | NA | 208 | DNA | Electric | 3 | NA | NA | \Classifications\Building System Class\D10-Conveyance Systems\D1010 - Elevator\Wheelchair Lift - WCL | 1011589
19-AU1 | 19-AU1 Airport Courthouse | 19-AU1-D1013-310-WCL16 | Wheel Chair Lift 145 | Pentalift | A18024 | M419-207-14k03B | OM00026550 | PEND RISK RVW | Court room | NA | NA | NA | NA | 110 | DNA | Electric | 1 | NA | NA | \Classifications\Building System Class\D10-Conveyance Systems\D1010 - Elevator\Wheelchair Lift - WCL | 1011590
19-AU1 | 19-AU1 Airport Courthouse | 19-AU1-C1020-110-FRD11 | WON DOOR, FIRE DOOR | WON DOOR CORP | 795063 | R6799 | OM00028992 |  | ELEV ROOM | NA | NA | NA | NA | NA | 3 | Electric | 3 | NA | NA | \Classifications\Building System Class\C10-General Building Interior\C1020 - Fire Doors\Fire Doors - FRD | 1013738
19-AU1 | 19-AU1 Airport Courthouse | 19-AU1-C1020-110-FRD02 | WON DOOR, FIRE DOORS | WON DOOR CORP | 795065 | R6799 | OM00028985 |  |  | NA | NA | NA | NA | 120 | 3 | Electric | 1 | NA | NA | \Classifications\Building System Class\C10-General Building Interior\C1020 - Fire Doors\Fire Doors - FRD | 1013739
19-AU1 | 19-AU1 Airport Courthouse | 19-AU1-C1020-110-FRD03 | WON DOOR FIRE DOOR | WON DOOR CORP | 795067 | R6799 | OM00028991 |  | BY ELEV RM | NA | NA | NA | NA | 120 | 3 | Electric | 1 | NA | NA | \Classifications\Building System Class\C10-General Building Interior\C1020 - Fire Doors\Fire Doors - FRD | 1013740
19-AU1 | 19-AU1 Airport Courthouse | 19-AU1-C1020-110-FRD04 | WON DOOR FIRE DOOR | WON DOOR CORP | 795066 | R6799 | OM00028990 |  | BY ELEV LOBBY | NA | NA | NA | NA | 120 | 3 | Electric | 1 | NA | NA | \Classifications\Building System Class\C10-General Building Interior\C1020 - Fire Doors\Fire Doors - FRD | 1013741
19-AU1 | 19-AU1 Airport Courthouse | 19-AU1-C1020-110-FRD05 | WON DOOR FIRE DOOR | WON DOOR CORP | 795064 | R6799 | OM00028989 |  | ELEV LOBBY | NA | NA | NA | NA | 120 | 3 | Electric | 1 | NA | NA | \Classifications\Building System Class\C10-General Building Interior\C1020 - Fire Doors\Fire Doors - FRD | 1013742
19-AU1 | 19-AU1 Airport Courthouse | 19-AU1-C1020-110-FRD06 | WON FIRE DOOR | WON DOOR CORP | 795069 | R6799 | OM00028987 |  | ELEV LOBBY | NA | NA | NA | NA | 120 | 3 | Electric | 1 | NA | NA | \Classifications\Building System Class\C10-General Building Interior\C1020 - Fire Doors\Fire Doors - FRD | 1013743
19-AU1 | 19-AU1 Airport Courthouse | 19-AU1-C1020-110-FRD07 | WON FIRE DOOR 10614 | WON DOOR CORP | 795041 | R6799 | OM00028986 |  | LOBBY BY ELEVATORS | NA | NA | NA | NA | 120 | 3 | Electric | 3 | NA | NA | \Classifications\Building System Class\C10-General Building Interior\C1020 - Fire Doors\Fire Doors - FRD | 1013744
19-AU1 | 19-AU1 Airport Courthouse | 19-AU1-C1020-110-FRD08 | WON DOOR | WON DOOR CORP | 795068 | R6799 | OM00028988 |  | LOBBY | NA | NA | NA | NA | 120 | 3 | Electric | 3 | NA | NA | \Classifications\Building System Class\C10-General Building Interior\C1020 - Fire Doors\Fire Doors - FRD | 1013745
19-AU1 | 19-AU1 Airport Courthouse | 19-AU1-D2017-100-SHW01 | EMERGENCY EYEWASH STATION | GUARDIAN | NA | AQUAGUARD | OM00028981 |  | BY SALLY PORT | NA | NA | NA | NA | NA | NA | NA | NA | NA | NA | \Classifications\Building System Class\D20-Plumbing\D2010 - Plumb Fix\Showers - SHW | 1013747
19-AU1 | 19-AU1 Airport Courthouse | 19-AU1-D2017-100-SHW02 | EMERGENCY EYE WASH, SHOWER SHW02 | HAWS | NA | 8300 | OM00028961 |  | MECHANICAL ROOM | NA | NA | NA | NA | NA | NA | NA | NA | NA | NA | \Classifications\Building System Class\D20-Plumbing\D2010 - Plumb Fix\Showers - SHW | 1013748
19-AU1 | 19-AU1 Airport Courthouse | 19-AU1-D2022-260-HWG04 | WATER HEATER HWG04 | A.O. SMITH | B98-43237 | HW399-932 | OM00015351 |  | MECHANICAL BOILER ROOM | NA | NA | NA | NA | 240 | DNA | Gas | 1 | 30099 | 3022 | \Classifications\Building System Class\D20-Plumbing\D2020 - Domestic Water\Domestic Water Heater, Gas - HWG | 1013749
19-AU1 | 19-AU1 Airport Courthouse | 19-AU1-D2040-100-OWS01 | OIL WATER SEPARATORS | PLYMOUTH TANK | 126 | H-200 | OM00028964 |  | MECHANICAL ROOM | NA | NA | NA | NA | NA | NA | NA | NA | NA | NA | \Classifications\Building System Class\D20-Plumbing\D2040 - Rain Drain\Oil Water Separators - OWS | 1013750
19-AU1 | 19-AU1 Airport Courthouse | 19-AU1-D2040-100-PSU03 | PUMP SUMP PSU03 | MOELLER | NA | NA | OM00028975 |  | MECHANICAL ROOM | NA | NA | NA | NA | DNA | DNA | Electric | DNA | DNA | NA | \Classifications\Building System Class\D20-Plumbing\D2040 - Rain Drain\Sump Pump - PSU | 1013752
19-AU1 | 19-AU1 Airport Courthouse | 19-AU1-D3031-100-PCH13 | COOLING TOWER WATER FILTER PUMP PCH13 | TOWER-FLO | 34502857 | CGT34FC9C | OM00028995 |  | ROOF AREA MECHANICAL ROOM | NA | NA | NA | 3/4 | 480 | 2.4 | Electric | 3 | NA | NA | \Classifications\Building System Class\D30-HVAC Systems\D3030 - Cooling SYS\Chilled Water Pump - PCH | 1013754
19-AU1 | 19-AU1 Airport Courthouse | 19-AU1-D3041-110-AHU07 | AIR HANDLING UNIT 3 | TEMTROL | 69526 | WF-DH53 | OM00015440 |  | MECHANICAL ROOM | NA | NA | NA | 30 | 460 | DNA | Electric | 3 | NA | NA | \Classifications\Building System Class\D30-HVAC Systems\D3040 - Distribution SYS\Air Handling Unit - AHU | 1013755
19-AU1 | 19-AU1 Airport Courthouse | 19-AU1-D3042-240-SEF01 | FAN, SPECIALTY EXHAUST FAN | CHICAGO | 223599 | 5418613E4030 | OM00033531 |  | SHERIFFS SECURE PARKING | NA | NA | NA | 30/75 | 460 | 38/13.5 | Electric | 3 | NA | NA | \Classifications\Building System Class\D30-HVAC Systems\D3040 - Distribution SYS\Supply/Exhaust/Return fans- FAN | 1013758
19-AU1 | 19-AU1 Airport Courthouse | 19-AU1-D2023-100-BFP06 | BACKFLOW PREVENTER #6 (2" IRRIGATION) | WILKINS ZURN | 678641 | 975XL (2") | OM00033588 | OW0209916-FA0234848-BD0032052 | BASEMENT (LAPHD FORM REQUIRED) | NA | NA | NA | NA | NA | NA | NA | NA | NA | NA | \Classifications\Building System Class\D20-Plumbing\D2020 - Domestic Water\Backflow Preventer - BFP | 1013762
19-AU1 | 19-AU1 Airport Courthouse | 19-AU1-D4022-210-FSG03 | MAIN FIRE PUMP FSN03 | PEERLESS PUMPS | 210046F | 6AEF12H | OM00028970 |  | Basement, MECHANICAL ROOM | NA | NA | NA | 300 | 480 | 335 | Electric | 3 | NA | NA | \Classifications\Building System Class\D40-Fire Protection SYS\D4020 - Stand Pipe\Pump,Fire,Electric Motor Driven - FSG | 1013765
19-AU1 | 19-AU1 Airport Courthouse | 19-AU1-D4022-210-JPM02 | JOCKEY PUMP 1 | GRUNDFOS | NA | C40006075P19831 | OM00028973 |  | FIRE PUMP ROOM | NA | NA | NA | 5 | 460 | DNA | Electric | 3 | NA | NA | \Classifications\Building System Class\D40-Fire Protection SYS\D4020 - Stand Pipe\Jockey Pump - JPM | 1013767
19-AU1 | 19-AU1 Airport Courthouse | 19-AU1-D5010-200-ESD04 | ELECTRICAL, SWITCHBOARD SBR04 | G.E. | NP3028342P1 | L-S939873 | OM00015415 |  | MECHANICAL ROOM | NA | NA | NA | NA | 480 | DNA | Electric | 3 | NA | NA | \Classifications\Building System Class\D50-Electrical SYS\D5010 - Elec Service & Dist\Electical Service and Distribution - ESD | 1013768
19-AU1 | 19-AU1 Airport Courthouse | 19-AU1-D5011-240-TRN03 | ELECTRICAL TRANSFORMER TRN03 | G.E. | NA | 9T23B3875 | OM00028977 |  | MAIN ELECTRICAL AREA | NA | NA | NA | NA | 480/208/120 | DNA | Electric | 3 | NA | NA | \Classifications\Building System Class\D50-Electrical SYS\D5010 - Elec Service & Dist\Transformer - TRN | 1013769
19-AU1 | 19-AU1 Airport Courthouse | 19-AU1-D5011-240-TRN04 | ELECTRICAL TRANSFORMER TRN04 | G.E. | NA | 9T23B3874 | OM00033534 |  | ELECTRICAL ROOM | NA | NA | NA | NA | 503 | DNA | Electric | 3 | NA | NA | \Classifications\Building System Class\D50-Electrical SYS\D5010 - Elec Service & Dist\Transformer - TRN | 1013770
19-AU1 | 19-AU1 Airport Courthouse | 19-AU1-D5011-240-TRN05 | ELECTRICAL TRANSFORMER TRN05 | G.E. | NA | 9T23B3872 | OM00015423 |  | MECHANICAL AREA | NA | NA | NA | NA | 480 | DNA | Electric | 3 | NA | NA | \Classifications\Building System Class\D50-Electrical SYS\D5010 - Elec Service & Dist\Transformer - TRN | 1013771
19-AU1 | 19-AU1 Airport Courthouse | 19-AU1-D5011-240-TRN08 | ELECTRIC TRANSFORMER TRN08 | GE | NA | 9T23B3871 | OM00033533 |  | ELECTRICAL ROOM | NA | NA | NA | NA | 480-208-120 | DNA | Electric | 3 | NA | NA | \Classifications\Building System Class\D50-Electrical SYS\D5010 - Elec Service & Dist\Transformer - TRN | 1013774
19-AU1 | 19-AU1 Airport Courthouse | 19-AU1-D5011-240-TRN09 | ELECTRICAL TRANSFORMER 2 TRN09 | GE | NA | 9T23B3871 | OM00033532 |  | ELECTRICAL ROOM | NA | NA | NA | NA | NA | DNA | Electric | 3 | NA | NA | \Classifications\Building System Class\D50-Electrical SYS\D5010 - Elec Service & Dist\Transformer - TRN | 1013775
19-AU1 | 19-AU1 Airport Courthouse | 19-AU1-D5037-710-FAP02 | FIRE CONTROL SYSTEM FAP02 | FIRE NET | NA | NA | OM00033530 |  | FIRE CONTROL ROOM | NA | NA | NA | NA | 120 | 9 | Electric | 1 | NA | NA | \Classifications\Building System Class\D50-Electrical SYS\D5030 - Comm & Security\Fire Alarm Panel - FAP | 1013776
19-AU1 | 19-AU1 Airport Courthouse | 19-AU1-G2023-160-PEB03 | SECURITY PARKING GATE (ENTRANCE) PEG09 | AMANO | 691002982 | AGP-1711 | OM00015385 |  | SALLY PORT PARKING SECURE SHERIFF | 3118-108-203 | NA | NA | 1/3 | 115 | DNA | Electric | 1 | NA | NA | \Classifications\Building System Class\G20-Other Systems\G2020 - Parking Lots\Security Parking Electric Barrier - PEB | 1013778
19-AU1 | 19-AU1 Airport Courthouse | 19-AU1-G2023-160-PBB02 | SECUTIRY PARKING GATE (EXIT ARM) | AMANO | A691002983 | AGP-1711 | OM00015434 |  | SHERIFF'S PARKING | N3118-108-203 | NA | NA | 1 | 115 | DNA | Electric | 1 | NA | NA | \Classifications\Building System Class\G20-Other Systems\G2020 - Parking Lots\Security Parking Beam Barrier - PBB | 1013782
19-AU1 | 19-AU1 Airport Courthouse | 19-AU1-D2030-410-PMS01 | PUMP, EJECTOR SEWAGE (4") | KLONKER MUELLER | NA | NA | OM00028974 |  | BASEMENT ROOM 64E | NA | NA | NA | NA | NA | DNA | Electric | DNA | NA | NA | \Classifications\Building System Class\D20-Plumbing\D2030 - Sani Waste\Sewage Ejector Pump - PMS | 1013783
19-AU1 | 19-AU1 Airport Courthouse | 19-AU1-E1092-100-TCP02 | TRASH COMPACTOR | DOVER INDUSTRIES | NA | NA | OM00028993 |  | PARKING SECURE | NA | NA | NA | NA | 460 | DNA | Electric | 3 | NA | NA | \Classifications\Building System Class\E10-Equipment\E1090 - Other Equipment\Trash Compactor - TCP | 1013784
19-AU1 | 19-AU1 Airport Courthouse | 19-AU1-G2050-200-LSC01 | LANDSCAPING | NA | NA | NA | OM00037772 |  | GROUNDS | NA | NA | NA | NA | NA | NA | NA | NA | NA | NA | \Classifications\Building System Class\G20-Other Systems\G2050 - Landscaping\Landscaping - LSC | 1013785
19-AU1 | 19-AU1 Airport Courthouse | 19-AU1-G2049-300-HSC01 | HARDSCAPE | NA | NA | NA | OM00037773 |  | GROUNDS | NA | NA | NA | NA | NA | NA | NA | NA | NA | NA | \Classifications\Building System Class\G20-Other Systems\G2040 - Site Development\Hardscape - HSC | 1013786
19-AU1 | 19-AU1 Airport Courthouse | 19-AU1-D3050-250-ACU02 | PACKAGE UNIT | MITSUBISHI ELECTRIC | 81D0055B | PUN 18EK | OM00026026 |  | PARKING GARAGE | NA | DNA | R-22 | DNA | DNA | DNA | Electric | DNA | NA | NA | \Classifications\Building System Class\D30-HVAC Systems\D3050 - Package SYS\Air Conditioning,Split System - ACU | 1015607
19-AU1 | 19-AU1 Airport Courthouse | 19-AU1-D5010-234-ATS01 | ELECTRICAL, AUTOMATIC TRANSFER SWITCH #1 | ASCO | 895279002-2 | AN-595893 | OM00036836 |  | MAIN ELECTRICAL RM "B" LVL(TRANSF SWITCH #1) | NA | NA | NA | NA | 480 | 800 | Electric | 3 | NA | NA | \Classifications\Building System Class\D50-Electrical SYS\D5010 - Elec Service & Dist\Automatic Transfer Switch - ATS | 1015935
19-AU1 | 19-AU1 Airport Courthouse | 19-AU1-D5010-234-ATS02 | ELECTRICAL, AUTOMATIC TRANSFER SWITCH #2 | ASCO | 895279002-1 | AN-595589 | OM00036837 |  | MAIN ELECTRICAL RM "B" LVL (TRANSF SWITCH #2) | NA | NA | NA | NA | 480 | 800 | Electric | 3 | NA | NA | \Classifications\Building System Class\D50-Electrical SYS\D5010 - Elec Service & Dist\Automatic Transfer Switch - ATS | 1015936
19-AU1 | 19-AU1 Airport Courthouse | 19-AU1-D5010-234-ATS03 | ELECTRICAL, AUTOMATIC TRANSFER SWITCH #3 | ASCO | 895279001 | AJ-173675 | OM00036838 |  | MAIN ELECTRICAL RM "B" LVL (TRANSF SWITCH #3) | NA | NA | NA | NA | 480 | 600 | Electric | 3 | NA | NA | \Classifications\Building System Class\D50-Electrical SYS\D5010 - Elec Service & Dist\Automatic Transfer Switch - ATS | 1015937
19-AU1 | 19-AU1 Airport Courthouse | 19-AU1-D2023-100-BFP11 | BACKFLOW PREVENTER (3/4" SUB COOLING SYSTEM)(RM 71) | WILKINS ZURN | 710341 | 975XL | OM00026373 | OW0209916-FA0234848-BD0012639 | BASEMENT MECH ROOM (LAPHD FORM REQUIRED) | NA | NA | NA | NA | NA | NA | NA | NA | NA | NA | \Classifications\Building System Class\D20-Plumbing\D2020 - Domestic Water\Backflow Preventer - BFP | 1016021
19-AU1 | 19-AU1 Airport Courthouse | 19-AU1-D2023-100-BFP12 | BACKFLOW PREVENTER (3/4" SUB COOLING SYSTEM)(RM 58) | WILKINS ZURN | 710504 | 975XL | OM00026372 | OW0209916-FA0234848-BD0012640 | BASEMENT, MECH ROOM (LAPHD FORM REQUIRED) | NA | NA | NA | NA | NA | NA | NA | NA | NA | NA | \Classifications\Building System Class\D20-Plumbing\D2020 - Domestic Water\Backflow Preventer - BFP | 1016022
19-AU1 | 19-AU1 Airport Courthouse | 19-AU1-D4095-230-HBL01 | VENT HOOD (CAFETERIA, WET) | CAPTIVEAIRE | 41745 | ANSUL | OM00036839 |  | CAFETERIA ON 1ST FLOOR | NA | NA | NA | NA | DNA | DNA | Electric | DNA | NA | NA | \Classifications\Building System Class\D40-Fire Protection SYS\D4090 - Other Fire Protection Systems\Hood and Blower - HBL | 1016184
19-AU1 | 19-AU1 Airport Courthouse | 19-AU1-D4010-150-FMS01 | STANDPIPE (STAIRWAY #1) | NA | NA | NA | OM00026378 |  | 1ST FLOOR STAIRWELL #1 | NA | NA | NA | NA | NA | NA | NA | NA | NA | NA | \Classifications\Building System Class\D40-Fire Protection SYS\D4010 - Sprinkler SYS\Fire Systems, stand pipes - FMS | 1016592
19-AU1 | 19-AU1 Airport Courthouse | 19-AU1-D4010-150-FMS02 | STANDPIPE (STAIRWAY #2) | NA | NA | NA | OM00026375 |  | NEAR CAFETERIA NE, 1ST FLOOR STAIRWELL #2 | NA | NA | NA | NA | NA | NA | NA | NA | NA | NA | \Classifications\Building System Class\D40-Fire Protection SYS\D4010 - Sprinkler SYS\Fire Systems, stand pipes - FMS | 1016593
19-AU1 | 19-AU1 Airport Courthouse | 19-AU1-D4010-150-FMS03 | STANDPIPE (STAIRWAY #3) | NA | NA | NA | OM00026374 |  | NE CORNER STAIRWELL #3 ON 1ST FLOOR | NA | NA | NA | NA | NA | NA | NA |  | NA | NA | \Classifications\Building System Class\D40-Fire Protection SYS\D4010 - Sprinkler SYS\Fire Systems, stand pipes - FMS | 1016594
19-AU1 | 19-AU1 Airport Courthouse | 19-AU1-D4010-150-FMS04 | STANDPIPE (STAIRWAY #4) | NA | NA | NA | OM00026377 |  | SE OF LOBBY MAIN DOOR, STAIRWELL #4 ON FLOOR 1 | NA | NA | NA | NA | NA | NA | NA | NA | NA | NA | \Classifications\Building System Class\D40-Fire Protection SYS\D4010 - Sprinkler SYS\Fire Systems, stand pipes - FMS | 1016595
19-AU1 | 19-AU1 Airport Courthouse | 19-AU1-D4010-150-FMS05 | STANDPIPE (STAIRWAY #5) | NA | NA | NA | OM00026376 |  | SW CORNER STAIRWELL #5 NEAR LOBBY MAIN DOOR | NA | NA | NA | NA | NA | NA | NA | NA | NA | NA | \Classifications\Building System Class\D40-Fire Protection SYS\D4010 - Sprinkler SYS\Fire Systems, stand pipes - FMS | 1016596
19-AU1 | 19-AU1 Airport Courthouse | 19-AU1-D3090-220-CMD01 | COMPRESSOR, AIR DRYER | HANKISON | NA | NA | OM00037722 |  | CHILLER ROOM 1008 ON 10TH FLOOR | NA | NA | NA | NA | DNA | DNA | Electric | DNA | NA | NA | \Classifications\Building System Class\D30-HVAC Systems\D3090 - Other HVAC Systems and Equipment\Compressed Air Dryer - CMD | 1016747
19-AU1 | 19-AU1 Airport Courthouse | 19-AU1-G3063-100-DAT01 | FUEL STORAGE DAY TANK #1 (50 GALLONS) | PRYCO | 01828558 | PY50ULDW | OM00037734 | NA | EMERGENCY GENERATOR ROOM 53 | NA | NA | NA | NA | NA | NA | Diesel |  | NA | NA | \Classifications\Building System Class\G30-Site Mechanical Utilities\G3060 - Fuel Distribution\Tank, Fuel Storage Day - DAT | 1016748
19-AU1 | 19-AU1 Airport Courthouse | 19-AU1-G3063-100-DAT02 | FUEL STORAGE DAY TANK #2 (10 GALLONS) | PRYCO | 8829689 | NA | OM00037735 |  | EMERGENCY GENERATOR ROOM 53 | NA | NA | NA | 1/3 | 110 | 6.6 | Diesel | 1 | NA | NA | \Classifications\Building System Class\G30-Site Mechanical Utilities\G3060 - Fuel Distribution\Tank, Fuel Storage Day - DAT | 1016749
19-AU1 | 19-AU1 Airport Courthouse | 19-AU1-G3060-320-DFP01 | DIESEL FUEL TRANSFER PUMP | PRYCO | NA | NA | OM00037736 |  | EMERGENCY GENERATOR ROOM 53 | NA | NA | NA | 1/2 | 110-240 | 8.4 | Electric | 1 | NA | NA | \Classifications\Building System Class\G30-Site Mechanical Utilities\G3060 - Fuel Distribution\Pump, Fuel, Diesel Fuel Transfer Pump - DFP | 1016750
19-AU1 | 19-AU1 Airport Courthouse | 19-AU1-D3030-160-ECW04 | EVAPORATIVE COOLER #4 | CEL-AIR | 22181 | U251800-RA | OM00015431 | NA | MECH ROOM 71 IN BASEMENT | B-93 (3) | NA | NA | 15 | 480 | 19.5 | Electric | 3 | NA | NA | \Classifications\Building System Class\D30-HVAC Systems\D3030 - Cooling SYS\Evaporative Cooler - ECW | 1016751
19-AU1 | 19-AU1 Airport Courthouse | 19-AU1-C1020-110-FRD09 | WON DOOR, FIRE DOOR (LOCK-UP) | WON DOOR | 810025 | R6799 | OM00037741 |  | LOCK-UP AREA IN BASEMENT BETWEEN CELLS 19 & 20 | NA | NA | NA | NA | NA | DNA | Electric | DNA | NA | NA | \Classifications\Building System Class\C10-General Building Interior\C1020 - Fire Doors\Fire Doors - FRD | 1016754
19-AU1 | 19-AU1 Airport Courthouse | 19-AU1-C1020-110-FRD10 | WON DOOR, FIRE DOOR (LOCK-UP) | WON DOOR | 794264 | R6799 | OM00037740 |  | NEXT TO LOCK-UP CONTROL ROOM IN BASEMENT | NA | NA | NA | NA | NA | DNA | Electric | DNA | NA | NA | \Classifications\Building System Class\C10-General Building Interior\C1020 - Fire Doors\Fire Doors - FRD | 1016755
19-AU1 | 19-AU1 Airport Courthouse | 19-AU1-C1020-110-FRD01 | FIRE DOOR OVERHEAD (LOADING DOCK) | CORNELL | 9845356 | G24D | OM00037747 |  | LOADING DOCK SECURED PARKING IN BASEMENT | NA | NA | NA | NA | 24 DC | 0.06 | Electric |  | NA | NA | \Classifications\Building System Class\C10-General Building Interior\C1020 - Fire Doors\Fire Doors - FRD | 1016756
19-AU1 | 19-AU1 Airport Courthouse | 19-AU1-D2093-100-GIN01 | INTERCEPTOR, GREASE | NA | NA | NA | OM00037751 |  | OUTSIDE REAR OF BUILDING | NA | NA | NA | NA | NA | NA | NA | NA | NA | NA | \Classifications\Building System Class\D20-Plumbing\D2090 - Other Plumbing SYS\Grease Inteceptor - GIN | 1016757
19-AU1 | 19-AU1 Airport Courthouse | 19-AU1-D3012-120-GMR01 | GAS METER READER | ROOTS METER | 9831951 | 5M175 | OM00037750 | NA | EXTERIOR WESTSIDE OF BUILDING | NA | NA | NA | NA | NA | NA | NA |  | NA | NA | \Classifications\Building System Class\D30-HVAC Systems\D3010 - Energy Supply\Gas Meter Readings - GMR | 1016758
19-AU1 | 19-AU1 Airport Courthouse | 19-AU1-D5010-200-ESD02 | MAIN ELECTRICAL SWITCHGEAR (BASEMENT) | GE | 155877 | TP2525TTR | OM00028976 | NA | ROOM 55 IN BASEMENT | NA | NA | NA | NA | 240 | 2500 | Electric | 3 | NA | NA | \Classifications\Building System Class\D50-Electrical SYS\D5010 - Elec Service & Dist\Electical Service and Distribution - ESD | 1016763
19-AU1 | 19-AU1 Airport Courthouse | 19-AU1-D3020-100-HET02 | HEATER WATER EXPANSION TANK (BOILER) | MANCHESTER TANK | NA | NA | OM00037721 |  | BOILER ROOM 1005 ON 10TH FLOOR | NA | NA | NA | NA | NA | NA | NA | NA | NA | NA | \Classifications\Building System Class\D30-HVAC Systems\D3020 - Heat SYS\Heater Water Expansion Tank - HET | 1016759
19-AU1 | 19-AU1 Airport Courthouse | 19-AU1-D3020-100-HET01 | DOMESTIC HOT WATER TANK (BOILER) | A.O.SMITH | SC9872498Y5 | NA | OM00015350 | NA | BOILER ROOM 1005 ON 10TH FLOOR | NA | NA | NA | NA | NA | NA | NA |  | NA | NA | \Classifications\Building System Class\D30-HVAC Systems\D3020 - Heat SYS\Heater Water Expansion Tank - HET | 1016760
19-AU1 | 19-AU1 Airport Courthouse | 19-AU1-D5092-250-ELT04 | EMERGENCY ROOFTOP LIGHTS (4) (USED BY AIRCRAFT) | BEACON CROUSE | NA | NA | OM00015378 |  | ON EACH OF THE 4 CORNERS OF THE ROOF | NA | NA | NA | NA | DNA | DNA | Electric | DNA | NA | NA | \Classifications\Building System Class\D50-Electrical SYS\D5090 - Elec SYS\Exterior Lighting - ELT | 1016761
19-AU1 | 19-AU1 Airport Courthouse | 19-AU1-D5010-200-ESD03 | MAIN ELECTRICAL SWITCHGEAR (BETWEEN BUILDINGS) | GE | 154338 | TP2525TTR | OM00037768 | NA | ELECTRICAL ROOM BETWEEN MAIN BUILDING & PARKING STRUCTURE | NA | NA | NA | NA | 240 | 2500 | Electric | 3 | NA | NA | \Classifications\Building System Class\D50-Electrical SYS\D5010 - Elec Service & Dist\Electical Service and Distribution - ESD | 1016764
19-AU1 | 19-AU1 Airport Courthouse | 19-AU1-G3010-210-PWT01 | POTABLE WATER STORAGE TANK | WESSELS CO | NA | HAWP150 | OM00015405 |  | CHILLER RM 1008 ON 10TH FLOOR | NA | NA | NA | NA | NA | NA | NA |  | NA | NA | \Classifications\Building System Class\G30-Site Mechanical Utilities\G3010 - Water Supply\Potable Water Storage Tank - PWT | 1016765
19-AU1 | 19-AU1 Airport Courthouse | 19-AU1-D3050-210-PKU02 | PACKAGE UNIT A/C (BASEMENT RM 72) | COMPU-AIRE INC | 685-601-076 | MAXI COOL HEAT PUMP | OM00028969 | NA | STORAGE RM 72, BETWEEN RM 71 & 73 | B-93 | 20X20X2 (1) | R-22 | NA | 240-480 | 39-36-40 | Electric | 3 | NA | NA | \Classifications\Building System Class\D30-HVAC Systems\D3050 - Package SYS\Package Unit - PKU | 1016766
19-AU1 | 19-AU1 Airport Courthouse | 19-AU1-D3050-210-PKU03 | PACKAGE UNIT A/C (1ST FLOOR RM 119) | COMPU-AIRE INC | MT97-011-8225 | MTA-112 | OM00028968 |  | SUPPLY ROOM 119 ON 1ST FLOOR | NA | NA | R-22 | 1 | 240 | 11 | Electric | 1 | NA | NA | \Classifications\Building System Class\D30-HVAC Systems\D3050 - Package SYS\Package Unit - PKU | 1016767
19-AU1 | 19-AU1 Airport Courthouse | 19-AU1-D3050-210-PKU04 | PACKAGE UNIT A/C (RM 269 IN CEILING) | COMPU-AIRE INC | MT97-011-8224 | MTA-112 | OM00028967 |  | IN CEILING ABOVE FILES OUTSIDE ROOM 269 | NA | NA | R-22 | 1 | 240 | 1.6 | Electric | 1 | NA | NA | \Classifications\Building System Class\D30-HVAC Systems\D3050 - Package SYS\Package Unit - PKU | 1016768
19-AU1 | 19-AU1 Airport Courthouse | 19-AU1-D3060-100-RDS01 | REFRIGERANT LEAK DETECTION SYSTEM | TRANE | L10E02524 | TRUSENSE RMWG5C0A1C0A0 | OM00015374 | NA | CHILLER RM 1008 ON 10TH FLOOR | NA | NA | NA | NA | 240 | 15 | Electric | 1 | NA | NA | \Classifications\Building System Class\D30-HVAC Systems\D3060 - Control & Inst Air\Refrigerant Leak Detection System - RDS | 1016769
19-AU1 | 19-AU1 Airport Courthouse | 19-AU1-D3042-210-FAN07 | EXHAUST FAN #16-E (RM 418) (DIRECT DRIVE) | PENN VENTILATION CO INC | NA | Z-8S/H_R/A | OM00037731 |  | COMPUTER RM 418 | NA | NA | NA | 0.08 | 110 | 1.6 | Electric | 1 | NA | NA | \Classifications\Building System Class\D30-HVAC Systems\D3040 - Distribution SYS\Fan,Axial - FAN | 1016776
19-AU1 | 19-AU1 Airport Courthouse | 19-AU1-D3042-210-FAN08 | EXHAUST FAN #16-F (RM 419) (DIRECT DRIVE) | PENN VENTILATION CO INC | DNA | Z-8S/H_R/A | OM00036334 | NA | COMPUTER RM 419 | NA | NA | NA | 0.08 | 110 | 1.6 | Electric | 1 | NA | NA | \Classifications\Building System Class\D30-HVAC Systems\D3040 - Distribution SYS\Fan,Axial - FAN | 1016777
19-AU1 | 19-AU1 Airport Courthouse | 19-AU1-D3042-210-FAN02 | EXHAUST FAN (RM 125) (DIRECT DRIVE) | PENN VENTILATION CO INC | NA | Z-8S/H_R/A | OM00037733 |  | TELEPHONE DATA ROOM 125 | NA | NA | NA | 0.08 | 110 | 1.6 | Electric | 1 | NA |  | \Classifications\Building System Class\D30-HVAC Systems\D3040 - Distribution SYS\Fan,Axial - FAN | 1016771
19-AU1 | 19-AU1 Airport Courthouse | 19-AU1-D3042-210-FAN03 | EXHAUST FAN #16-A (RM 102) (DIRECT DRIVE) | PENN VENTILATION CO INC | NA | Z-8S/H_R/A | OM00037732 |  | COMPUTER RM 102 | NA | NA | NA | 0.08 | 110 | 1.6 | Electric | 1 | NA | NA | \Classifications\Building System Class\D30-HVAC Systems\D3040 - Distribution SYS\Fan,Axial - FAN | 1016772
19-AU1 | 19-AU1 Airport Courthouse | 19-AU1-D3042-210-FAN04 | EXHAUST FAN #16-B (RM 202D) (DIRECT DRIVE) | PENN VENTILATION CO INC | NA | Z-8S/H_R/A | OM00037730 |  | COMPUTER RM 202D | NA | NA | NA | 0.08 | 110 | 1.6 | Electric | 1 | NA | NA | \Classifications\Building System Class\D30-HVAC Systems\D3040 - Distribution SYS\Fan,Axial - FAN | 1016773
19-AU1 | 19-AU1 Airport Courthouse | 19-AU1-D3042-210-FAN05 | EXHAUST FAN #16-C (RM 313) (DIRECT DRIVE) | PENN VENTILATION CO INC | NA | Z-8S/H_R/A | OM00037729 |  | COMPUTER RM 313 | NA | NA | NA | 0.08 | 110 | 1.6 | Electric | 1 | NA | NA | \Classifications\Building System Class\D30-HVAC Systems\D3040 - Distribution SYS\Fan,Axial - FAN | 1016774
19-AU1 | 19-AU1 Airport Courthouse | 19-AU1-D3042-210-FAN06 | EXHAUST FAN #16-D (RM 314) (DIRECT DRIVE) | PENN VENTILATION CO INC | DNA | Z-8S/H_R/A | OM00036335 | NA | COMPUTER RM 314 | NA | NA | NA | 0.08 | 110 | 1.6 | Electric | 1 | NA | NA | \Classifications\Building System Class\D30-HVAC Systems\D3040 - Distribution SYS\Fan,Axial - FAN | 1016775
19-AU1 | 19-AU1 Airport Courthouse | 19-AU1-D3042-210-FAN09 | EXHAUST FAN #16-H (RM 518) (DIRECT DRIVE) | PENN VENTILATION CO INC | NA | Z-8S/H_R/A | OM00037693 |  | COMPUTER RM 518 | NA | NA | NA | 0.08 | 110 | 1.6 | Electric | 1 | NA | NA | \Classifications\Building System Class\D30-HVAC Systems\D3040 - Distribution SYS\Fan,Axial - FAN | 1016778
19-AU1 | 19-AU1 Airport Courthouse | 19-AU1-D3042-210-FAN11 | EXHAUST FAN #16-G (RM 517) (DIRECT DRIVE) | PENN VENTILATION CO INC | NA | Z-8S/H_R/A | OM00037694 |  | COMPUTER RM 517 | NA | NA | NA | 0.08 | 110 | 1.6 | Electric | 1 | NA | NA | \Classifications\Building System Class\D30-HVAC Systems\D3040 - Distribution SYS\Fan,Axial - FAN | 1016779
19-AU1 | 19-AU1 Airport Courthouse | 19-AU1-D3042-210-FAN12 | EXHAUST FAN #16-K (RM 681) (DIRECT DRIVE) | PENN VENTILATION CO INC | NA | Z-8S/H_R/A | OM00037691 |  | COMPUTER RM 681 | NA | NA | NA | 0.08 | 110 | 1.6 | Electric | 1 | NA | NA | \Classifications\Building System Class\D30-HVAC Systems\D3040 - Distribution SYS\Fan,Axial - FAN | 1016780
19-AU1 | 19-AU1 Airport Courthouse | 19-AU1-D3042-210-FAN13 | EXHAUST FAN #16-L (RM 680) (DIRECT DRIVE) | PENN VENTILATION CO INC | NA | Z-8S/H_R/A | OM00037692 |  | COMPUTER RM 680 | NA | NA | NA | 0.08 | 110 | 1.6 | Electric | 1 | NA | NA | \Classifications\Building System Class\D30-HVAC Systems\D3040 - Distribution SYS\Fan,Axial - FAN | 1016781
19-AU1 | 19-AU1 Airport Courthouse | 19-AU1-D3042-210-FAN22 | EXHAUST FAN #16-O (RM 906) (DIRECT DRIVE) | PENN VENTILATION CO INC | NA | Z-8S/H_R/A | OM00015347 |  | COMPUTER RM 906 | NA | NA | NA | 0.08 | 110 | 1.6 | Electric | 1 | NA | NA | \Classifications\Building System Class\D30-HVAC Systems\D3040 - Distribution SYS\Fan,Axial - FAN | 1016787
19-AU1 | 19-AU1 Airport Courthouse | 19-AU1-D3042-210-FAN15 | EXHAUST FAN #16-I (RM 705) (DIRECT DRIVE) | PENN VENTILATION CO INC | NA | Z-8S/H_R/A | OM00037687 |  | COMPUTER RM 705 | NA | NA | NA | 0.08 | 110 | 1.6 | Electric | 1 | NA | NA | \Classifications\Building System Class\D30-HVAC Systems\D3040 - Distribution SYS\Fan,Axial - FAN | 1016782
19-AU1 | 19-AU1 Airport Courthouse | 19-AU1-D3042-210-FAN16 | EXHAUST FAN #16-R (RM 706) (DIRECT DRIVE) | PENN VENTILATION CO INC | NA | Z-8S/H_R/A | OM00037688 |  | COMPUTER RM 706 | NA | NA | NA | 0.08 | 110 | 1.6 | Electric | 1 | NA | NA | \Classifications\Building System Class\D30-HVAC Systems\D3040 - Distribution SYS\Fan,Axial - FAN | 1016783
19-AU1 | 19-AU1 Airport Courthouse | 19-AU1-D3042-210-FAN21 | EXHAUST FAN #16-M (RM 806) (DIRECT DRIVE) | PENN VENTILATION CO INC | NA | Z-8S/H_R/A | OM00037682 |  | COMPUTER RM 806 | NA | NA | NA | 0.08 | 110 | 1.6 | Electric |  | NA | NA | \Classifications\Building System Class\D30-HVAC Systems\D3040 - Distribution SYS\Fan,Axial - FAN | 1016784
19-AU1 | 19-AU1 Airport Courthouse | 19-AU1-D3042-210-FAN19 | EXHAUST FAN #16-N (RM 805) (DIRECT DRIVE) | PENN VENTILATION CO INC | NA | Z-8S/H_R/A | OM00037681 |  | COMPUTER RM 805 | NA | NA | NA | 0.08 | 110 | 1.6 | Electric | 1 | NA | NA | \Classifications\Building System Class\D30-HVAC Systems\D3040 - Distribution SYS\Fan,Axial - FAN | 1016785
19-AU1 | 19-AU1 Airport Courthouse | 19-AU1-D3042-210-FAN20 | EXHAUST FAN #16-P (RM 905) (DIRECT DRIVE) | PENN VENTILATION CO INC | NA | Z-8S/H_R/A | OM00015348 |  | COMPUTER RM 905 | NA | NA | NA | 0.08 | 110 | 1.6 | Electric | 1 | NA | NA | \Classifications\Building System Class\D30-HVAC Systems\D3040 - Distribution SYS\Fan,Axial - FAN | 1016786
19-AU1 | 19-AU1 Airport Courthouse | 19-AU1-D5011-240-TRN14 | ELECTRICAL TRANSFORMER (RM 303) | GE | NA | NA | OM00037701 |  | ELECTRICAL RM 303 ON 3RD FLOOR | NA | NA | NA | NA | NA | DNA | Electric | 3 | NA | NA | \Classifications\Building System Class\D50-Electrical SYS\D5010 - Elec Service & Dist\Transformer - TRN | 1016795
19-AU1 | 19-AU1 Airport Courthouse | 19-AU1-D2017-100-SHW03 | EYE WASH & EMERGENCY SHOWER (LOCKUP AREA KITCHEN) | HAWS | NA | 7460B | OM00037742 |  | LOCKUP AREA KITCHEN, ROOM B43 | NA | NA | NA | NA | NA | NA | NA | NA | NA | NA | \Classifications\Building System Class\D20-Plumbing\D2010 - Plumb Fix\Showers - SHW | 1016789
19-AU1 | 19-AU1 Airport Courthouse | 19-AU1-D5011-240-TRN10 | ELECTRICAL TRANSFORMER (RM 262) | GE | NA | NA | OM00037704 |  | ELECTRICAL RM 262 ON 2ND FLOOR | NA | NA | NA | NA | 480-240 | DNA | Electric | 3 | NA | NA | \Classifications\Building System Class\D50-Electrical SYS\D5010 - Elec Service & Dist\Transformer - TRN | 1016791
19-AU1 | 19-AU1 Airport Courthouse | 19-AU1-D5011-240-TRN11 | ELECTRICAL TRANSFORMER (RM 262) | GE | NA | NA | OM00037703 |  | ELECTRICAL RM 262 ON 2ND FLOOR | NA | NA | NA | NA | 480-240-110 | DNA | Electric | 3 | NA | NA | \Classifications\Building System Class\D50-Electrical SYS\D5010 - Elec Service & Dist\Transformer - TRN | 1016792
19-AU1 | 19-AU1 Airport Courthouse | 19-AU1-D5011-240-TRN12 | ELECTRICAL TRANSFORMER (RM 292) | GE | DNA | DNA | OM00036332 | NA | ELECTRICAL RM 292 ON 2ND FLOOR | NA | NA | NA | NA | 480-240-110 | DNA | Electric | 3 | NA | NA | \Classifications\Building System Class\D50-Electrical SYS\D5010 - Elec Service & Dist\Transformer - TRN | 1016793
19-AU1 | 19-AU1 Airport Courthouse | 19-AU1-D5011-240-TRN13 | ELECTRICAL TRANSFORMER (RM 229) | GE | DNA | DNA | OM00036333 | NA | ELECTRICAL RM 229 ON 2ND FLOOR | NA | NA | NA | NA | 480-240-110 | DNA | Electric | 3 | NA | NA | \Classifications\Building System Class\D50-Electrical SYS\D5010 - Elec Service & Dist\Transformer - TRN | 1016794
19-AU1 | 19-AU1 Airport Courthouse | 19-AU1-D5011-240-TRN15 | ELECTRICAL TRANSFORMER (RM 310) | GE | NA | NA | OM00037702 |  | ELECTRICAL RM 310 ON 3RD FLOOR | NA | NA | NA | NA | 480-240-110 | DNA | Electric | 3 | NA | NA | \Classifications\Building System Class\D50-Electrical SYS\D5010 - Elec Service & Dist\Transformer - TRN | 1016796
19-AU1 | 19-AU1 Airport Courthouse | 19-AU1-D5011-240-TRN16 | ELECTRICAL TRANSFORMER (RM 420) | GE | NA | NA | OM00037699 |  | ELECTRICAL RM 420 ON 4RD FLOOR | NA | NA | NA | NA | 480-240-110 | DNA | Electric | 3 | NA | NA | \Classifications\Building System Class\D50-Electrical SYS\D5010 - Elec Service & Dist\Transformer - TRN | 1016797
19-AU1 | 19-AU1 Airport Courthouse | 19-AU1-D5011-240-TRN17 | ELECTRICAL TRANSFORMER (RM 448) | GE | NA | NA | OM00037700 |  | ELECTRICAL RM 448 ON 4RD FLOOR | NA | NA | NA | NA | 480-240-110 | DNA | Electric | 3 | NA | NA | \Classifications\Building System Class\D50-Electrical SYS\D5010 - Elec Service & Dist\Transformer - TRN | 1016798
19-AU1 | 19-AU1 Airport Courthouse | 19-AU1-D5011-240-TRN18 | ELECTRICAL TRANSFORMER (RM 500E) | GE | NA | NA | OM00037695 |  | ELECTRICAL RM 500E ON 5TH FLOOR | NA | NA | NA | NA | 480-240-110 | DNA | Electric | 3 | NA | NA | \Classifications\Building System Class\D50-Electrical SYS\D5010 - Elec Service & Dist\Transformer - TRN | 1016799
19-AU1 | 19-AU1 Airport Courthouse | 19-AU1-D5011-240-TRN19 | ELECTRICAL TRANSFORMER (RM 548) | GE | NA | NA | OM00037697 |  | ELECTRICAL RM 548 ON 5TH FLOOR | NA | NA | NA | NA | 480-240-110 | DNA | Electric | 3 | NA | NA | \Classifications\Building System Class\D50-Electrical SYS\D5010 - Elec Service & Dist\Transformer - TRN | 1016800
19-AU1 | 19-AU1 Airport Courthouse | 19-AU1-D5011-240-TRN20 | ELECTRICAL TRANSFORMER (RM 548) | GE | NA | NA | OM00037698 |  | ELECTRICAL RM 548 ON 5TH FLOOR | NA | NA | NA | NA | 480-240-110 | DNA | Electric | 3 | NA | NA | \Classifications\Building System Class\D50-Electrical SYS\D5010 - Elec Service & Dist\Transformer - TRN | 1016801
19-AU1 | 19-AU1 Airport Courthouse | 19-AU1-D5011-240-TRN23 | ELECTRICAL TRANSFORMER (RM 670) | GE | NA | NA | OM00037689 |  | IN DA'S OFFICE SPACE ROOM 670 | NA | NA | NA | NA | 480-240-110 | DNA | Electric | 3 | NA | NA | \Classifications\Building System Class\D50-Electrical SYS\D5010 - Elec Service & Dist\Transformer - TRN | 1016804
19-AU1 | 19-AU1 Airport Courthouse | 19-AU1-D5011-240-TRN21 | ELECTRICAL TRANSFORMER (RM 500E) | GE | NA | NA | OM00037696 |  | ELECTRICAL RM 500E ON 5TH FLOOR | NA | NA | NA | NA | 480-240-110 | DNA | Electric | 3 | NA | NA | \Classifications\Building System Class\D50-Electrical SYS\D5010 - Elec Service & Dist\Transformer - TRN | 1016802
19-AU1 | 19-AU1 Airport Courthouse | 19-AU1-D5011-240-TRN22 | ELECTRICAL TRANSFORMER (NEXT TO RM 696) | GE | NA | NA | OM00037690 |  | NEXT TO ELECTRICAL RM 696 ON 6TH FLOOR | NA | NA | NA | NA | 480-240-110 | DNA | Electric | 3 | NA | NA | \Classifications\Building System Class\D50-Electrical SYS\D5010 - Elec Service & Dist\Transformer - TRN | 1016803
19-AU1 | 19-AU1 Airport Courthouse | 19-AU1-D5011-240-TRN24 | ELECTRICAL TRANSFORMER (RM 710D) | GE | NA | NA | OM00037685 |  | ROOM 710D | NA | NA | NA | NA | 480-240-110 | DNA | Electric | 3 | NA | NA | \Classifications\Building System Class\D50-Electrical SYS\D5010 - Elec Service & Dist\Transformer - TRN | 1016805
19-AU1 | 19-AU1 Airport Courthouse | 19-AU1-D5011-240-TRN25 | ELECTRICAL TRANSFORMER (RM 701B) | GE | NA | NA | OM00037686 |  | ROOM 701B | NA | NA | NA | NA | 480-240-110 | DNA | Electric | 3 | NA | NA | \Classifications\Building System Class\D50-Electrical SYS\D5010 - Elec Service & Dist\Transformer - TRN | 1016806
19-AU1 | 19-AU1 Airport Courthouse | 19-AU1-D5011-240-TRN26 | ELECTRICAL TRANSFORMER (RM 701B) | GE | NA | NA | OM00015360 |  | DEPT "D" ROOM 810C | NA | NA | NA | NA | 480-240-110 | DNA | Electric | 3 | NA | NA | \Classifications\Building System Class\D50-Electrical SYS\D5010 - Elec Service & Dist\Transformer - TRN | 1016807
19-AU1 | 19-AU1 Airport Courthouse | 19-AU1-D5011-240-TRN28 | ELECTRICAL TRANSFORMER (RM 801B) | GE | NA | NA | OM00037684 |  | DEPT "E" ROOM 801B | NA | NA | NA | NA | 480-240-110 | DNA | Electric | 3 | NA | NA | \Classifications\Building System Class\D50-Electrical SYS\D5010 - Elec Service & Dist\Transformer - TRN | 1016809
19-AU1 | 19-AU1 Airport Courthouse | 19-AU1-D5011-240-TRN29 | ELECTRICAL TRANSFORMER (RM 1012) | GE | NA | NA | OM00037726 |  | ROOM 1012 | NA | NA | NA | NA | 480-240-110 | DNA | Electric | 3 | NA | NA | \Classifications\Building System Class\D50-Electrical SYS\D5010 - Elec Service & Dist\Transformer - TRN | 1016810
19-AU1 | 19-AU1 Airport Courthouse | 19-AU1-D5011-240-TRN27 | ELECTRICAL TRANSFORMER (RM 801B) | GE | NA | NA | OM00037683 |  | DEPT "E" ROOM 801B | NA | NA | NA | NA | 480-240-110 | DNA | Electric | 3 | NA | NA | \Classifications\Building System Class\D50-Electrical SYS\D5010 - Elec Service & Dist\Transformer - TRN | 1016808
19-AU1 | 19-AU1 Airport Courthouse | 19-AU1-D2090-670-WLR01 | WATER TREATMENT CHEMICAL (RM 1008) | LAKEWOOD INSTRUMENTS INC | 8G753810 | 2412 | OM00015409 | NA | CHILLER ROOM 1008 | NA | NA | NA | NA | 110 | 10 | Electric | 1 | NA | NA | \Classifications\Building System Class\D20-Plumbing\D2090 - Other Plumbing SYS\Water Treatment,Chlorine - WLR | 1016811
19-AU1 | 19-AU1 Airport Courthouse | 19-AU1-D3042-220-EFN05 | EXHAUST FAN (FUEL TANK RM) (BELT DRIVEN) | NA | NA | NA | OM00037738 |  | FUEL TANK ROOM 75 | NA | NA | NA | NA | NA | DNA | Electric | DNA | NA | NA | \Classifications\Building System Class\D30-HVAC Systems\D3040 - Distribution SYS\Supply/Exhaust/Return fans- FAN | 1016817
19-AU1 | 19-AU1 Airport Courthouse | 19-AU1-D3042-220-EFN02 | EXHAUST FAN #2 (BELT DRIVEN) | BAYLEY | 509749-00 | SL200BC | OM00037746 | NA | BASEMENT PARKING AREA | NA | NA | NA | 3 | 480 | DNA | Electric | 3 | NA | NA | \Classifications\Building System Class\D30-HVAC Systems\D3040 - Distribution SYS\Supply/Exhaust/Return fans- FAN | 1016814
19-AU1 | 19-AU1 Airport Courthouse | 19-AU1-D3042-220-EFN03 | EXHAUST FAN #3 (BELT DRIVEN) | PENN VENTILATION CO INC | NA | SX225BC | OM00037723 |  | CHILLER ROOM 1008 | NA | NA | NA | 3 | 240-480 | 8.2-4.1 | Electric | 3 | NA | NA | \Classifications\Building System Class\D30-HVAC Systems\D3040 - Distribution SYS\Supply/Exhaust/Return fans- FAN | 1016815
19-AU1 | 19-AU1 Airport Courthouse | 19-AU1-D3042-220-EFN04 | EXHAUST FAN #1 (BELT DRIVEN) | PENN VENTILATION CO INC | NA | D30 | OM00028963 |  | AIR HANDLER ROOM 1006 | NA | NA | NA | NA | DNA | DNA | Electric | DNA | NA | NA | \Classifications\Building System Class\D30-HVAC Systems\D3040 - Distribution SYS\Supply/Exhaust/Return fans- FAN | 1016816
19-AU1 | 19-AU1 Airport Courthouse | 19-AU1-D3042-220-EFN06 | EXHAUST FAN (RM1005D) (BELT DRIVEN) | PENN VENTILATION CO INC | NA | SX205BC | OM00037718 |  | ELECTRICAL ROOM 1005D | NA | NA | NA | 2 | 240 | 6.2 | Electric | 3 | NA | NA | \Classifications\Building System Class\D30-HVAC Systems\D3040 - Distribution SYS\Supply/Exhaust/Return fans- FAN | 1016818
19-AU1 | 19-AU1 Airport Courthouse | 19-AU1-D3042-220-EFN09 | EXHAUST FAN #9 (BELT DRIVEN) | PENN VENTILATION CO INC | NA | DNA | OM00037748 |  | PUMP HOUSE ROOM 76 | NA | NA | NA | NA | DNA | DNA | Electric |  | NA | NA | \Classifications\Building System Class\D30-HVAC Systems\D3040 - Distribution SYS\Supply/Exhaust/Return fans- FAN | 1016819
19-AU1 | 19-AU1 Airport Courthouse | 19-AU1-D3042-210-FAN14 | EXHAUST FAN #14 (DIRECT DRIVE) | PENN VENTILATION CO INC | NA | SX125BC | OM00037744 |  | MECH ROOM 710 | NA | NA | NA | 1/2 | NA | DNA | Electric | DNA | NA | NA | \Classifications\Building System Class\D30-HVAC Systems\D3040 - Distribution SYS\Fan,Axial - FAN | 1016820
19-AU1 | 19-AU1 Airport Courthouse | 19-AU1-D3042-210-FAN17 | EXHAUST FAN #17 (DIRECT DRIVE) | PENN VENTILATION CO INC | NA | P16SA | OM00037725 |  | ELECTRICAL ROOM 1012 | NA | NA | NA | NA | 110 | DNA | Electric | 1 | NA | NA | \Classifications\Building System Class\D30-HVAC Systems\D3040 - Distribution SYS\Fan,Axial - FAN | 1016821
19-AU1 | 19-AU1 Airport Courthouse | 19-AU1-D3042-210-FAN18 | EXHAUST FAN #18 (DIRECT DRIVE) | PENN VENTILATION CO INC | NA | P16SA | OM00037752 |  | ELECTRICAL ROOM 1001 | NA | NA | NA | 1/2 | 110 | DNA | Electric | 1 | NA | NA | \Classifications\Building System Class\D30-HVAC Systems\D3040 - Distribution SYS\Fan,Axial - FAN | 1016822
19-AU1 | 19-AU1 Airport Courthouse | 19-AU1-D3042-220-EFN20 | EXHAUST FAN #20 (BELT DRIVEN) | PENN VENTILATION CO INC | NA | BC30 | OM00037724 |  | HALLWAY OUTSIDE RM 1012 | NA | NA | NA | 1/2 | 110 | DNA | Electric | 1 | NA | NA | \Classifications\Building System Class\D30-HVAC Systems\D3040 - Distribution SYS\Supply/Exhaust/Return fans- FAN | 1016823
19-AU1 | 19-AU1 Airport Courthouse | 19-AU1-D3042-220-EFN21 | EXHAUST FAN #21 (BELT DRIVEN) | PENN VENTILATION CO INC | NA | SX225BC | OM00037737 |  |  | NA | NA | NA | 3 | DNA | DNA | Electric | DNA | NA | NA | \Classifications\Building System Class\D30-HVAC Systems\D3040 - Distribution SYS\Supply/Exhaust/Return fans- FAN | 1016824
19-AU1 | 19-AU1 Airport Courthouse | 19-AU1-D3042-220-EFN22 | EXHAUST FAN #22 (BELT DRIVEN) | PENN VENTILATION CO INC | NA | SX125BC | OM00037745 |  | PARKING AREA FAN RM 79 | NA | NA | NA | 1.5 | NA | DNA | Electric | DNA | NA | NA | \Classifications\Building System Class\D30-HVAC Systems\D3040 - Distribution SYS\Supply/Exhaust/Return fans- FAN | 1016825
19-AU1 | 19-AU1 Airport Courthouse | 19-AU1-D4013-200-PRE01 | FIRE PROTECTION SPRINKLER SYSTEM (HALLWAY) | VIKING CORP | NA | FIRE CYCLE 3-1 | OM00037743 | Additional work history is found under 19-AU1-D4010-150-FMS06 | BASEMENT HALLWAY NEXT TO ROOM 73 TELECOM | NA | NA | NA | NA | 110 | 1.2 | Electric | 1 | NA | NA | \Classifications\Building System Class\D40-Fire Protection SYS\D4010 - Sprinkler SYS\Fire Systems, Preaction System - PRE | 1016827
19-AU1 | 19-AU1 Airport Courthouse | 19-AU1-D4013-200-PRE02 | FIRE PROTECTION SPRINKLER SYSTEM (MAIN LOCKUP BOOTH) | VIKING CORP | NA | FIRE CYCLE 3 E-1 | OM00037739 | Additional work history is found under 19-AU1-D4010-150-FMS07 | BASEMENT INSIDE MAIN LOCKUP BOOTH | NA | NA | NA | NA | 110 | 1.2 | Electric | 1 | NA | NA | \Classifications\Building System Class\D40-Fire Protection SYS\D4010 - Sprinkler SYS\Fire Systems, Preaction System - PRE | 1016828
19-AU1 | 19-AU1 Airport Courthouse | 19-AU1-D2022-260-HWG05 | WATER HEATER, DOMESTIC #1 (GAS) | RAYPAK | 1310264302 | H7-0400A | OM00037719 | NA | 10TH FLOOR | NA | NA | NA | 1/2 | 110 | 4.9 | Gas |  | 399,000 | NA | \Classifications\Building System Class\D20-Plumbing\D2020 - Domestic Water\Domestic Water Heater, Gas - HWG | 1016839
19-AU1 | 19-AU1 Airport Courthouse | 19-AU1-D2022-260-HWG06 | WATER HEATER, DOMESTIC #2 (GAS) | RAYPAK | 1310264301 | H7-0400A | OM00037720 | NA | 10TH FLOOR | NA | NA | NA | 1/2 | 110 | 4.9 | Gas |  | 399,000 | NA | \Classifications\Building System Class\D20-Plumbing\D2020 - Domestic Water\Domestic Water Heater, Gas - HWG | 1016840
19-AU1 | 19-AU1 Airport Courthouse | 19-AU1-D5011-240-TRN30 | ELECTRICAL TRANSFORMER (RM 810C) | GE | NA | NA | OM00015373 |  | 8TH FLOOR IN ROOM 810C | NA | NA | NA | NA | 480 | DNA | Electric | 3 | NA | NA | \Classifications\Building System Class\D50-Electrical SYS\D5010 - Elec Service & Dist\Transformer - TRN | 1016842
19-AU1 | 19-AU1 Airport Courthouse | 19-AU1-D3050-250-ACU04 | Split System Cooling Only (CRAC Unit) | Carrier | NA | 38HDR04830 | OM00036899 |  | 1st Floor Next to Administrative Office | NA | NA | R-410A | 1/4 | 208/230 | 40 | Electric | 1 | NA | NA | \Classifications\Building System Class\D30-HVAC Systems\D3050 - Package SYS\Air Conditioning,Split System - ACU | 1018590
19-AU1 | 19-AU1 Airport Courthouse | 19-AU1-D3041-170-SPF01 | Fan, Stairwell Pressurization 01 | Panel-EZT | NA | NA | OM00036892 |  | Floor 1, Room 101 | A80 | NA | NA | 5 | 440 | 13.63 | Electric | 3 | NA | NA | \Classifications\Building System Class\D30-HVAC Systems\D3040 - Distribution SYS\Stairwell Pressurization Fan - SPF | 1020394
19-AU1 | 19-AU1 Airport Courthouse | 19-AU1-D4013-200-PRE03 | Fire Protection Sprinkler System (Security Control Room) | Viking Corp | NA | Fire Cycle III E-1 | OM00040737 |  | Security Control Room | NA | NA | NA | NA | 120 | 1.2 | Electric | DNA | NA | NA | \Classifications\Building System Class\D40-Fire Protection SYS\D4010 - Sprinkler SYS\Fire Systems, Preaction System - PRE | 1021721
19-AU1 | 19-AU1 Airport Courthouse | 19-AU1-G2023-160-PEB04 | Security Parking Gate Sally Port Entrance Driveway (PEB04) | Doorking Ing. | 766 | 1602-090 | OM00040740 |  | Sallyport Driveway Entrance | NA | NA | NA | NA | 115 | 9.7 | Electric | 1 | NA | NA | \Classifications\Building System Class\G20-Other Systems\G2020 - Parking Lots\Security Parking Electric Barrier - PEB | 1021769
19-AU1 | 19-AU1 Airport Courthouse | 19-AU1-D5011-240-TRN31 | ELECTRICAL TRANSFORMER TRN31 | GE | NA | 9T10A1005G03 | OM00040739 |  | Main Electrical Room | NA | NA | NA | NA | 480/208/120 | DNA | Electric | 3 | NA | NA | \Classifications\Building System Class\D50-Electrical SYS\D5010 - Elec Service & Dist\Transformer - TRN | 1021770
19-AU1 | 19-AU1 Airport Courthouse | 19-AU1-D3040-120-FCU02 | Fan Coil-1 | AmerICAN STANDARD | M211XXE6H | TWE180B400CA | OM00033535 |  | ROOF RM BELOW HELO PAD | NA | NA | NA | NA | 480 | DNA | Electric | DNA | NA | NA | \Classifications\Building System Class\D30-HVAC Systems\D3040 - Distribution SYS\Fan Coil Unit - FCU | 1022728
19-AU1 | 19-AU1 Airport Courthouse | 19-AU1-D3041-210-SFN01 | Supply Fan #15 | Premium Effienciency | AO6H108R135M | R337B | OM00033587 |  | STAIRWELL | A80 | NA | NA | NA | 230 | DNA | Electric | DNA | NA | NA | \Classifications\Building System Class\D30-HVAC Systems\D3040 - Distribution SYS\Supply/Exhaust/Return fans- FAN | 1022729
19-AU2 | 19-AU2 Parking Structure Lot 94 Airport Courthouse | 19-AU2-D2023-100-BFP02 | Back Flow Domestic 6" | Ames Company Inc | 100608-0601/4HN0479 | 4000SS | OM00015402 | Meter# MM35527470 Item#: 2499876983 | SE BLDG Pkmg Str. | NA | NA | NA | NA | NA | NA | NA | NA | NA | NA | \Classifications\Building System Class\D20-Plumbing\D2020 - Domestic Water\Backflow Preventer - BFP | EQ-1007596
19-AU2 | 19-AU2 Parking Structure Lot 94 Airport Courthouse | 19-AU2-D1010-100-ELE11 | ELEVATOR #11 (PARKING STRUCTURE) | MONTGOMERY KONE | CP096886 | S530-490 | OM00028979 | State ID# 110557¦ #11 | Basement PARKING STRUCTURE | NA | NA | NA | NA | 480 | DNA | electric | 3 | NA | NA | \Classifications\Building System Class\D10-Conveyance Systems\D1010 - Elevator\Elevator,Electric,Pass/Freight - ELE | EQ-1007622
19-AU2 | 19-AU2 Parking Structure Lot 94 Airport Courthouse | 19-AU2-D1010-100-ELE12 | ELEVATOR #12 (PARKING STRUCTURE) | MONTGOMERY KONE | CP096887 | S520-196 | OM00015441 | State ID# 110558¦ #12 | Elevator Mechanical RM | NA | NA | NA | NA | 480 | DNA | Hydraulic | 3 | NA | NA | \Classifications\Building System Class\D10-Conveyance Systems\D1010 - Elevator\Elevator,Hydraulic,Pass/Freight - ELE | EQ-1007623
19-AU2 | 19-AU2 Parking Structure Lot 94 Airport Courthouse | 19-AU2-D2040-100-PSU02 | SUMP PUMP PSU02 | RHOMBUS CONTROLS | 54714-98343 | 3321W301H19F | OM00033610 |  | PARKING STRUCTURE | NA | NA | NA | NA | 480 | DNA | Electric | 3 | NA | NA | \Classifications\Building System Class\D20-Plumbing\D2040 - Rain Drain\Sump Pump - PSU | 1013751
19-AU2 | 19-AU2 Parking Structure Lot 94 Airport Courthouse | 19-AU2-D2023-100-BFP01 | BACKFLOW (IRRIGATION PARKING STRUCTURE 1.5") | WILKINS ZURN | A152405 | 825Y | OM00015403 | OW0209916-FA0234848-BD0012638 | BASEMENT PARKING (LAPHD FORM REQUIRED) | NA | NA | NA | NA | NA | NA | NA | NA | NA | NA | \Classifications\Building System Class\D20-Plumbing\D2020 - Domestic Water\Backflow Preventer - BFP | 1013764
19-AU2 | 19-AU2 Parking Structure Lot 94 Airport Courthouse | 19-AU2-D5011-240-TRN01 | ELECTRICAL TRANSFORMER #1 | G.E. | I9T18Y431.7G05 | 9T23B3875G03 | OM00033611 |  | PARKING STRUCTURE | NA | NA | NA | NA | 480 | DNA | Electric | 3 | NA | NA | \Classifications\Building System Class\D50-Electrical SYS\D5010 - Elec Service & Dist\Transformer - TRN | 1013772
19-AU2 | 19-AU2 Parking Structure Lot 94 Airport Courthouse | 19-AU2-G2023-150-PEG01 | ROLL-UP GATE PEG01 | CORNELL | 50739 | ABGL-50 | OM00015489 |  | PARKING STRUCTURE | NA | NA | NA | 1/2 | 480 | 2-2.2-1 | Electric | 3 | NA | NA | \Classifications\Building System Class\G20-Other Systems\G2020 - Parking Lots\Secured Parking Gate - PEG | 1013777
19-AU2 | 19-AU2 Parking Structure Lot 94 Airport Courthouse | 19-AU2-G2023-150-PEG02 | ROLL UP GATE PEG10 | CORNELL | 50741 | ABGL-50 | OM00033612 |  | PARKING STRUCTURE | NA | NA | NA | 1/2 | 480 | 2.2-2-1 | Electric | 3 | NA | NA | \Classifications\Building System Class\G20-Other Systems\G2020 - Parking Lots\Secured Parking Gate - PEG | 1013779
19-AU2 | 19-AU2 Parking Structure Lot 94 Airport Courthouse | 19-AU2-G2023-150-PEG03 | SECURITY PARKING GATE PEG11 | CORNELL | 0513N0119 | GH5043L4 | OM00033529 |  | PARKING STRUCTURE | NA | NA | NA | 1/2 | 480 | 2.4-1.2 | Electric | 3 | NA | NA | \Classifications\Building System Class\G20-Other Systems\G2020 - Parking Lots\Secured Parking Gate - PEG | 1013780
19-AU2 | 19-AU2 Parking Structure Lot 94 Airport Courthouse | 19-AU2-D2023-100-BFP10 | BACKFLOW PREVENTER (10" DOMESTIC) | WILKINS ZUFN | Y082727 | 375ADA 10" | OM00036329 | Meter# MM2704807 Item#: 8556947995 -100608-0601 | SE BLDG PARKING STRUCTURE | NA | NA | NA | NA | NA | NA | NA | NA | NA | NA | \Classifications\Building System Class\D20-Plumbing\D2020 - Domestic Water\Backflow Preventer - BFP | 1016020
19-AU2 | 19-AU2 Parking Structure Lot 94 Airport Courthouse | 19-AU2-D4022-210-FSG01 | MAIN FIRE PUMP | PEERLESS PUMP | 503566 | 2.5PVF8 | OM00015432 | NA | PARKING STRUCTURE LOWER LEVEL PUMP ROOM | NA | NA | NA | 10 | 480 | 29-226.4-13.2 | Electric |  | NA | NA | \Classifications\Building System Class\D40-Fire Protection SYS\D4020 - Stand Pipe\Pump,Fire,Electric Motor Driven - FSG | 1016752
19-AU2 | 19-AU2 Parking Structure Lot 94 Airport Courthouse | 19-AU2-D4010-150-FMS01 | FIRE SYSTEM EXTINGUISHING, DRY PIPE | NA | NA | NA | OM00037771 |  | SOUTHSIDE OF BUILDING | NA | NA | NA | NA | NA | NA | NA |  | NA | NA | \Classifications\Building System Class\D40-Fire Protection SYS\D4010 - Sprinkler SYS\Fire Systems, stand pipes - FMS | 1016753
19-AU2 | 19-AU2 Parking Structure Lot 94 Airport Courthouse | 19-AU2-D5010-200-ESD04 | MAIN ELECTRICAL SWITCHGEAR (ELECTRICAL RM) | GE | NA | 480R5066 | OM00037769 |  | ELECTRICAL ROOM BETWEEN MAIN BUILDING & PARKING STRUCTURE | NA | NA | NA | NA | 240-480 | 400 | Electric | 3 | NA | NA | \Classifications\Building System Class\D50-Electrical SYS\D5010 - Elec Service & Dist\Electical Service and Distribution - ESD | 1016762
19-AU2 | 19-AU2 Parking Structure Lot 94 Airport Courthouse | 19-AU2-D3041-210-SFN01 | SUPPLY FAN #1 (LOWER LEVEL) (BELT DRIVE) | GREENHECK | 99B17534 | BCF-112-10 | OM00037749 | NA | LOWER LEVEL OF GARAGE | DNA | NA | NA | NA | NA | DNA | Electric | DNA | NA | NA | \Classifications\Building System Class\D30-HVAC Systems\D3040 - Distribution SYS\Supply/Exhaust/Return fans- FAN | 1016788
19-AU2 | 19-AU2 Parking Structure Lot 94 Airport Courthouse | 19-AU2-D5092-100-UPS01 | UNITERRUPTIBLE POWER SYSTEM (ELECTRICAL RM) | LITHONIA EMERGENCY | 56837L1-1 | 277-277-OCB12 | OM00037770 | NA | BASEMENT ELECTRICAL ROOM | NA | NA | NA | NA | 240 | 43.4 | Electric and lead-sulfuric acid | 1 | NA | NA | \Classifications\Building System Class\D50-Electrical SYS\D5090 - Elec SYS\Uninterruptible Power System - UPS | 1016790
19-AU2 | 19-AU2 Parking Structure Lot 94 Airport Courthouse | 19-AU2-D5037-710-FAP01 | Fire Alarm Panel (Parking Basement) | Notifier Intelligent Fire Detection | NA | Notifier AFP-200/AH-3969 | OM00037633 | NA | Basement of Parking Sturcture | NA | NA | NA | NA | 110 | DNA | ELECTRIC | 1 | NA | NA | \Classifications\Building System Class\D50-Electrical SYS\D5030 - Comm & Security\Fire Alarm Panel - FAP | 1017475
19-AU2 | 19-AU2 Parking Structure Lot 94 Airport Courthouse | 19-AU2-D2023-100-BFP11 | Backflow Preventer (3/4" Bypass for the BFP10 (10 Domestic Water) BFP11 | Wilkins | 3964994XLD | 975XL 3/4" | OM00036892 | Meter# MM2704807 Item#: 0965708359 | SE Bldg Parking Structure | NA | NA | NA | NA | NA | NA | NA |  | NA | NA | \Classifications\Building System Class\D20-Plumbing\D2020 - Domestic Water\Backflow Preventer - BFP | 1018779
19-AU2 | 19-AU2 Parking Structure Lot 94 Airport Courthouse | 19-AU2-D3042-220-EFN01 | EXHAUST FAN (EFN22) | Greenheck | 99B18791 | 36BISW-21-10-I | OM00040738 |  | Parking Structure lower level | 5V650 X2 | NA | NA | NA | 480 | DNA | Electric | 3 | NA | NA | \Classifications\Building System Class\D30-HVAC Systems\D3040 - Distribution SYS\Supply/Exhaust/Return fans- FAN | 1021710
19-AV1 | 19-AV1 Hall of Records | 19-AV1-D4031-100-FEX17 | FIRE EXTINGUSTERS (17) | NA | Multiple | NA | OM00026620 |  | BASEMENT THROUGH OUT | NA | NA | NA | NA | NA | NA | NA | NA | NA | NA | \Classifications\Building System Class\D40-Fire Protection SYS\D4030 - FIRE SPEC\Fire Extinguisher - FEX | 1013787
19-AV1 | 19-AV1 Hall of Records | 19-AV1-D5092-250-EML27 | Emergency Lights (3) & Exit Signs (24) | NA | NA | NA | OM00026619 |  | THRU OUT | NA | NA | NA | NA | 110 | DNA | Electric | 1 | NA | NA | \Classifications\Building System Class\D50-Electrical SYS\D5090 - Elec SYS\Emergency And Exit Lighting - EML | 1013788
19-AV3 | 19-AV3 County Records Center | 19-AV3-D4031-100-FEX47 | FIRE EXTINGUSTERS (47) | NA | Multiple | NA | OM00033242 |  | EXCLUSIVE AREA | NA | NA | NA | NA | NA | NA | NA | NA | NA | NA | \Classifications\Building System Class\D40-Fire Protection SYS\D4030 - FIRE SPEC\Fire Extinguisher - FEX | 1013789
19-AV3 | 19-AV3 County Records Center | 19-AV3-D5092-250-EML07 | EMERGENCY (3) LIGHTING/ (4)EXIT SIGNS | NA | NA | NA | OM00033241 |  | EXCLUSIVE AREA | NA | NA | NA | NA | 110 | DNA | Electric | 1 | NA | NA | \Classifications\Building System Class\D50-Electrical SYS\D5090 - Elec SYS\Emergency And Exit Lighting - EML | 1013790
19-AV3 | 19-AV3 County Records Center | 19-AV3-D1010-100-CTY01 | Elevator, Freight #1 | DNA | DNA | DNA | DNA | County Maintained/County Permitted | [11 empty] | \Classifications\Building System Class\D10-Conveyance Systems\D1010 - Elevator\Elevator,Electric,Pass/Freight - ELE | 1015793
19-AV3 | 19-AV3 County Records Center | 19-AV3-D1010-100-CTY02 | Elevator, Passenger #2 | DNA | DNA | DNA | DNA | County Maintained/County Permitted | [11 empty] | \Classifications\Building System Class\D10-Conveyance Systems\D1010 - Elevator\Elevator,Electric,Pass/Freight - ELE | 1015794
19-AV3 | 19-AV3 County Records Center | 19-AV3-D1010-100-CTY03 | Elevator, Passenger #3 | DNA | DNA | DNA | DNA | County Maintained/County Permitted | [11 empty] | \Classifications\Building System Class\D10-Conveyance Systems\D1010 - Elevator\Elevator,Electric,Pass/Freight - ELE | 1015795
19-AV3 | 19-AV3 County Records Center | 19-AV3-B2010-100-CTY01 | Building | NA | NA | NA | OM00037884 | [12 empty] | \Classifications\Building System Class\B20-General Building Exterior\B2010 - Exterior Walls\Building - BLD | 1016540
19-AX1 | 19-AX1 Van Nuys Courthouse East | 19-AX1-B2010-100-BLD01 | BUILDING | NA | NA | NA | OM00033260 |  | ENTIRE BUILDING | NA | NA | NA | NA | NA | NA | NA | NA | NA | NA | \Classifications\Building System Class\B20-General Building Exterior\B2010 - Exterior Walls\Building - BLD | 1012781
19-AX1 | 19-AX1 Van Nuys Courthouse East | 19-AX1-B3010-100-RUF01 | ROOFING SYSTEMS | NA | NA | NA | OM00033475 |  | ROOF | NA | NA | NA | NA | NA | NA | NA | NA | NA | NA | \Classifications\Building System Class\B30-Roofing\B3010 - Roof Types\Roof - RUF | 1012782
19-AX1 | 19-AX1 Van Nuys Courthouse East | 19-AX1-D1010-100-ELE01 | ELEVATOR (ELECTRIC) | OTIS | 317208 | NA | OM00033850 | State ID# 045823 | ELEVATOR ROOM | NA | NA | NA | 44 | 210 | 173 | Electric | 3 | NA | NA | \Classifications\Building System Class\D10-Conveyance Systems\D1010 - Elevator\Elevator,Electric,Pass/Freight - ELE | 1012783
19-AX1 | 19-AX1 Van Nuys Courthouse East | 19-AX1-D1010-100-ELE02 | ELEVATOR #2 (ELECTRIC) | OTIS | 317207 | NA | OM00033851 | State ID# 045181 | ELEVATOR ROOM | NA | NA | NA | 44 | 210 | 173 | Electric | 3 | NA | NA | \Classifications\Building System Class\D10-Conveyance Systems\D1010 - Elevator\Elevator,Electric,Pass/Freight - ELE | 1012784
19-AX1 | 19-AX1 Van Nuys Courthouse East | 19-AX1-D1010-100-ELE03 | ELEVATOR #3 (ELECTRIC) | OTIS | 317209 | NA | OM00033852 | State ID# 045413 | ELEVATOR ROOM | NA | NA | NA | 44 | 210 | 173 | Electric | 3 | NA | NA | \Classifications\Building System Class\D10-Conveyance Systems\D1010 - Elevator\Elevator,Electric,Pass/Freight - ELE | 1012785
19-AX1 | 19-AX1 Van Nuys Courthouse East | 19-AX1-D1010-100-ELE04 | ELEVATOR #4 (ELECTRIC) | OTIS | 317210 | NA | OM00033877 | State ID# 045414 | ELEVATOR ROOM | NA | NA | NA | 44 | 210 | 173 | Electric | 3 | NA | NA | \Classifications\Building System Class\D10-Conveyance Systems\D1010 - Elevator\Elevator,Electric,Pass/Freight - ELE | 1012786
19-AX1 | 19-AX1 Van Nuys Courthouse East | 19-AX1-D1010-100-ELE05 | ELEVATOR #5 "CUSTODY" JAIL (ELECTRIC) | OTIS | 317068 | NA | OM00033878 | State ID# 045062 | ELEVATOR ROOM | NA | NA | NA | 44 | 210 | 173 | Electric | 3 | NA | NA | \Classifications\Building System Class\D10-Conveyance Systems\D1010 - Elevator\Elevator,Electric,Pass/Freight - ELE | 1012787
19-AX1 | 19-AX1 Van Nuys Courthouse East | 19-AX1-D1010-100-ELE06 | ELEVATOR #6 JUDGES (ELECTRIC) | OTIS | 317067 | NA | OM00033879 | State ID# 045416 | ELEVATOR ROOM | NA | NA | NA | 44 | 210 | 173 | Electric | 3 | NA | NA | \Classifications\Building System Class\D10-Conveyance Systems\D1010 - Elevator\Elevator,Electric,Pass/Freight - ELE | 1012788
19-AX1 | 19-AX1 Van Nuys Courthouse East | 19-AX1-D1013-310-WCL01 | WHEELCHAIR LIFT #1 (ELECTRIC) | JOHNS BARNES | NA | NA | OM00033875 | PEND RISK RVW | DEPT 4 | NA | NA | NA | .5 | 115-208/230 | 4.4 | Electric | 1 | NA | NA | \Classifications\Building System Class\D10-Conveyance Systems\D1010 - Elevator\Wheelchair Lift - WCL | 1012789
19-AX1 | 19-AX1 Van Nuys Courthouse East | 19-AX1-D1013-310-WCL02 | WHEELCHAIR LIFT #2 | JOHN S BARNS | NA | NA | OM00033876 | PEND RISK RVW | DEPT "O" | NA | NA | NA | .5 | 115 208/230 | 4.4 | Electric | 1 | NA | NA | \Classifications\Building System Class\D10-Conveyance Systems\D1010 - Elevator\Wheelchair Lift - WCL | 1012790
19-AX1 | 19-AX1 Van Nuys Courthouse East | 19-AX1-D2017-100-SHW01 | EMERGENCY SHOWER, EYE WASH | HAWS | NA | NA | OM00033274 |  | MECH ROOM, ENTRANCE OF BOILER ROOM | NA | NA | NA | NA | NA | NA | NA | NA | NA | NA | \Classifications\Building System Class\D20-Plumbing\D2010 - Plumb Fix\Showers - SHW | 1012791
19-AX1 | 19-AX1 Van Nuys Courthouse East | 19-AX1-D3021-130-BLR03 | Boiler, Hot Water #4 (Gas) | RBI | 100436650 | DB1950NO4A2GA | OM00033278 |  | BOILER ROOM | NA | 14X24X1 | NA | NA | DNA | DNA | Gas | NA | 1,950,000 | 1,950,000 | \Classifications\Building System Class\D30-HVAC Systems\D3020 - Heat SYS\Boiler,Hot Water,Oil/Gas/Comb. - BLR | 1012792
19-AX1 | 19-AX1 Van Nuys Courthouse East | 19-AX1-D3021-130-BLR04 | Boiler, Hot Water #3 (Gas) | RBI | 100436649 | DB1950NO4A2GA | OM00033279 |  | BOILER ROOM | NA | NA | NA | NA | DNA | DNA | Gas | NA | 1,950,000 | 1,950,000 | \Classifications\Building System Class\D30-HVAC Systems\D3020 - Heat SYS\Boiler,Hot Water,Oil/Gas/Comb. - BLR | 1012793
19-AX1 | 19-AX1 Van Nuys Courthouse East | 19-AX1-D2040-100-PSU01 | SUMP PUMP #3 | NA | NA | NA | OM00033867 |  | OUTSIDE OF BOILER ROOM | NA | NA | NA | 1.5 | 208/220 | 6.3 | Electric | 3 | NA | NA | \Classifications\Building System Class\D20-Plumbing\D2040 - Rain Drain\Sump Pump - PSU | 1012794
19-AX1 | 19-AX1 Van Nuys Courthouse East | 19-AX1-D2040-100-PSU02 | SUMP PUMP #1 | AURORA PUMP | 66-5049-1 | KSB | OM00033284 |  | BOILER ROOM | NA | NA | NA | 1.5 | 208/220 | 6.3 | Electric | 3 | NA | NA | \Classifications\Building System Class\D20-Plumbing\D2040 - Rain Drain\Sump Pump - PSU | 1012795
19-AX1 | 19-AX1 Van Nuys Courthouse East | 19-AX1-D2040-100-PSU03 | SUMP PUMP #2 | AURORA PUMP | 66-5049-2 | KSB | OM00033285 |  | BOILER ROOM | NA | NA | NA | 1.5 | 208/220 | 6.3 | Electric | 3 | NA | NA | \Classifications\Building System Class\D20-Plumbing\D2040 - Rain Drain\Sump Pump - PSU | 1012796
19-AX1 | 19-AX1 Van Nuys Courthouse East | 19-AX1-D3020-100-HET01 | HEATER WATER EXPANSION TANK #1 | EXTROL | 134030 | 2000L | OM00033280 |  | BOILER ROOM | NA | NA | NA | NA | NA | NA | NA | NA | NA | NA | \Classifications\Building System Class\D30-HVAC Systems\D3020 - Heat SYS\Heater Water Expansion Tank - HET | 1012797
19-AX1 | 19-AX1 Van Nuys Courthouse East | 19-AX1-D3044-125-PHW01 | HOT WATER PUMP #1 | CRANE WEINMAN PUMP | T10966527 | 3L5-150G-14G-0S11A | OM00033288 |  | BOILER ROOM | NA | NA | NA | 15 | 208/230 | 39.5 | Electric | 3 | NA | NA | \Classifications\Building System Class\D30-HVAC Systems\D3040 - Distribution SYS\Hot Water Pump - PHW | 1012798
19-AX1 | 19-AX1 Van Nuys Courthouse East | 19-AX1-D3044-125-PHW02 | HOT WATER PUMP #2 | CRANE WEINMAN PUMP | T1096605 | 3L5-150G-14G-0S11A | OM00033262 |  | BOILER ROOM | NA | NA | NA | 15 | 208/230 | 39.5 | Electric | 3 | NA | NA | \Classifications\Building System Class\D30-HVAC Systems\D3040 - Distribution SYS\Hot Water Pump - PHW | 1012799
19-AX1 | 19-AX1 Van Nuys Courthouse East | 19-AX1-D3044-125-PHW03 | HOT WATER PUMP #3 | PACO PUMP | S0020854A | NA | OM00033263 |  | BOILER ROOM | NA | NA | NA | 15 | 208/230 | 39.5 | Electric | 3 | NA | NA | \Classifications\Building System Class\D30-HVAC Systems\D3040 - Distribution SYS\Hot Water Pump - PHW | 1012800
19-AX1 | 19-AX1 Van Nuys Courthouse East | 19-AX1-D3044-125-PHW04 | HOT WATER PUMP #4 | PACO PUMP | S0020854B | NA | OM00033264 |  | BOILER ROOM | NA | NA | NA | 15 | 208/230 | 39.5 | Electric | 3 | NA | NA | \Classifications\Building System Class\D30-HVAC Systems\D3040 - Distribution SYS\Hot Water Pump - PHW | 1012801
19-AX1 | 19-AX1 Van Nuys Courthouse East | 19-AX1-D3021-130-BLR01 | BOILER, HOT WATER #1 (OIL/GAS COMBO) | Rite Engineering | 29541 | 400WG | OM00033277 | Permit #G31871 | BOILER ROOM | NA | NA | NA | 3 | 460 | DNA | Natural gas | 3 | 4,000,000 | 3,320,000 | \Classifications\Building System Class\D30-HVAC Systems\D3020 - Heat SYS\Boiler,Hot Water,Oil/Gas/Comb. - BLR | 1012802
19-AX1 | 19-AX1 Van Nuys Courthouse East | 19-AX1-D3021-130-BLR02 | BOILER, HOT WATER #2 (OIL/GAS COMBO) | Rite Engineering | 29540 | 400 WG | OM00036723 | Permit #G31870 | BOILER ROOM | NA | NA | NA | 3 | 460 | DNA | Natural gas | 3 | 4,000,000 | 3,320,000 | \Classifications\Building System Class\D30-HVAC Systems\D3020 - Heat SYS\Boiler,Hot Water,Oil/Gas/Comb. - BLR | 1012803
19-AX1 | 19-AX1 Van Nuys Courthouse East | 19-AX1-D3031-100-PCH01 | CHILLED WATER PUMP #1 | LINCOLN | DNA | DNA | OM00033286 |  | BOILER ROOM | NA | NA | NA | 60 | 230/460 | 154/77 | Electric | 3 | NA | NA | \Classifications\Building System Class\D30-HVAC Systems\D3030 - Cooling SYS\Chilled Water Pump - PCH | 1012804
19-AX1 | 19-AX1 Van Nuys Courthouse East | 19-AX1-D3031-100-PCH02 | CHILLED WATER PUMP #2 | PACO PUMP | DNA | DNA | OM00033287 |  | BOILER ROOM | NA | NA | NA | 60 | 230/460 | 154/77 | Electric | 3 | NA | NA | \Classifications\Building System Class\D30-HVAC Systems\D3030 - Cooling SYS\Chilled Water Pump - PCH | 1012805
19-AX1 | 19-AX1 Van Nuys Courthouse East | 19-AX1-D3041-110-AHU01 | AIR HANDLER UNIT #1 | AMERICAN STANDARD | 3-42688-01 (ORDER#) | 402-216 | OM00033273 |  | MECHANICAL ROOM | B-144 | 20X20X8 (4) | NA | 5 | 460 | 30 | Electric | 3 | NA | NA | \Classifications\Building System Class\D30-HVAC Systems\D3040 - Distribution SYS\Air Handling Unit - AHU | 1012806
19-AX1 | 19-AX1 Van Nuys Courthouse East | 19-AX1-D3041-110-AHU10 | Air Handler Unit AHU10 | AMERICAN STANDARD | 2-42688-27 (ORDER#) | DNA | OM00033843 |  | MECHANICAL ROOM | B-105 | 24X24X8 (15) | NA | 20 | 230/460 | 24 | Electric | 3 | NA | NA | \Classifications\Building System Class\D30-HVAC Systems\D3040 - Distribution SYS\Air Handling Unit - AHU | 1012807
19-AX1 | 19-AX1 Van Nuys Courthouse East | 19-AX1-D3041-110-AHU04 | Air Handler Unit AHU04 | AMERICAN STANDARD | 2-42688-28 (ORDER#) | NA | OM00033842 |  | MECHANICAL ROOM | B-105 | 24X24X8 (15) | NA | 20 | 460 | 24 | Electric | 3 | NA | NA | \Classifications\Building System Class\D30-HVAC Systems\D3040 - Distribution SYS\Air Handling Unit - AHU | 1012808
19-AX1 | 19-AX1 Van Nuys Courthouse East | 19-AX1-D3041-110-AHU05 | Air Handler Unit AHU05 | AMERICAN STANDARD | 2-42688-30 (ORDER#) | NA | OM00033841 |  | MECHANICAL ROOM | B-105 | 24X24X8 (15) | NA | 20 | 230/460 | 24 | Electric | 3 | NA | NA | \Classifications\Building System Class\D30-HVAC Systems\D3040 - Distribution SYS\Air Handling Unit - AHU | 1012809
19-AX1 | 19-AX1 Van Nuys Courthouse East | 19-AX1-D3041-110-AHU06 | Air Handler Unit AHU06 | AMERICAN STANDARD | 2-42688-31 (ORDER#) | NA | OM00033874 |  | MECHANICAL ROOM | B-105 | 24X24X8 | NA | 20 | 460 | 24 | Electric | 3 | NA | NA | \Classifications\Building System Class\D30-HVAC Systems\D3040 - Distribution SYS\Air Handling Unit - AHU | 1012810
19-AX1 | 19-AX1 Van Nuys Courthouse East | 19-AX1-D3041-110-AHU07 | Air Handler Unit AHU07 | AMERICAN STANDARD | 2-42688-29 (ORDER#) | DNA | OM00033873 |  | MECHANICAL ROOM | B-105 | 24X24X8 (15) | NA | 20 | 230/460 | 30 | Electric | DNA | NA | NA | \Classifications\Building System Class\D30-HVAC Systems\D3040 - Distribution SYS\Air Handling Unit - AHU | 1012811
19-AX1 | 19-AX1 Van Nuys Courthouse East | 19-AX1-D3041-110-AHU09 | Air Handler Unit AHU09 | AIR FAN | 7261 | WMZ231HM | OM00033872 |  | MECHANICAL ROOM | BP-133 | 24X24X8 | NA | 30 | 460 | 56.3 | Electric | 3 | NA | NA | \Classifications\Building System Class\D30-HVAC Systems\D3040 - Distribution SYS\Air Handling Unit - AHU | 1012812
19-AX1 | 19-AX1 Van Nuys Courthouse East | 19-AX1-D3041-110-AHU08 | AIR HANDLER UNIT ROOF | PACE | 87-55073-01 | NA | OM00033472 |  | TO THE RIGHT UPON ENTRANCE TO ELEVATOR ROOM | B-98 (2) | 20X20X4 (4), 24X20X4 (2) | NA | 3 | 460 | 30 | Electric | 3 | NA | NA | \Classifications\Building System Class\D30-HVAC Systems\D3040 - Distribution SYS\Air Handling Unit - AHU | 1012813
19-AX1 | 19-AX1 Van Nuys Courthouse East | 19-AX1-D3041-110-AHU02 | Air Handler Unit AHU02 | AMERICAN STANDARD | 2-42688-19 (ORDER#) | H | OM00033282 |  | BEHIND BOILERS NEAR WALL | NA | 24X24X8 | NA | .5 | 208/230 | DNA | Electric | 3 | NA | NA | \Classifications\Building System Class\D30-HVAC Systems\D3040 - Distribution SYS\Air Handling Unit - AHU | 1012814
19-AX1 | 19-AX1 Van Nuys Courthouse East | 19-AX1-D3041-110-AHU03 | Air Handler Unit AHU03 | AMERICAN STANDARD | 2-42688-20 (ORDER#) | NA | OM00033884 |  | ELEVATOR ROOM | 4L 700 (2) | 24X24X2 | NA | 1.5 | 208-320/460 | 3.6-3.4/1.7 | Electric | 3 | NA | NA | \Classifications\Building System Class\D30-HVAC Systems\D3040 - Distribution SYS\Air Handling Unit - AHU | 1012815
19-AX1 | 19-AX1 Van Nuys Courthouse East | 19-AX1-D3042-220-EFN01 | EXHAUST FAN #1 | AMERICAN STANDARD/GE | 3-42688-05 (ORDER#) | DNA | OM00033888 |  | TO RIGHT UPON PATH TO ELEVATOR ROOM | B-144 (2) | NA | NA | 7.5 | 230/460 | 22.6/11.3 | Electric | 3 | NA | NA | \Classifications\Building System Class\D30-HVAC Systems\D3040 - Distribution SYS\Supply/Exhaust/Return fans- FAN | 1012816
19-AX1 | 19-AX1 Van Nuys Courthouse East | 19-AX1-D3042-220-EFN02 | EXHAUST FAN #2 | AMERICAN STANDARD | 2-42688-11 (ORDER#) | S122DV3 | OM00033470 |  | TO RIGHT UPON ENTRANCE TO ELEVATOR ROOM | 4L 320 | DNA | NA | DNA | DNA | DNA | Electric | DNA | NA | NA | \Classifications\Building System Class\D30-HVAC Systems\D3040 - Distribution SYS\Supply/Exhaust/Return fans- FAN | 1012817
19-AX1 | 19-AX1 Van Nuys Courthouse East | 19-AX1-D3042-220-EFN03 | EXHAUST FAN #3 | AMERICAN STANDARD | H22-DV3 | 2GP | OM00033471 |  | TO RIGHT UPON ENTRANCE TO ELEVATOR ROOM | 4L 430 (2) | DNA | NA | 1.5 | 480 | 4.6-4.4-2.2 | Electric | 3 | NA | NA | \Classifications\Building System Class\D30-HVAC Systems\D3040 - Distribution SYS\Supply/Exhaust/Return fans- FAN | 1012818
19-AX1 | 19-AX1 Van Nuys Courthouse East | 19-AX1-G3063-100-DAT01 | Diesel Fuel Day Tank (25 Gallon) | PRYCO | 30134268 | PY25ULDW | OM00033869 |  | GENERATOR ROOM | NA | NA | NA | 5 | 208/230 | DNA | Diesel | 3 | NA | NA | \Classifications\Building System Class\G30-Site Mechanical Utilities\G3060 - Fuel Distribution\Tank, Fuel Storage Day - DAT | 1012819
19-AX1 | 19-AX1 Van Nuys Courthouse East | 19-AX1-D3090-114-CMP01 | AIR COMPRESSOR #1 (ROOM M-6) | WORTHINGTON | FB-CNN-G1A9 | 1/2 CN8R | OM00033271 | State ID# A006717-67 | MECH ROOM | B-78 | NA | NA | 5 | 208/220 | 15.8 | Electric | 3 | NA | NA | \Classifications\Building System Class\D30-HVAC Systems\D3090 - Other HVAC Systems and Equipment\Air Compressor - CMP | 1012820
19-AX1 | 19-AX1 Van Nuys Courthouse East | 19-AX1-D3090-114-CMP02 | AIR COMPRESSOR #2 (ROOM M-6) | BUEHLER TANK CO | R15151576 | 53138NL | OM00033272 | State ID# A009029-75 | MECH ROOM | B-78 | NA | NA | 5 | 230/460 | 14.7 | Electric | 3 | NA | NA | \Classifications\Building System Class\D30-HVAC Systems\D3090 - Other HVAC Systems and Equipment\Air Compressor - CMP | 1012821
19-AX1 | 19-AX1 Van Nuys Courthouse East | 19-AX1-D4010-150-FMS01 | DRY STANDPIPE | GREENBURG | 1.1069 | NA | OM00033845 | NA | WEST REAR OF BUILDING NEAR EMPLOYEE ENTRANCE | NA | NA | NA | NA | NA | NA | NA | NA | NA | NA | \Classifications\Building System Class\D40-Fire Protection SYS\D4010 - Sprinkler SYS\Fire Systems, stand pipes - FMS | 1012822
19-AX1 | 19-AX1 Van Nuys Courthouse East | 19-AX1-D2023-100-BFP03 | BACKFLOW PREVENTER #3 (1.5 INCHES) | WILKINS / FEBCO | R2421 | 825Y | OM00033844 | OW0209916-FA0234843-BD0056038-R-2421-J030076-FEBRUARY | WEST OF MAIN ENTRANCE IN BETWEEN COURTS (LAPHD FORM REQUIRED) | NA | NA | NA | NA | NA | NA | NA | NA | NA | NA | \Classifications\Building System Class\D20-Plumbing\D2020 - Domestic Water\Backflow Preventer - BFP | 1012825
19-AX1 | 19-AX1 Van Nuys Courthouse East | 19-AX1-D2023-100-BFP04 | BACKFLOW PREVENTER #4 (2 INCHES) | WILKINS | 2315801 | 975XL | OM00033846 | OW0209916-FA0234843-BD0023904-FEBRUARY | GROUNDS SPRINKLERS- CARD #1 (LAPHD FORM REQUIRED) | NA | NA | NA | NA | NA | NA | NA | NA | NA | NA | \Classifications\Building System Class\D20-Plumbing\D2020 - Domestic Water\Backflow Preventer - BFP | 1012826
19-AX1 | 19-AX1 Van Nuys Courthouse East | 19-AX1-D4022-210-FSG01 | PUMP, FIRE ELECTRIC MOTOR DRIVEN | AURORA PUMP | 90-09991 | 321-BF | OM00033886 |  | OUTSIDE OF ELEVATOR ROOM ENTRANCE | NA | NA | NA | 5 | 208-230 | 14-14/7 | Electric | 3 | NA | NA | \Classifications\Building System Class\D40-Fire Protection SYS\D4020 - Stand Pipe\Pump,Fire,Electric Motor Driven - FSG | 1012827
19-AX1 | 19-AX1 Van Nuys Courthouse East | 19-AX1-D4031-100-FEX65 | FIRE EXTINGUISHERS (65) | NA | NA | NA | OM00033473 |  | ALL FLOORS | NA | NA | NA | NA | NA | NA | NA | NA | NA | NA | \Classifications\Building System Class\D40-Fire Protection SYS\D4030 - FIRE SPEC\Fire Extinguisher - FEX | 1012828
19-AX1 | 19-AX1 Van Nuys Courthouse East | 19-AX1-D5010-200-ESD01 | MAIN ELECTRICAL SWTICHGEAR (OVER 560 VOLTS) | BULLDOG ELECTRIC | GO#5E751 | UCA4640 | OM00033269 |  | ELECTRICAL ROOM | NA | NA | NA | NA | 85,000 | 4000 | Electric | 3 | NA | NA | \Classifications\Building System Class\D50-Electrical SYS\D5010 - Elec Service & Dist\Electical Service and Distribution - ESD | 1012829
19-AX1 | 19-AX1 Van Nuys Courthouse East | 19-AX1-D5010-234-ATS01 | AUTO TRANSFER SWITCH #1 | ASCA | 49057X | 903175C (CATALOG#) | OM00033265 |  | ELECTRICAL ROOM | NA | NA | NA | NA | 277/480 | 300 | Electric | 3 | NA | NA | \Classifications\Building System Class\D50-Electrical SYS\D5010 - Elec Service & Dist\Automatic Transfer Switch - ATS | 1012830
19-AX1 | 19-AX1 Van Nuys Courthouse East | 19-AX1-D5010-234-ATS02 | AUTO TRANSFER SWITCH #2 | BULLDOG ELECTRIC | FS-138-993 | BULL-906 | OM00033266 |  | ELECTRICAL ROOM | NA | NA | NA | NA | 480 | 600 | Electric | 3 | NA | NA | \Classifications\Building System Class\D50-Electrical SYS\D5010 - Elec Service & Dist\Automatic Transfer Switch - ATS | 1012831
19-AX1 | 19-AX1 Van Nuys Courthouse East | 19-AX1-D5010-110-MCC01 | MOTOR CONTROL CENTER | BULLDOG ELECTRIC | GO#5E751 | SPECIAL | OM00033270 |  | ELECTRICAL ROOM | NA | NA | NA | NA | 480 | 1200 | Electric | 3 | NA | NA | \Classifications\Building System Class\D50-Electrical SYS\D5010 - Elec Service & Dist\Chiller Room Electrical Panel - MCC | 1012832
19-AX1 | 19-AX1 Van Nuys Courthouse East | 19-AX1-D5011-240-TRN01 | ELECTRICAL TRANSFORMER #1 | CRITTERNDEN TRANSFORMER | MPZ10S40F | B-18976 | OM00033267 |  | ELECTRICAL ROOM | [10 empty] | \Classifications\Building System Class\D50-Electrical SYS\D5010 - Elec Service & Dist\Transformer - TRN | 1012833
19-AX1 | 19-AX1 Van Nuys Courthouse East | 19-AX1-D5011-240-TRN02 | ELECTRICAL TRANSFORMER #2 | CRITTENDEN TRANSFORMER | K9886 | 15049 11 | OM00033268 |  | ELECTRICAL ROOM | NA | NA | NA | NA | 480 | 112.5 | Electric | 3 | NA | NA | \Classifications\Building System Class\D50-Electrical SYS\D5010 - Elec Service & Dist\Transformer - TRN | 1012834
19-AX1 | 19-AX1 Van Nuys Courthouse East | 19-AX1-D5011-240-TRN03 | ELECTRICAL TRANSFORMER #3 | D SQUARE | NA | MP 10S40F | OM00033275 |  | BOILER ROOM | NA | NA | NA | NA | 480 | 20.8 | Electric | 1 | NA | NA | \Classifications\Building System Class\D50-Electrical SYS\D5010 - Elec Service & Dist\Transformer - TRN | 1012835
19-AX1 | 19-AX1 Van Nuys Courthouse East | 19-AX1-D5011-240-TRN04 | ELECTRICAL TRANSFORMER #4 | CRITTENDEN | K-9887-2 | CATLAS | OM00033880 |  | ELEVATOR ROOM | NA | NA | NA | NA | 480 | 9 | Electric | 3 | NA | NA | \Classifications\Building System Class\D50-Electrical SYS\D5010 - Elec Service & Dist\Transformer - TRN | 1012836
19-AX1 | 19-AX1 Van Nuys Courthouse East | 19-AX1-D5036-200-CSY01 | CLOCK SYSTEM | STANDARD | 414 | 1402 | OM00033848 |  | FIRE CONTROL ROOM | NA | NA | NA | NA | 120 | 8 | Electric | NA | NA | NA | \Classifications\Building System Class\D50-Electrical SYS\D5030 - Comm & Security\Clock Systems - CSY | 1012838
19-AX1 | 19-AX1 Van Nuys Courthouse East | 19-AX1-D5037-710-FAP01 | FIRE ALARM PANEL #1 | SILENT KNIGHT DIALER | NA | 5104B | OM00033786 |  | SECURED AREA IN FRONT OF ADMIN OFFICE IN HALL | NA | NA | NA | NA | 120 | 8 | Electric | DNA | NA | NA | \Classifications\Building System Class\D50-Electrical SYS\D5030 - Comm & Security\Fire Alarm Panel - FAP | 1012839
19-AX1 | 19-AX1 Van Nuys Courthouse East | 19-AX1-D5092-210-GEN01 | EMERGENCY GENERATOR | DELCO | 9-A-66 | YE-4818-EC | OM00033868 | Permit #G31872 | GENERATOR ROOM | NA | NA | NA | 232 | 527 | 452 | Diesel | 3 | NA | NA | \Classifications\Building System Class\D50-Electrical SYS\D5090 - Elec SYS\Emergency Generator - GEN | 1012840
19-AX1 | 19-AX1 Van Nuys Courthouse East | 19-AX1-D5092-250-EML100 | EMERGENCY (40) & EXIT (60) LIGHTING | NA | NA | NA | OM00033847 |  | ALL FLOORS | NA | NA | NA | NA | 115, 277, 110 | NA | Electric | NA | NA | NA | \Classifications\Building System Class\D50-Electrical SYS\D5090 - Elec SYS\Emergency And Exit Lighting - EML | 1012842
19-AX1 | 19-AX1 Van Nuys Courthouse East | 19-AX1-G3010-210-PWT01 | POTABLE WATER STORAGE TANK #1 | ADVANCE TANK CO | 16872 | NA | OM00033885 |  | ELEVATOR ROOM | NA | NA | NA | NA | NA | NA | NA | NA | NA | NA | \Classifications\Building System Class\G30-Site Mechanical Utilities\G3010 - Water Supply\Potable Water Storage Tank - PWT | 1012843
19-AX1 | 19-AX1 Van Nuys Courthouse East | 19-AX1-G3010-210-PWT02 | POTABLE WATER STORAGE TANK #2 | ADVANCE TANK CO | 16906 | DNA | OM00033887 |  | ABOVE FIRE JOCKEY PUMP | NA | NA | NA | NA | NA | NA | NA | NA | NA | NA | \Classifications\Building System Class\G30-Site Mechanical Utilities\G3010 - Water Supply\Potable Water Storage Tank - PWT | 1012844
19-AX1 | 19-AX1 Van Nuys Courthouse East | 19-AX1-G3063-100-AST01 | FUEL STORAGE TANK (ABOVE GROUND) | ENVIRO | MH7565 | UL2085 | OM00035016 |  | OUTSIDE NEAR EMPLOYEE REAR ENTRANCE | NA | NA | NA | NA | NA | NA | Diesel | NA | NA | NA | \Classifications\Building System Class\G30-Site Mechanical Utilities\G3060 - Fuel Distribution\Tank, Fuel Storage, Above Ground - AST | 1012846
19-AX1 | 19-AX1 Van Nuys Courthouse East | 19-AX1-G2050-200-LSC01 | LANDSCAPING | NA | NA | NA | OM00033261 |  | GROUNDS | NA | NA | NA | NA | NA | NA | NA | NA | NA | NA | \Classifications\Building System Class\G20-Other Systems\G2050 - Landscaping\Landscaping - LSC | 1012848
19-AX1 | 19-AX1 Van Nuys Courthouse East | 19-AX1-D5092-250-ELT45 | EXTERIOR LIGHTS (45) | NA | NA | NA | OM00033476 |  | ALL | NA | NA | NA | NA | 220-277 | DNA | Electric | DNA | NA | NA | \Classifications\Building System Class\D50-Electrical SYS\D5090 - Elec SYS\Exterior Lighting - ELT | 1012849
19-AX1 | 19-AX1 Van Nuys Courthouse East | 19-AX1-G2049-300-HSC01 | HARDSCAPE | NA | NA | NA | OM00033474 |  | ALL | NA | NA | NA | NA | NA | NA | NA | NA | NA | NA | \Classifications\Building System Class\G20-Other Systems\G2040 - Site Development\Hardscape - HSC | 1012850
19-AX1 | 19-AX1 Van Nuys Courthouse East | 19-AX1-D2023-100-BFP07 | Backflow Preventer, Boiler Card #2 1-1/2" | Wilkins | 4002690 | 975XL 1-1/2" | OM00036725 | OW0209916-FA0234843-BD0056999-2249053-FEBRUARY | Boiler Card #2 -1-1/2" (LAPHD FORM REQUIRED) | [10 empty] | \Classifications\Building System Class\D20-Plumbing\D2020 - Domestic Water\Backflow Preventer - BFP | 1015909
19-AX1 | 19-AX1 Van Nuys Courthouse East | 19-AX1-D4095-230-HBL01 | VENT HOOD (GUESS CAF, WET) | PYRO CHEM | NA | EN-MCU3 | OM00035687 |  | GUESS CAF | NA | NA | NA | NA | NA | NA | NA | NA | NA | NA | \Classifications\Building System Class\D40-Fire Protection SYS\D4090 - Other Fire Protection Systems\Hood and Blower - HBL | 1016189
19-AX1 | 19-AX1 Van Nuys Courthouse East | 19-AX1-D2023-100-BFP06 | BACKFLOW (BOILER ROOM) | WILKINS | A185567 | 375RP | OM00036721 | OW0209916-FA0234843-BD0009022-FEBRUARY | BASEMENT BOILER ROOM (LAPHD FORM REQUIRED) | NA | NA | NA | NA | NA | NA | NA | NA | NA | NA | \Classifications\Building System Class\D20-Plumbing\D2020 - Domestic Water\Backflow Preventer - BFP | 1016500
19-AX1 | 19-AX1 Van Nuys Courthouse East | 19-AX1-D3090-220-CMD01 | Compressor Air Dryer | HANKISON | N80101150108982 | 8010-115 | OM00037825 |  | BASEMENT | NA | NA | R-134a | NA | 110 | NA | Electric | 1 | NA | NA | \Classifications\Building System Class\D30-HVAC Systems\D3090 - Other HVAC Systems and Equipment\Compressed Air Dryer - CMD | 1016843
19-AX1 | 19-AX1 Van Nuys Courthouse East | 19-AX1-D3012-120-GMR01 | METER, GAS METER READINGS | AMERICAN METER CO | 0311537504 | AL-425 | OM00037822 |  | OUTSIDE NEXT TO SIDEWALK REAR OF COURT, DELANO ST | NA | NA | NA | NA | NA | NA | NA |  | NA | NA | \Classifications\Building System Class\D30-HVAC Systems\D3010 - Energy Supply\Gas Meter Readings - GMR | 1016844
19-AX1 | 19-AX1 Van Nuys Courthouse East | 19-AX1-D2023-310-HWP01 | DOMESTIC HOT WATER CIRCULATING PUMP | ITT INDUSTRIES BELL & GOSSETT | 172648-A | 469ABH80 | OM00037828 |  | BASEMENT BOILER ROOM M6 | NA | NA | NA | 3/4 | 240 | 7.2-3.8-3.6 | Electric | 1 | NA | NA | \Classifications\Building System Class\D20-Plumbing\D2020 - Domestic Water\Domestic Hot Water Circulating Pump - HWP | 1016845
19-AX1 | 19-AX1 Van Nuys Courthouse East | 19-AX1-D2023-310-HWP02 | DOMESTIC HOT WATER CIRCULATING PUMP | ITT INDUSTRIES BELL & GOSSETT | 172648-B | 469ABH80 | OM00037829 |  | BASEMENT BOILER ROOM M6 | NA | NA | NA | 3/4 | 240 | 7.2-3.8-3.6 | Electric | 1 | NA | NA | \Classifications\Building System Class\D20-Plumbing\D2020 - Domestic Water\Domestic Hot Water Circulating Pump - HWP | 1016846
19-AX1 | 19-AX1 Van Nuys Courthouse East | 19-AX1-D5010-110-MCC02 | MOTOR CONTROL CENTER (BOILER #1) | AMERICAN COMBUSTION TECHNOLOGIES | 00271 | MFT04G-SLE | OM00037830 |  | BASEMENT BOILER ROOM M6 | NA | NA | NA | 3 | 480 | 15 | Electric | 3 | NA | NA | \Classifications\Building System Class\D50-Electrical SYS\D5010 - Elec Service & Dist\Chiller Room Electrical Panel - MCC | 1016847
19-AX1 | 19-AX1 Van Nuys Courthouse East | 19-AX1-D5010-110-MCC03 | MOTOR CONTROL CENTER (BOILER #2) | AMERICAN COMBUSTION TECHNOLOGIES | 00272 | MFT04G-SLE | OM00037831 |  | BASEMENT BOILER ROOM M6 | NA | NA | NA | 3 | 480 | 15 | Electric | 3 | NA | NA | \Classifications\Building System Class\D50-Electrical SYS\D5010 - Elec Service & Dist\Chiller Room Electrical Panel - MCC | 1016848
19-AX1 | 19-AX1 Van Nuys Courthouse East | 19-AX1-D5010-110-MCC04 | MOTOR CONTROL CENTER | ITE | NA | NA | OM00037826 | NA | BASEMENT BOILER ROOM M6 | NA | NA | NA | DNA | DNA | DNA | Electric | DNA | NA | NA | \Classifications\Building System Class\D50-Electrical SYS\D5010 - Elec Service & Dist\Chiller Room Electrical Panel - MCC | 1016849
19-AX1 | 19-AX1 Van Nuys Courthouse East | 19-AX1-D5010-110-MCC05 | MOTOR CONTROL CENTER | ITE | NA | DNA | OM00037820 |  | OUTSIDE ELEVATOR ROOM ON ROOF | NA | NA | NA | DNA | DNA | DNA | Electric | DNA | NA | NA | \Classifications\Building System Class\D50-Electrical SYS\D5010 - Elec Service & Dist\Chiller Room Electrical Panel - MCC | 1016850
19-AX1 | 19-AX1 Van Nuys Courthouse East | 19-AX1-D3041-230-RFN01 | RETURN FAN (BELT DRIVEN) (RM M6) | AMERICAN STANDARD | 2-42686-21 (ORDER#) | NA | OM00037827 |  | BASEMENT ROOM M6 | DNA | NA | NA | 10 | 240 | 24.5 | Electric | 3 | NA | NA | \Classifications\Building System Class\D30-HVAC Systems\D3040 - Distribution SYS\Supply/Exhaust/Return fans- FAN | 1016854
19-AX1 | 19-AX1 Van Nuys Courthouse East | 19-AX1-D3041-230-RFN02 | RETURN FAN #2 (BELT DRIVEN) (RM M209) | AMERICAN STANDARD | 2-42688-22 (ORDER#) | NA | OM00037838 | NA | 2ND FLOOR MECH ROOM M209 | B-64 (2) | NA | NA | 5 | 240-480 | 14-7, 3 | Electric | 3 | NA | NA | \Classifications\Building System Class\D30-HVAC Systems\D3040 - Distribution SYS\Supply/Exhaust/Return fans- FAN | 1016855
19-AX1 | 19-AX1 Van Nuys Courthouse East | 19-AX1-D3041-230-RFN03 | RETURN FAN #3 (BELT DRIVEN) (RM M327) | AMERICAN STANDARD | 2-42688-23 (ORDER#) | NA | OM00037837 |  | 3RD FLOOR MECH ROOM M327 | DNA | NA | NA | 20 | 240-480 | 15.6-12.7 | Electric | 3 | NA | NA | \Classifications\Building System Class\D30-HVAC Systems\D3040 - Distribution SYS\Supply/Exhaust/Return fans- FAN | 1016856
19-AX1 | 19-AX1 Van Nuys Courthouse East | 19-AX1-D3041-230-RFN04 | RETURN FAN #4 (BELT DRIVEN) | AMERICAN STANDARD | 2-42688-26 (ORDER#) | DNA | OM00037835 |  | 4TH FLOOR MECH ROOM | DNA | NA | NA | 10 | 240-480 | 26.8-13.4 | Electric | 3 | NA | NA | \Classifications\Building System Class\D30-HVAC Systems\D3040 - Distribution SYS\Supply/Exhaust/Return fans- FAN | 1016857
19-AX1 | 19-AX1 Van Nuys Courthouse East | 19-AX1-D3041-230-RFN05 | RETURN FAN #5 (BELT DRIVEN) (RM M521) | AMERICAN STANDARD | 2-42688-23 (ORDER#) | NA | OM00037834 |  | 5TH FLOOR MECH ROOM M521 | DNA | NA | NA | 10 | 240-480 | 28.6-27-13.5 | Electric | 3 | NA | NA | \Classifications\Building System Class\D30-HVAC Systems\D3040 - Distribution SYS\Supply/Exhaust/Return fans- FAN | 1016858
19-AX1 | 19-AX1 Van Nuys Courthouse East | 19-AX1-D3041-230-RFN06 | RETURN FAN #6 (BELT DRIVEN) (RM M619) | AMERICAN STANDARD | 2-42688-24 (ORDER#) | NA | OM00037832 |  | 6TH FLOOR MECH ROOM M619 | DNA | NA | NA | 10 | 240-480 | 27.4-13.7 | Electric | 3 | NA | NA | \Classifications\Building System Class\D30-HVAC Systems\D3040 - Distribution SYS\Supply/Exhaust/Return fans- FAN | 1016859
19-AX1 | 19-AX1 Van Nuys Courthouse East | 19-AX1-D3041-230-RFN07 | RETURN FAN #7 (BELT DRIVEN) | ALADDIN HEATING CORP | 59732 | M | OM00037821 |  | 7TH FLOOR | DNA | NA | NA | 15 | 240-480 | DNA | Electric | 3 | NA | NA | \Classifications\Building System Class\D30-HVAC Systems\D3040 - Distribution SYS\Supply/Exhaust/Return fans- FAN | 1016860
19-AX1 | 19-AX1 Van Nuys Courthouse East | 19-AX1-D5037-710-FAP02 | FIRE ALARM PANEL (MAIN) | STANDARD ELECTRIC TIME CO | L2326 | L30D-6 | OM00037824 |  | FIRE CONTROL RM 2A IN BASEMENT BETWEEN RESTROOMS & KITCHEN | NA | NA | NA | NA | DNA | DNA | Electric |  | NA | NA | \Classifications\Building System Class\D50-Electrical SYS\D5030 - Comm & Security\Fire Alarm Panel - FAP | 1016861
19-AX1 | 19-AX1 Van Nuys Courthouse East | 19-AX1-D5037-710-FAP03 | FIRE ALARM PANEL | FIRE-LITE ALARMS INC | NA | MS9200 | OM00033849 |  | 1ST FLOOR BY SECURED HALLWAY | NA | NA | NA | NA | DNA | DNA | Electric | DNA | NA | NA | \Classifications\Building System Class\D50-Electrical SYS\D5030 - Comm & Security\Fire Alarm Panel - FAP | 1016862
19-AX1 | 19-AX1 Van Nuys Courthouse East | 19-AX1-D5011-240-TRN05 | ELECTRICAL TRANSFORMER (RM M323) | CRITTENDEN WORKS INC | K9885 | 15051.11 | OM00037836 |  | 3RD FLOOR ELECTRICAL ROOM M323 | NA | NA | NA | NA | 480 | DNA | Electric | 3 | NA | NA | \Classifications\Building System Class\D50-Electrical SYS\D5010 - Elec Service & Dist\Transformer - TRN | 1016863
19-AX1 | 19-AX1 Van Nuys Courthouse East | 19-AX1-D5011-240-TRN06 | ELECTRICAL TRANSFORMER (RM M617) | CRITTENDEN WORKS INC | K9886 | 15049.11 | OM00037833 |  | 6TH FLOOR ROOM M617 | NA | NA | NA | NA | 480 | DNA | Electric | 3 | NA | NA | \Classifications\Building System Class\D50-Electrical SYS\D5010 - Elec Service & Dist\Transformer - TRN | 1016864
19-AX1 | 19-AX1 Van Nuys Courthouse East | 19-AX1-D5011-240-TRN07 | ELECTRICAL TRANSFORMER (ROOF) | SIERRA TRANSFORMER CO | 9585-1 | 30TH24DA | OM00037819 |  | ROOF OUTSIDE ELEVATOR ROOM | NA | NA | NA | NA | 480 | DNA | Electric | 3 | NA | NA | \Classifications\Building System Class\D50-Electrical SYS\D5010 - Elec Service & Dist\Transformer - TRN | 1016882
19-AX1 | 19-AX1 Van Nuys Courthouse East | 19-AX1-D2023-100-BFP08 | Backflow Preventor, Main Domestic 6 inch (BFP08) | Febco | N1311010819 | LF 860 | OM00037823 | ID#:3-233455 | Next to Sidewalk Rear of Building Delano St | NA | NA | NA | NA | NA | NA | NA |  | NA | NA | \Classifications\Building System Class\D20-Plumbing\D2020 - Domestic Water\Backflow Preventer - BFP | 1017289
19-AX1 | 19-AX1 Van Nuys Courthouse East | 19-AX1-G3063-100-DFS02 | Diesel Fuel Leak Detection System | Veeder-Root | N12229331711001 | TLS-300C | OM00036724 |  | Basement Room M-6 | NA | NA | NA | NA | 110 | 2.0 | ELECTRIC | 1 | NA | NA | \Classifications\Building System Class\G30-Site Mechanical Utilities\G3060 - Fuel Distribution\Diesel Fuel Leak Detection System - DFS | 1017491
19-AX2 | 19-AX2 Van Nuys Courthouse West | 19-AX2-D1010-100-ELE02 | ELEVATOR #2, ELECTRIC (PUBLIC) | MONTGOMERY | 421849 | NA | OM00033291 | State ID# 089772¦ Passenger Elevator#2 | ELEVATOR ROOM | NA | NA | NA | 39.6 | 240 | 148 | Electric | 3 |  |  | \Classifications\Building System Class\D10-Conveyance Systems\D1010 - Elevator\Elevator,Electric,Pass/Freight - ELE | 1011650
19-AX2 | 19-AX2 Van Nuys Courthouse West | 19-AX2-D1020-100-ESC01 | Escalator, ESC01, 3-2 DN | MONTGOMERY | NA | NA | OM00033347 | State ID# 089574¦ Escalator 3-2 DN | 3RD FLOOR WESTSIDE OF BUILDING | NA | NA | NA | NA | DNA | DNA | Electric | DNA | NA | NA | \Classifications\Building System Class\D10-Conveyance Systems\D1020 - Escalator\Escalator,Electric - ESC | 1011651
19-AX2 | 19-AX2 Van Nuys Courthouse West | 19-AX2-D1010-100-ELE04 | ELEVATOR #4, ELECTRIC (PUBLIC) | MONTGOMERY | 421844 | NA | OM00033293 | State ID# 089962¦ Passenger Elevator#4 | ELEVATOR ROOM | NA | NA | NA | 39.6 | 240 | 148 | Electric | 3 | NA | NA | \Classifications\Building System Class\D10-Conveyance Systems\D1010 - Elevator\Elevator,Electric,Pass/Freight - ELE | 1011652
19-AX2 | 19-AX2 Van Nuys Courthouse West | 19-AX2-D1020-100-ESC02 | Escalator, ESC02, UP 1-2 | MONTGOMERY | NA | NA | OM00033346 | State ID# 089579¦ Escalator 1-2 UP | 2ND FLOOR EAST SIDE OF BUILDING | NA | NA | NA | NA | DNA | DNA | Electric | DNA | NA |  | \Classifications\Building System Class\D10-Conveyance Systems\D1020 - Escalator\Escalator,Electric - ESC | 1011653
19-AX2 | 19-AX2 Van Nuys Courthouse West | 19-AX2-D1010-100-ELE03 | LIFT, ELEVATOR #3 (PUBLIC, ELECTRIC) | MONTGOMERY | 421843 | NA | OM00033292 | State ID# 089771¦ Passenger Elevator #3 | ELEVATOR ROOM | NA | NA | NA | 39.6 | 240 | 148 | Electric | 3 | NA | NA | \Classifications\Building System Class\D10-Conveyance Systems\D1010 - Elevator\Elevator,Electric,Pass/Freight - ELE | 1011654
19-AX2 | 19-AX2 Van Nuys Courthouse West | 19-AX2-D1020-100-ESC03 | Escalator, ESC03, 2-3 UP | MONTGOMERY | NA | NA | OM00033345 | State ID# 089580¦ Escalator 2-3 UP | DNA | NA | NA | NA | NA | DNA | DNA | Electric | DNA | NA | NA | \Classifications\Building System Class\D10-Conveyance Systems\D1020 - Escalator\Escalator,Electric - ESC | 1011655
19-AX2 | 19-AX2 Van Nuys Courthouse West | 19-AX2-D1010-100-ELE09 | ELEVATOR #9, ELECTRIC (JUDGES) | MONTGOMERY | 42184 | NA | OM00033883 | State ID# 089965¦ Passenger Elevator #9 | ELEVATOR ROOM | NA | NA | NA | 25 | 240 | 276 | Electric | 3 | NA | NA | \Classifications\Building System Class\D10-Conveyance Systems\D1010 - Elevator\Elevator,Electric,Pass/Freight - ELE | 1011656
19-AX2 | 19-AX2 Van Nuys Courthouse West | 19-AX2-D1010-100-ELE08 | ELEVATOR #8, ELECTRIC ) | MONTGOMERY | WA-107-WA | NA | OM00033882 | State ID# 086828¦ Passenger Elevator #8 | ELEVATOR ROOM | NA | NA | NA | 50 | 240 | 167 | Electric | 3 | NA | NA | \Classifications\Building System Class\D10-Conveyance Systems\D1010 - Elevator\Elevator,Electric,Pass/Freight - ELE | 1011657
19-AX2 | 19-AX2 Van Nuys Courthouse West | 19-AX2-D1010-100-ELE05 | LIFT, ELEVATOR #5 (PUBLIC, ELECTRIC) | MONTGOMERY | WA-8-1458 | SCD1842A809A802 | OM00033294 | State ID# 089575¦ Passenger Elevator #5 | ELEVATOR ROOM | NA | NA | NA | 25 | 240 | 88 | Electric | 3 | NA | NA | \Classifications\Building System Class\D10-Conveyance Systems\D1010 - Elevator\Elevator,Electric,Pass/Freight - ELE | 1011658
19-AX2 | 19-AX2 Van Nuys Courthouse West | 19-AX2-D1010-100-ELE06 | ELEVATOR #6, ELECTRIC (JUDGES) | MONTGOMERY | WA-1-147 | 5CP1935A887A801 | OM00033295 | State ID# 089576¦ Passenger Elevator #6 | ELEVATOR ROOM | NA | NA | NA | 30 | 240 | 102 | Electric | 3 | NA | NA | \Classifications\Building System Class\D10-Conveyance Systems\D1010 - Elevator\Elevator,Electric,Pass/Freight - ELE | 1011659
19-AX2 | 19-AX2 Van Nuys Courthouse West | 19-AX2-D1010-100-ELE07 | ELEVATOR #7, ELECTRIC (CUSTODY) | MONTGOMERY | WA-1-148-WA | NA | OM00033881 | State ID# 089577¦ Passenger Elevator #7 | ELEVATOR ROOM | NA | NA | NA | 30 | 240 | 102 | Electric | 3 | NA | NA | \Classifications\Building System Class\D10-Conveyance Systems\D1010 - Elevator\Elevator,Electric,Pass/Freight - ELE | 1011660
19-AX2 | 19-AX2 Van Nuys Courthouse West | 19-AX2-D1020-100-ESC04 | Escalator, ESC04, 2-1 DN | MONTGOMERY | NA | NA | OM00033348 | State ID# 089578¦ Escalator, 2-1 DN | 2ND FLOOR WEST SIDE OF BUILDING | NA | NA | NA | NA | DNA | DNA | Electric | DNA | NA | NA | \Classifications\Building System Class\D10-Conveyance Systems\D1020 - Escalator\Escalator,Electric - ESC | 1011661
19-AX2 | 19-AX2 Van Nuys Courthouse West | 19-AX2-D1010-100-ELE01 | ELEVATOR #1, ELECTRIC (PUBLIC) | MONTGOMERY | 421848 | NA | OM00033290 | State ID# 090132¦ Passenger Elevator #1 | ELEVATOR ROOM | NA | NA | NA | 39.6 | 240 | 148 | Electric | 3 | NA | NA | \Classifications\Building System Class\D10-Conveyance Systems\D1010 - Elevator\Elevator,Electric,Pass/Freight - ELE | 1011662
19-AX2 | 19-AX2 Van Nuys Courthouse West | 19-AX2-B2010-100-BLD01 | BUILDING | NA | NA | NA | OM00033253 |  | BUILDING | NA | NA | NA | NA | NA | NA | NA | NA | NA | NA | \Classifications\Building System Class\B20-General Building Exterior\B2010 - Exterior Walls\Building - BLD | 1012851
19-AX2 | 19-AX2 Van Nuys Courthouse West | 19-AX2-B2034-400-DOH01 | OVERHEAD ROLLUP DOOR #1 (LOADING DOCK) | LAWRENCE ROLLUP DOORS INC | 101125 | NA | OM00033324 |  | LOADING DOCK | NA | NA | NA | DNA | 208/230 | DNA | Electric | 3 | NA | NA | \Classifications\Building System Class\B20-General Building Exterior\B2030 - Exterior Doors\Door,Overhead-Shutter,Manual,Elec,Roll-up - DOH | 1012852
19-AX2 | 19-AX2 Van Nuys Courthouse West | 19-AX2-B2034-400-DOH02 | OVERHEAD ROLLUP DOOR #2 (LOADING DOCK STORAGE BAY) | KINNEAR | 46-5707-10 | NA | OM00033325 |  | LOADING DOCK STORAGE BAY | NA | NA | NA | DNA | 208/230 | DNA | Electric | 3 | NA | NA | \Classifications\Building System Class\B20-General Building Exterior\B2030 - Exterior Doors\Door,Overhead-Shutter,Manual,Elec,Roll-up - DOH | 1012853
19-AX2 | 19-AX2 Van Nuys Courthouse West | 19-AX2-B2034-400-DOH03 | DOOR, ROLLUP #3, BUS BAY EAST (ENTRANCE) | KINNEAR | 46-5707-14 | ABG1-150 | OM00033326 |  | GROUNDS | NA | NA | NA | DNA | 208/230 | DNA | Electric | 3 | NA | NA | \Classifications\Building System Class\B20-General Building Exterior\B2030 - Exterior Doors\Door,Overhead-Shutter,Manual,Elec,Roll-up - DOH | 1012854
19-AX2 | 19-AX2 Van Nuys Courthouse West | 19-AX2-B3010-100-RUF01 | ROOFING SYSTEM | NA | NA | NA | OM00033258 |  | ROOF | NA | NA | NA | NA | NA | NA | NA | NA | NA | NA | \Classifications\Building System Class\B30-Roofing\B3010 - Roof Types\Roof - RUF | 1012855
19-AX2 | 19-AX2 Van Nuys Courthouse West | 19-AX2-D1013-310-WCL01 | WHEELCHAIR LIFT #1 | AUTOQUIP CORP | 118740388 | 16LA5 | OM00033359 | State ID# 003211 | DEPT "G" | NA | NA | NA | 1 | 110 | DNA | Electric | 3 | NA | NA | \Classifications\Building System Class\D10-Conveyance Systems\D1010 - Elevator\Wheelchair Lift - WCL | 1012856
19-AX2 | 19-AX2 Van Nuys Courthouse West | 19-AX2-D1013-310-WCL02 | WHEELCHAIR LIFT #2 | AUTOQUIP CORP | 118740388A | 16LA5 | OM00033358 | State ID# 003210 | DEPT 122 | NA | NA | NA | 1/2 | 208/230 | DNA | Electric | 3 | NA | NA | \Classifications\Building System Class\D10-Conveyance Systems\D1010 - Elevator\Wheelchair Lift - WCL | 1012857
19-AX2 | 19-AX2 Van Nuys Courthouse West | 19-AX2-D1013-310-WCL03 | WHEELCHAIR LIFT #3 | AUTOQUIP CORP | 118740388 | 16LA5 | OM00033360 | State ID# 003312 | DEPT 120 | NA | NA | NA | 1/5 | 208/230 | DNA | Electric | 3 | NA | NA | \Classifications\Building System Class\D10-Conveyance Systems\D1010 - Elevator\Wheelchair Lift - WCL | 1012858
19-AX2 | 19-AX2 Van Nuys Courthouse West | 19-AX2-D1013-310-WCL04 | WHEELCHAIR LIFT #4 | AUTOQUIP CORP | 118740388D | 16LA5 | OM00033340 | State ID# 003213 | 118 DEPTS | NA | NA | NA | DNA | 208/230 | DNA | Electric | 1 | NA | NA | \Classifications\Building System Class\D10-Conveyance Systems\D1010 - Elevator\Wheelchair Lift - WCL | 1012859
19-AX2 | 19-AX2 Van Nuys Courthouse West | 19-AX2-D1013-310-WCL05 | WHEELCHAIR LIFT #5 | AUTOQUIP CORP | 118740388E | 16LA5 | OM00033313 | State ID# 003214 | DEPT 105 | NA | NA | NA | 1/5 | 208/230 | DNA | Electric | 3 | NA | NA | \Classifications\Building System Class\D10-Conveyance Systems\D1010 - Elevator\Wheelchair Lift - WCL | 1012860
19-AX2 | 19-AX2 Van Nuys Courthouse West | 19-AX2-D1013-310-WCL06 | WHEELCHAIR LIFT #6 | AUTOQUIP CORP | 118740388F | 16LA5 | OM00035137 | State ID# 003215 | DEPT "R" | NA | NA | NA | DNA | DNA | DNA | Electric | DNA | NA | NA | \Classifications\Building System Class\D10-Conveyance Systems\D1010 - Elevator\Wheelchair Lift - WCL | 1012861
19-AX2 | 19-AX2 Van Nuys Courthouse West | 19-AX2-D1013-310-WCL07 | WHEELCHAIR LIFT #7 | AUTOQUIP CORP | 118740388G | 16LA5 | OM00033314 | State ID# 003216 | DEPT "F" | NA | NA | NA | 1/5 | 208/230 | DNA | Electric | 3 | NA | NA | \Classifications\Building System Class\D10-Conveyance Systems\D1010 - Elevator\Wheelchair Lift - WCL | 1012862
19-AX2 | 19-AX2 Van Nuys Courthouse West | 19-AX2-D1013-310-WCL08 | WHEELCHIAR LIFT #8 | AUTOQUIP CORP | 118740388H | 16LA5 | OM00033315 | State ID# 003217 | DEPT "V" | NA | NA | NA | 1/5 | 208/230 | DNA | Electric | 3 | NA | NA | \Classifications\Building System Class\D10-Conveyance Systems\D1010 - Elevator\Wheelchair Lift - WCL | 1012863
19-AX2 | 19-AX2 Van Nuys Courthouse West | 19-AX2-D1013-310-WCL09 | WHEELCHAIR LIFT #9 | AUTOQUIP CORP | 118740388I | 16LA5 | OM00033316 | State ID# 003218 | 113 | NA | NA | NA | DNA | 208/230 | DNA | Electric | 1 | NA | NA | \Classifications\Building System Class\D10-Conveyance Systems\D1010 - Elevator\Wheelchair Lift - WCL | 1012864
19-AX2 | 19-AX2 Van Nuys Courthouse West | 19-AX2-D1013-310-WCL10 | WHEELCHAIR LIFT #10 | AUTOQUIP CORP | 11874388 | 16LA5 | OM00033317 | State ID# 003219 | DEPT 121 | NA | NA | NA | 1/2 | 208/230 | DNA | Electric | 3 | NA | NA | \Classifications\Building System Class\D10-Conveyance Systems\D1010 - Elevator\Wheelchair Lift - WCL | 1012865
19-AX2 | 19-AX2 Van Nuys Courthouse West | 19-AX2-D1013-310-WCL11 | WHEELCHAIR LIFT #11 | AUTOQUIP CORP | 118740388K | 16LA5 | OM00033318 | State ID# 003220 | DEPT 115 | NA | NA | NA | DNA | 208/230 | DNA | Electric | 1 | NA | NA | \Classifications\Building System Class\D10-Conveyance Systems\D1010 - Elevator\Wheelchair Lift - WCL | 1012866
19-AX2 | 19-AX2 Van Nuys Courthouse West | 19-AX2-D1013-310-WCL12 | WHEELCHAIR LIFT #12 | AUTOQUIP CORP | 118740388L | 16LA5 | OM00033319 | State ID# 003221 | DEPT 119 | NA | NA | NA | DNA | 208/230 | DNA | Electric | 1 | NA | NA | \Classifications\Building System Class\D10-Conveyance Systems\D1010 - Elevator\Wheelchair Lift - WCL | 1012867
19-AX2 | 19-AX2 Van Nuys Courthouse West | 19-AX2-D1013-310-WCL13 | WHEELCHAIR LIFT #13 | AUTOQUIP CORP | 118740388M | 16LA5 | OM00033320 | State ID# 003222 | DEPT 110 | NA | NA | NA | DNA | 208/230 | DNA | Electric | 1 | NA | NA | \Classifications\Building System Class\D10-Conveyance Systems\D1010 - Elevator\Wheelchair Lift - WCL | 1012868
19-AX2 | 19-AX2 Van Nuys Courthouse West | 19-AX2-D1013-310-WCL14 | WHEELCHAIR LIFT #14 | AUTOQUIP CORP | 118740388N | 16LA5 | OM00033321 | State ID# 003223 | DEPT 109 | NA | NA | NA | DNA | 208/230 | DNA | Electric | 1 | NA | NA | \Classifications\Building System Class\D10-Conveyance Systems\D1010 - Elevator\Wheelchair Lift - WCL | 1012869
19-AX2 | 19-AX2 Van Nuys Courthouse West | 19-AX2-D1013-310-WCL15 | WHEELCHAIR LIFT #15 | AUTOQUIP CORP | 118740388P | 16LA5 | OM00033322 | State ID# 003224 | DEPT "N" | NA | NA | NA | DNA | 208/230 | DNA | Electric | 1 | NA | NA | \Classifications\Building System Class\D10-Conveyance Systems\D1010 - Elevator\Wheelchair Lift - WCL | 1012870
19-AX2 | 19-AX2 Van Nuys Courthouse West | 19-AX2-D1013-310-WCL16 | WHEELCHAIR LIFT #16 | AUTOQUIP CORP | 118740388Q | 16LA5 | OM00033323 | State ID# 003225 | DEPT "E" | NA | NA | NA | DNA | 208/230 | DNA | Electric | 1 | NA | NA | \Classifications\Building System Class\D10-Conveyance Systems\D1010 - Elevator\Wheelchair Lift - WCL | 1012871
19-AX2 | 19-AX2 Van Nuys Courthouse West | 19-AX2-D1013-310-WCL17 | WHEELCHAIR LIFT #17 | AUTOQUIP CORP | 118740388R | 16LA5 | OM00033333 | State ID# 003226 | DEPT 112 | NA | NA | NA | DNA | 208/230 | DNA | Electric | 1 | NA | NA | \Classifications\Building System Class\D10-Conveyance Systems\D1010 - Elevator\Wheelchair Lift - WCL | 1012872
19-AX2 | 19-AX2 Van Nuys Courthouse West | 19-AX2-D1013-310-WCL18 | WHEELCHAIR LIFT #18 | AUTOQUIP CORP | 118740388V | 16LA5 | OM00033334 | State ID# 003227 | DEPT 107 | NA | NA | NA | DNA | 208/230 | DNA | Electric | 1 | NA | NA | \Classifications\Building System Class\D10-Conveyance Systems\D1010 - Elevator\Wheelchair Lift - WCL | 1012873
19-AX2 | 19-AX2 Van Nuys Courthouse West | 19-AX2-D1013-310-WCL19 | WHEELCHAIR LIFT #19 | AUTOQUIP CORP | 118740388W | 16LA5 | OM00033335 | State ID# 003228 | DEPT 104 | NA | NA | NA | DNA | 208/230 | DNA | Electric | 1 | NA | NA | \Classifications\Building System Class\D10-Conveyance Systems\D1010 - Elevator\Wheelchair Lift - WCL | 1012874
19-AX2 | 19-AX2 Van Nuys Courthouse West | 19-AX2-D1013-310-WCL20 | WHEELCHAIR LIFT #20 | AUTOQUIP CORP | 118740388U | 16LA5 | OM00033336 | State ID# 003229 | DEPT 103 | NA | NA | NA | DNA | 208/230 | DNA | Electric | 1 | NA | NA | \Classifications\Building System Class\D10-Conveyance Systems\D1010 - Elevator\Wheelchair Lift - WCL | 1012875
19-AX2 | 19-AX2 Van Nuys Courthouse West | 19-AX2-D1013-310-WCL21 | WHEELCHAIR LIFT #21 | AUTOQUIP CORP | 118740388T | 16LA5 | OM00033337 | State ID# 003230 | DEPT 102 | NA | NA | NA | DNA | 208/230 | DNA | Electric | 1 | NA | NA | \Classifications\Building System Class\D10-Conveyance Systems\D1010 - Elevator\Wheelchair Lift - WCL | 1012876
19-AX2 | 19-AX2 Van Nuys Courthouse West | 19-AX2-D1013-310-WCL22 | WHEELCHAIR LIFT #22 | AUTOQUIP CORP | 118740388Y | 16LA5 | OM00033338 | State ID# 003231 | DEPT 101 | NA | NA | NA | DNA | 203/230 | DNA | Electric | 1 | NA | NA | \Classifications\Building System Class\D10-Conveyance Systems\D1010 - Elevator\Wheelchair Lift - WCL | 1012877
19-AX2 | 19-AX2 Van Nuys Courthouse West | 19-AX2-D1013-310-WCL23 | WHEELCHAIR LIFT #23 | AUTOQUIP CORP | 118740388X | 16LA5 | OM00033339 | State ID# 003232 | DEPT 100 | NA | NA | NA | DNA | 208/230 | DNA | Electric | 1 | NA | NA | \Classifications\Building System Class\D10-Conveyance Systems\D1010 - Elevator\Wheelchair Lift - WCL | 1012878
19-AX2 | 19-AX2 Van Nuys Courthouse West | 19-AX2-D3044-125-PHW01 | PUMP, HOT WATER #1 | TACO | NA | NA | OM00033237 |  | PENTHOUSE BOILER ROOM | NA | NA | NA | 1/2 | 115 | 2.5 | Electric | 1 | NA | NA | \Classifications\Building System Class\D30-HVAC Systems\D3040 - Distribution SYS\Hot Water Pump - PHW | 1012879
19-AX2 | 19-AX2 Van Nuys Courthouse West | 19-AX2-D3044-125-PHW02 | PUMP, HOT WATER #2 | TACO | 134R3221C | 0012-SF4 | OM00033238 |  | PENTHOUSE BOILER ROOM | NA | NA | NA | 1/8 | 115 | 1.57 | Electric | 1 | NA | NA | \Classifications\Building System Class\D30-HVAC Systems\D3040 - Distribution SYS\Hot Water Pump - PHW | 1012880
19-AX2 | 19-AX2 Van Nuys Courthouse West | 19-AX2-D3044-125-PHW03 | PUMP, HOT WATER #3 | TACO | 134R3221S | 0012-SF4 | OM00033239 |  | PENTHOUSE BOILER ROOM | NA | NA | NA | 1/8 | 115 | 1.57 | Electric | 1 | NA | NA | \Classifications\Building System Class\D30-HVAC Systems\D3040 - Distribution SYS\Hot Water Pump - PHW | 1012881
19-AX2 | 19-AX2 Van Nuys Courthouse West | 19-AX2-D3021-130-BLR01 | BOILER #1, HOT WATER OIL/GAS/COMBO | RAYPAK | 187100395 | 404WT | OM00033233 |  | PENTHOUSE BOILER ROOM | NA | NA | NA | DNA | DNA | DNA | Natural gas | DNA | 395,000 | 315,800 | \Classifications\Building System Class\D30-HVAC Systems\D3020 - Heat SYS\Boiler,Hot Water,Oil/Gas/Comb. - BLR | 1012882
19-AX2 | 19-AX2 Van Nuys Courthouse West | 19-AX2-D3021-130-BLR02 | BOILER #2, HOT WATER OIL/GAS/COMBO | RAYPAK | 1209345893 | WH3-HD401 | OM00036685 |  | PENTHOUSE BOILER ROOM | NA | NA | NA | DNA | DNA | DNA | Natural gas | DNA | 395,000 | 315,800 | \Classifications\Building System Class\D30-HVAC Systems\D3020 - Heat SYS\Boiler,Hot Water,Oil/Gas/Comb. - BLR | 1012883
19-AX2 | 19-AX2 Van Nuys Courthouse West | 19-AX2-D3021-130-BLR03 | BOILER #3, HOT WATER, OIL/GAS/COMBO | RAYPAK | 1210346698 | WH3-HD401 | OM00036686 |  | PENTHOUSE BOILER ROOM | NA | NA | NA | NA | NA | NA | Natural gas | NA | 396,000 | 316,800 | \Classifications\Building System Class\D30-HVAC Systems\D3020 - Heat SYS\Boiler,Hot Water,Oil/Gas/Comb. - BLR | 1012884
19-AX2 | 19-AX2 Van Nuys Courthouse West | 19-AX2-D2090-230-WIP01 | PUMP, WATER TREATMENT | LAKEWOOD INSTRUMENTS | NA | 1575E | OM00033206 |  | PENTHOUSE CHILLER ROOM | NA | NA | NA | DNA | 110 | NA | Electric | 1 | NA | NA | \Classifications\Building System Class\D20-Plumbing\D2090 - Other Plumbing SYS\Water Treatment Inhibitor Pump - WIP | 1012885
19-AX2 | 19-AX2 Van Nuys Courthouse West | 19-AX2-D3030-110-CTW01 | COOLING TOWER #1 | CT | PL1202-02034087-1 | 216-9B | OM00033222 |  | OUTSIDE OF CHILLER ROOM | NA | NA | NA | 100 | 230/460 | 238/119 | Electric | 3 | NA | NA | \Classifications\Building System Class\D30-HVAC Systems\D3030 - Cooling SYS\Cooling Tower - CTW | 1012886
19-AX2 | 19-AX2 Van Nuys Courthouse West | 19-AX2-D3030-110-CTW02 | COOLING TOWER #2 | CT | PL1202-02034087-2 | 216-9B | OM00033223 |  | PENTHOUSE OUTSIDE OF CHILLER ROOM | NA | NA | NA | 100 | 230/460 | 238/119 | Electric | 3 | NA | NA | \Classifications\Building System Class\D30-HVAC Systems\D3030 - Cooling SYS\Cooling Tower - CTW | 1012887
19-AX2 | 19-AX2 Van Nuys Courthouse West | 19-AX2-D3030-110-CTW03 | COOLING TOWER #3 | RECOLD | NA | M3558T | OM00033220 |  | PENTHOUSE WEST WALL UP LADDER | B-58 | NA | NA | 5 | 208-230 | 6.5 | Electric | 3 | NA | NA | \Classifications\Building System Class\D30-HVAC Systems\D3030 - Cooling SYS\Cooling Tower - CTW | 1012888
19-AX2 | 19-AX2 Van Nuys Courthouse West | 19-AX2-D3030-110-CTW04 | COOLING TOWER #4 | RECOLD | 861001 | JW-10A | OM00033221 |  | PENTHOUSE WEST WALL UP LADDER | B-58 | NA | NA | 5 | 208/230 | 6.5 | Electric | 3 | NA | NA | \Classifications\Building System Class\D30-HVAC Systems\D3030 - Cooling SYS\Cooling Tower - CTW | 1012889
19-AX2 | 19-AX2 Van Nuys Courthouse West | 19-AX2-D3031-130-CLR01 | CHILLER #1, WATER COOLED | TRANE | L86J40872 | CVHE-071NAL-2TB252EDEJC11CEFC0000000041U000 | OM00033308 |  | PENTHOUSE CHILLER ROOM | NA | NA | R-11 | DNA | 460 | 110 | Electric | 3 | NA | NA | \Classifications\Building System Class\D30-HVAC Systems\D3030 - Cooling SYS\Chiller, Water Cooled - CLR | 1012890
19-AX2 | 19-AX2 Van Nuys Courthouse West | 19-AX2-D3031-100-PCH01 | CHILLED WATER PUMP #1 (SUPPLY) | LINCOLN | NA | NA | OM00033215 |  | PENTHOUSE CHILLER ROOM | NA | NA | NA | 100 | 230/460 | 238/119 | Electric | 3 | NA | NA | \Classifications\Building System Class\D30-HVAC Systems\D3030 - Cooling SYS\Chilled Water Pump - PCH | 1012891
19-AX2 | 19-AX2 Van Nuys Courthouse West | 19-AX2-D3031-100-PCH02 | CHILLED WATER PUMP #2 (SUPPLY) | LINCOLN | NA | NA | OM00033214 |  | CHILLER ROOM | NA | NA | NA | 100 | 230/460 | 238/119 | Electric | 3 | NA | NA | \Classifications\Building System Class\D30-HVAC Systems\D3030 - Cooling SYS\Chilled Water Pump - PCH | 1012892
19-AX2 | 19-AX2 Van Nuys Courthouse West | 19-AX2-D3031-100-PCH03 | CHILLED WATER PUMP #3 (RETURN) | US MOTOR | NA | NA | OM00033213 |  | PENTHOUSE CHILLER ROOM | NA | NA | NA | 25 | 230/460 | 63.6 | Electric | 3 | NA | NA | \Classifications\Building System Class\D30-HVAC Systems\D3030 - Cooling SYS\Chilled Water Pump - PCH | 1012893
19-AX2 | 19-AX2 Van Nuys Courthouse West | 19-AX2-D3031-100-PCH04 | CHILLED WATER PUMP #4 (RETURN) | US MOTOR | NA | NA | OM00033212 |  | PENTHOUSE CHILLER ROOM | NA | NA | NA | 25 | 230/460 | 63.6 | Electric | 3 | NA | NA | \Classifications\Building System Class\D30-HVAC Systems\D3030 - Cooling SYS\Chilled Water Pump - PCH | 1012894
19-AX2 | 19-AX2 Van Nuys Courthouse West | 19-AX2-D3031-100-PCH05 | CONDENSER WATER/TOWER PUMP #5 | PACO PUMP | PBG95129A | NA | OM00033211 |  | PENTHOUSE CHILLER ROOM | NA | NA | NA | 50 | 230/460 | 140 | Electric | 3 | NA | NA | \Classifications\Building System Class\D30-HVAC Systems\D3030 - Cooling SYS\Chilled Water Pump - PCH | 1012895
19-AX2 | 19-AX2 Van Nuys Courthouse West | 19-AX2-D3031-100-PCH06 | CONDENSER WATER/TOWER PUMP #6 | PACO PUMP | PBG95129B | NA | OM00033210 |  | PENTHOUSE CHILLER ROOM | NA | NA | NA | 50 | 230/460 | 140 | Electric | 3 | NA | NA | \Classifications\Building System Class\D30-HVAC Systems\D3030 - Cooling SYS\Chilled Water Pump - PCH | 1012896
19-AX2 | 19-AX2 Van Nuys Courthouse West | 19-AX2-D3031-100-PCH07 | CONDENSER WATER/TOWER PUMP #7 | PACO | PBG95130B | NA | OM00033209 |  | PENTHOUSE CHILLER ROOM | NA | NA | NA | 4 | 208/230 | 9 | Electric | 3 | NA | NA | \Classifications\Building System Class\D30-HVAC Systems\D3030 - Cooling SYS\Chilled Water Pump - PCH | 1012897
19-AX2 | 19-AX2 Van Nuys Courthouse West | 19-AX2-D3031-100-PCH08 | CONDENSER WATER/TOWER PUMP #8 | PACO | PBG95130A | LR47823 | OM00033208 |  | PENTHOUSE CHILLER ROOM | NA | NA | NA | 4 | 208/220/480 | 9 | Electric | 3 | NA | NA | \Classifications\Building System Class\D30-HVAC Systems\D3030 - Cooling SYS\Chilled Water Pump - PCH | 1012898
19-AX2 | 19-AX2 Van Nuys Courthouse West | 19-AX2-D3041-110-AHU01 | AIR HANDLER UNIT #1 | TWIN CITY BLOWER CO | 87-60477-2-1 | BAF-DW | OM00033202 |  | MECHANICAL | B-62 (2) | 24X24X2 (4) | NA | 3 | 460 | 30 | Electric | 3 | NA | NA | \Classifications\Building System Class\D30-HVAC Systems\D3040 - Distribution SYS\Air Handling Unit - AHU | 1012899
19-AX2 | 19-AX2 Van Nuys Courthouse West | 19-AX2-D3041-110-AHU02 | AIR HANDLER UNIT #2 | TWIN CITY BLOWER CO | 87-60477-2-2 | BAF-DN | OM00033203 |  | MECHANICAL | BX62 (2) | 24X24X2 (4) | NA | 3 | 460 | 30 | Electric | 3 | NA | NA | \Classifications\Building System Class\D30-HVAC Systems\D3040 - Distribution SYS\Air Handling Unit - AHU | 1012900
19-AX2 | 19-AX2 Van Nuys Courthouse West | 19-AX2-D3041-110-AHU03 | AIR HANDLER UNIT #3 | TWIN CITY BLOWER CO | 87-60477-1-1 | BC-DN | OM00033204 |  | BASEMENT | B-152 | 24X24X2 (4) | NA | 3 | 460 | 30 | Electric | 3 | NA | NA | \Classifications\Building System Class\D30-HVAC Systems\D3040 - Distribution SYS\Air Handling Unit - AHU | 1012901
19-AX2 | 19-AX2 Van Nuys Courthouse West | 19-AX2-D3041-110-AHU04 | AIR HANDLER UNIT #4 | TWIN CITY BLOWER CO | 87-60477-4-1 | BAF-DW | OM00033219 |  | EAST WING MECH ROOM | BX-90 (3) | 24X24X2 (4) | NA | 3 | 460 | 30 | Electric | 3 | NA | NA | \Classifications\Building System Class\D30-HVAC Systems\D3040 - Distribution SYS\Air Handling Unit - AHU | 1012902
19-AX2 | 19-AX2 Van Nuys Courthouse West | 19-AX2-D3041-110-AHU05 | AIR HANDLER UNIT #5 | TWIN CITY BLOWER CO | 87-60477-2-4 | BAF-DW | OM00033218 |  | EAST WING MECH ROOM | B-62 | 24X24X2 (4) | NA | .5 | 460 | 30 | Electric | 3 | NA | NA | \Classifications\Building System Class\D30-HVAC Systems\D3040 - Distribution SYS\Air Handling Unit - AHU | 1012903
19-AX2 | 19-AX2 Van Nuys Courthouse West | 19-AX2-D3041-110-AHU06 | AIR HANDLER UNIT #6 | TWIN CITY BLOWER CO | 87-60477-5-1 | BAF-DW | OM00033200 |  | MECHANICAL | B-105 (3) | 24X24X2 (4) | NA | 3 | 460 | 30 | Electric | 3 | NA | NA | \Classifications\Building System Class\D30-HVAC Systems\D3040 - Distribution SYS\Air Handling Unit - AHU | 1012904
19-AX2 | 19-AX2 Van Nuys Courthouse West | 19-AX2-D3041-110-AHU07 | AIR HANDLER UNIT #7 | TWIN CITY BLOWER CO | 87-60477-3-1 | BAF-DW | OM00033201 |  | MECHANICAL | B-62 | 24X24X2 (4) | NA | 3 | 460 | 30 | Electric | 3 | NA | NA | \Classifications\Building System Class\D30-HVAC Systems\D3040 - Distribution SYS\Air Handling Unit - AHU | 1012905
19-AX2 | 19-AX2 Van Nuys Courthouse West | 19-AX2-D3041-110-AHU08 | AIR HANDLER UNIT #31 (COLD DECK) | TWIN CITY BLOWER CO | 87-60477-6-1 | BAF-DW | OM00033198 |  | MECHANICAL | BX-103 (3) | 24X24X2 (4) | NA | 3 | 460 | 30 | Electric | 3 | NA | NA | \Classifications\Building System Class\D30-HVAC Systems\D3040 - Distribution SYS\Air Handling Unit - AHU | 1012906
19-AX2 | 19-AX2 Van Nuys Courthouse West | 19-AX2-D3041-110-AHU09 | AIR HANDLER UNIT #32 (HOT DECK) | TWIN CITY BLOWER CO | 87-60477-3-2 | BAF-DW | OM00033199 |  | MECHANICAL | B-62 (2) | 24X24X2 (4) | NA | 3 | 460 | 30 | Electric | 3 | NA | NA | \Classifications\Building System Class\D30-HVAC Systems\D3040 - Distribution SYS\Air Handling Unit - AHU | 1012907
19-AX2 | 19-AX2 Van Nuys Courthouse West | 19-AX2-D3041-110-AHU10 | AIR HANDLER UNIT #41 (COLD DECK) | TWIN CITY BLOWER CO | 87-60477-5-2 | BAF-DW | OM00033196 |  | MECHANICAL | BX-100 (3) | 24X24X2 (4) | NA | 3 | 460 | 30 | Electric | 3 | NA | NA | \Classifications\Building System Class\D30-HVAC Systems\D3040 - Distribution SYS\Air Handling Unit - AHU | 1012908
19-AX2 | 19-AX2 Van Nuys Courthouse West | 19-AX2-D3041-110-AHU11 | AIR HANDLER UNIT #42 (HOT DECK) | TWIN CITY BLOWER CO | 87-60477-3-3 | BAF-DW | OM00033197 |  | MECHANICAL | B-62 (2) | 24X24X2 (4) | NA | 30 | 460 | 30 | Electric | 3 | NA | NA | \Classifications\Building System Class\D30-HVAC Systems\D3040 - Distribution SYS\Air Handling Unit - AHU | 1012909
19-AX2 | 19-AX2 Van Nuys Courthouse West | 19-AX2-D3041-110-AHU12 | AIR HANDLER UNIT #51 (COLD DECK) | TWIN CITY BLOWER CO | 87-60477-5-3 | BAF-DW | OM00033194 |  | MECHANICAL | CX-96 (2) | 24X24X2 (3) | NA | 3 | 460 | 30 | Electric | 3 | NA | NA | \Classifications\Building System Class\D30-HVAC Systems\D3040 - Distribution SYS\Air Handling Unit - AHU | 1012910
19-AX2 | 19-AX2 Van Nuys Courthouse West | 19-AX2-D3041-110-AHU13 | AIR HANDLER UNIT #52 (HOT DECK) | TWIN CITY BLOWER CO | 87-60477-3-4 | BAF-DW | OM00033195 |  | MECHANICAL | B-62 (2) | 24X24X12 (4) | NA | 3 | 460 | 30 | Electric | 3 | NA | NA | \Classifications\Building System Class\D30-HVAC Systems\D3040 - Distribution SYS\Air Handling Unit - AHU | 1012911
19-AX2 | 19-AX2 Van Nuys Courthouse West | 19-AX2-D3041-110-AHU14 | AIR HANDLER UNIT #61 (COLD DECK) | TWIN CITY BLOWER CO | 87-60477-5-4 | BAF-DW | OM00033192 |  | MECHANICAL | CX-96 (2) | 24X24X2 (3) | NA | 3 | 460 | 30 | Electric | 3 | NA | NA | \Classifications\Building System Class\D30-HVAC Systems\D3040 - Distribution SYS\Air Handling Unit - AHU | 1012912
19-AX2 | 19-AX2 Van Nuys Courthouse West | 19-AX2-D3041-110-AHU15 | AIR HANDLER UNIT #62 (HOT DECK) | TWIN CITY BLOWER CO | 87-60477-3-5 | BAF-DW | OM00033193 |  | MECHANICAL | B-62 (2) | 24X24X2 (2) | NA | 3 | 460 | 30 | Electric | 3 | NA | NA | \Classifications\Building System Class\D30-HVAC Systems\D3040 - Distribution SYS\Air Handling Unit - AHU | 1012913
19-AX2 | 19-AX2 Van Nuys Courthouse West | 19-AX2-D3041-110-AHU16 | AIR HANDLER UNIT #71 (COLD DECK) | TWIN CITY BLOWER CO | 87-60477-5-5 | BAF-DW | OM00033190 |  | MECHANICAL | CX-96 | 24X24X2 (4) | NA | 3 | 460 | 30 | Electric | 3 | NA | NA | \Classifications\Building System Class\D30-HVAC Systems\D3040 - Distribution SYS\Air Handling Unit - AHU | 1012914
19-AX2 | 19-AX2 Van Nuys Courthouse West | 19-AX2-D3041-110-AHU17 | AIR HANDLER UNIT #72 (HOT DECK) | TWIN CITY BLOWER CO | 87-60477-3-6 | BAF-DW | OM00033191 |  | MECHANICAL ROOM | B-62 (2) | 24X24X2 (4) | NA | 3 | 460 | 30 | Electric | 3 | NA | NA | \Classifications\Building System Class\D30-HVAC Systems\D3040 - Distribution SYS\Air Handling Unit - AHU | 1012915
19-AX2 | 19-AX2 Van Nuys Courthouse West | 19-AX2-D3041-110-AHU18 | AIR HANDLER UNIT #81 (COLD DECK) | TWIN CITY BLOWER CO | 87-60477-5-6 | BAF-DW | OM00033188 |  | MECHANICAL ROOM | CX-96 (2) | 24X24X2 (4) | NA | 3 | 460 | 30 | Electric | 3 | NA | NA | \Classifications\Building System Class\D30-HVAC Systems\D3040 - Distribution SYS\Air Handling Unit - AHU | 1012916
19-AX2 | 19-AX2 Van Nuys Courthouse West | 19-AX2-D3041-110-AHU19 | AIR HANDLER UNIT #82 (HOT DECK) | TWIN CITY BLOWER CO | 87-60477-3-7 | BAF-DW | OM00033189 |  | MECHANICAL ROOM | B-62 | 24X24X2 (4) | NA | 3 | 460 | 30 | Electric | 3 | NA | NA | \Classifications\Building System Class\D30-HVAC Systems\D3040 - Distribution SYS\Air Handling Unit - AHU | 1012917
19-AX2 | 19-AX2 Van Nuys Courthouse West | 19-AX2-D3041-110-AHU20 | AIR HANDLER UNIT (COLD DECK) | TWIN CITY BLOWER CO | 87-60477-5-7 | BAF-DW | OM00033186 |  | MECHANICAL ROOM | CX-96 (2) | 24X24X2 (4) | NA | 3 | 460 | 30 | Electric | 3 | NA | NA | \Classifications\Building System Class\D30-HVAC Systems\D3040 - Distribution SYS\Air Handling Unit - AHU | 1012918
19-AX2 | 19-AX2 Van Nuys Courthouse West | 19-AX2-D3041-110-AHU21 | AIR HANDLER UNIT (HOT DECK) | TWIN CITY BLOWER CO | 87-60477-3-8 | BAF-DW | OM00033187 |  | MECHANICAL ROOM | B62 (2) | 24X24X12 (4) | NA | 3 | 460 | 30 | Electric | 3 | NA | NA | \Classifications\Building System Class\D30-HVAC Systems\D3040 - Distribution SYS\Air Handling Unit - AHU | 1012919
19-AX2 | 19-AX2 Van Nuys Courthouse West | 19-AX2-D3041-110-AHU22 | AIR HANDLER UNIT #22 (FILE ROOM) | PACO | NA | NA | OM00033311 |  | PENTHOUSE, MUNICIPAL COURT STORAGE | 3L420 | 24X24X2 | NA | DNA | DNA | DNA | Electric | DNA | NA | NA | \Classifications\Building System Class\D30-HVAC Systems\D3040 - Distribution SYS\Air Handling Unit - AHU | 1012920
19-AX2 | 19-AX2 Van Nuys Courthouse West | 19-AX2-D3041-110-AHU23 | AIR HANDLER UNIT #23 (FILE ROOM) | PACO | NA | NA | OM00033312 |  | PENTHOUSE FILE ROOM | 3L350 | 24X24X2 | NA | DNA | DNA | DNA | Electric | DNA | NA | NA | \Classifications\Building System Class\D30-HVAC Systems\D3040 - Distribution SYS\Air Handling Unit - AHU | 1012921
19-AX2 | 19-AX2 Van Nuys Courthouse West | 19-AX2-D3041-110-AHU24 | AIR HANDLER UNIT #24 (FILE ROOM) | PACO | NA | NA | OM00033217 |  | PENTHOUSE FILE ROOM | 3L320 | 24X24X2 | NA | DNA | DNA | DNA | Electric | DNA | NA | NA | \Classifications\Building System Class\D30-HVAC Systems\D3040 - Distribution SYS\Air Handling Unit - AHU | 1012922
19-AX2 | 19-AX2 Van Nuys Courthouse West | 19-AX2-D3041-110-AHU25 | AIR HANDLER UNIT #25 (COLD DECK) | TWIN CITY BLOWER CO | 87-60477-4-2 | BAF-DW | OM00033183 |  | PENTHOUSE | BX-90 | 24X24X2 | NA | 20 | 230 | DNA | Electric | 3 | NA | NA | \Classifications\Building System Class\D30-HVAC Systems\D3040 - Distribution SYS\Air Handling Unit - AHU | 1012923
19-AX2 | 19-AX2 Van Nuys Courthouse West | 19-AX2-D3041-110-AHU26 | AIR HANDLER UNIT #26 (HOT DECK) (CHILLED WATER) | TWIN CITY BLOWER CO | 176047725 | BAB-DW | OM00033184 |  | PENTHOUSE | BX62 (2) | 24X24X2 (2) & 12X24X2 (2) | NA | 7.5 | 460 | 30 | Electric | 3 | NA | NA | \Classifications\Building System Class\D30-HVAC Systems\D3040 - Distribution SYS\Air Handling Unit - AHU | 1012924
19-AX2 | 19-AX2 Van Nuys Courthouse West | 19-AX2-D3041-110-AHU27 | AIR HANDLER UNIT #111 | TWIN CITY BLOWER CO | 86-8571-1 | ODP | OM00033185 |  | PENTHOUSE NEAR ELEVATOR ROOM | B54 | 16X20X2 (4) | NA | 3 | 460 | 20 | Electric | 3 | NA | NA | \Classifications\Building System Class\D30-HVAC Systems\D3040 - Distribution SYS\Air Handling Unit - AHU | 1012925
19-AX2 | 19-AX2 Van Nuys Courthouse West | 19-AX2-D3041-110-AHU28 | AIR HANDLER UNIT #112 | TWIN CITY BLOWER CO | 86-8571-2 | SCF-2 | OM00033181 |  | NEAR ELEVATORS 5 & 6 | A44 | 12X24X2 & 14X24X2 | NA | 1.5 | 230/460 | DNA | Electric | 3 | NA | NA | \Classifications\Building System Class\D30-HVAC Systems\D3040 - Distribution SYS\Air Handling Unit - AHU | 1012926
19-AX2 | 19-AX2 Van Nuys Courthouse West | 19-AX2-D3041-110-AHU29 | AIR HANDLER UNIT #113 | TWIN CITY BLOWER CO | NA | NA | OM00033182 |  | ROOF NEAR ELEVATOR ROOM | AX44 | 16X25X2 & 20X25X2 | NA | 1.5 | 230/460 | DNA | Electric | 3 | NA | NA | \Classifications\Building System Class\D30-HVAC Systems\D3040 - Distribution SYS\Air Handling Unit - AHU | 1012927
19-AX2 | 19-AX2 Van Nuys Courthouse West | 19-AX2-D3042-220-EFN01 | EXHAUST FAN #5 (BELT DRIVEN) | BARRY BLOWERS | 86-5031 | 38491-0-6 | OM00033230 |  | ABOVE PENTHOUSE LEVEL | 4L-270 | NA | NA | 1/2 | 208/230 | 13.8 | Electric | 3 | NA | NA | \Classifications\Building System Class\D30-HVAC Systems\D3040 - Distribution SYS\Supply/Exhaust/Return fans- FAN | 1012928
19-AX2 | 19-AX2 Van Nuys Courthouse West | 19-AX2-D3042-220-EFN02 | EXHAUST FAN #6 (BELT DRIVEN) | BARRY BLOWER | 86-5030 | 38491-0-7 | OM00033229 |  | ABOVE PENTHOUSE LEVEL | 4L-270 | NA | NA | 1/2 | 208/230 | 13.8 | Electric | 3 | NA | NA | \Classifications\Building System Class\D30-HVAC Systems\D3040 - Distribution SYS\Supply/Exhaust/Return fans- FAN | 1012929
19-AX2 | 19-AX2 Van Nuys Courthouse West | 19-AX2-D3042-220-EFN03 | EXHAUST FAN (BELT DRIVEN) | BARRY BLOWER | 86-5027 | 38491-0-4 | OM00033228 |  | ABOVE PENTHOUSE LEVEL | A-87 | NA | NA | 1/2 | 208/230 | 13.8 | Electric | 3 | NA | NA | \Classifications\Building System Class\D30-HVAC Systems\D3040 - Distribution SYS\Supply/Exhaust/Return fans- FAN | 1012930
19-AX2 | 19-AX2 Van Nuys Courthouse West | 19-AX2-D3042-220-EFN04 | EXHAUST FAN #8 (BELT DRIVEN) | BARRY BLOWER | 86-5026 | 38491-0-3 | OM00033227 |  | ABOVE PENTHOUSE LEVEL | A-85 | NA | NA | 1/2 | 208/230 | 13.8 | Electric | 3 | NA | NA | \Classifications\Building System Class\D30-HVAC Systems\D3040 - Distribution SYS\Supply/Exhaust/Return fans- FAN | 1012931
19-AX2 | 19-AX2 Van Nuys Courthouse West | 19-AX2-D3042-220-EFN06 | EXHAUST FAN #6 (BELT DRIVEN) | GREENHECK | 86-103927 | BSQ-18-10 | OM00037753 |  | ABOVE PENTHOUSE LEVEL | A-33 | NA | NA | 1/2 | 208/230 | 13.8 | Electric | 3 | NA | NA | \Classifications\Building System Class\D30-HVAC Systems\D3040 - Distribution SYS\Supply/Exhaust/Return fans- FAN | 1012933
19-AX2 | 19-AX2 Van Nuys Courthouse West | 19-AX2-D3042-220-EFN07 | EXHAUST FAN #14 (BELT DRIVEN) | GREENHECK | 86-03937 | BSQ-24-50 | OM00033207 |  | PENTHOUSE CHILLER ROOM | A-74 | NA | NA | 1/2 | 208/230 | 13.8 | Electric | 3 | NA | NA | \Classifications\Building System Class\D30-HVAC Systems\D3040 - Distribution SYS\Supply/Exhaust/Return fans- FAN | 1012934
19-AX2 | 19-AX2 Van Nuys Courthouse West | 19-AX2-D3042-220-EFN08 | EXHAUST FAN #8 (BELT DRIVEN) | GREENHECK | 861-03930 | BSQ-10-4 | OM00033297 |  | PENTHOUSE MICROWAVE ROOM | DNA | NA | NA | DNA | DNA | DNA | Electric | DNA | NA | NA | \Classifications\Building System Class\D30-HVAC Systems\D3040 - Distribution SYS\Supply/Exhaust/Return fans- FAN | 1012935
19-AX2 | 19-AX2 Van Nuys Courthouse West | 19-AX2-G3063-100-DAT01 | Diesel Fuel Day Tank #1 (25 Gallon) | PRYCO | 0175928 | PY-25UL CLA | OM00033349 |  | FIRE PUMP ROOM | NA | NA | NA | 1/3 | 115 | 6.6 | Diesel | 1 | NA | NA | \Classifications\Building System Class\G30-Site Mechanical Utilities\G3060 - Fuel Distribution\Tank, Fuel Storage Day - DAT | 1012936
19-AX2 | 19-AX2 Van Nuys Courthouse West | 19-AX2-G3063-100-DAT02 | Diesel Fuel Day Tank #2 (25 Gallon) | PRYCO | NA | NA | OM00033350 |  | FIRE PUMP ROOM | NA | NA | NA | 1/3 | 115 | 6.6 | Diesel | 1 | NA | NA | \Classifications\Building System Class\G30-Site Mechanical Utilities\G3060 - Fuel Distribution\Tank, Fuel Storage Day - DAT | 1012937
19-AX2 | 19-AX2 Van Nuys Courthouse West | 19-AX2-G3063-100-DAT03 | Diesel Fuel Day Tank #3 (25 Gallon) | PRYCO | NA | NA | OM00033351 |  | FIRE PUMP ROOM | NA | NA | NA | 1/3 | 115 | 6.6 | Diesel | 1 | NA | NA | \Classifications\Building System Class\G30-Site Mechanical Utilities\G3060 - Fuel Distribution\Tank, Fuel Storage Day - DAT | 1012938
19-AX2 | 19-AX2 Van Nuys Courthouse West | 19-AX2-G3063-100-DAT04 | Diesel Fuel Day Tank (25 Gallon) | PRYCO | 0564782 | PY-50 CLA | OM00033343 |  | GENERATOR ROOM | NA | NA | NA | 1/3 | 115 | 6.6 | Diesel | 1 | NA | NA | \Classifications\Building System Class\G30-Site Mechanical Utilities\G3060 - Fuel Distribution\Tank, Fuel Storage Day - DAT | 1012939
19-AX2 | 19-AX2 Van Nuys Courthouse West | 19-AX2-D3090-114-CMP01 | Compressor, Control Air (Room 106) | INGERSOL RAND | 7061786 | 15TA15 | OM00033216 |  | PENTHOUSE CHILLER ROOM | C-96 | DNA | NA | 15 | 230/460 | 37.4/18.7 | Electric | 3 | NA | NA | \Classifications\Building System Class\D30-HVAC Systems\D3090 - Other HVAC Systems and Equipment\Air Compressor - CMP | 1012941
19-AX2 | 19-AX2 Van Nuys Courthouse West | 19-AX2-D3090-114-CMP02 | Compressor, Control Air (Room 106) | INGERSOLL RAND | 30T605634 | NA | OM00033305 |  | PENTHOUSE CHILLER ROOM | C-96 | DNA | NA | 15 | 230/460 | 37.4/18.7 | Electric | 3 | NA | NA | \Classifications\Building System Class\D30-HVAC Systems\D3090 - Other HVAC Systems and Equipment\Air Compressor - CMP | 1012942
19-AX2 | 19-AX2 Van Nuys Courthouse West | 19-AX2-D4010-150-FMS01 | FIRE SYSTEM STAND PIPE #1 | NA | NA | NA | OM00033327 |  | EAST OF BUILDING CURB SIDE | NA | NA | NA | NA | NA | NA | NA | NA | NA | NA | \Classifications\Building System Class\D40-Fire Protection SYS\D4010 - Sprinkler SYS\Fire Systems, stand pipes - FMS | 1012943
19-AX2 | 19-AX2 Van Nuys Courthouse West | 19-AX2-D2023-100-BFP01 | BACKFLOW PREVENTER, Chiller #1 | FEBCO | H02077 | 825-Y 1" | OM00036691 | OW0209916-FA0234843-BD0002763-02077-FEBRUARY | PENTHOUSE CHILLER ROOM, Cooling Water (LAPHD FORM REQUIRED) | NA | NA | NA | NA | NA | NA | NA | NA | NA | NA | \Classifications\Building System Class\D20-Plumbing\D2020 - Domestic Water\Backflow Preventer - BFP | 1012944
19-AX2 | 19-AX2 Van Nuys Courthouse West | 19-AX2-D2023-100-BFP02 | BACKFLOW PREVENTER #2 (MAKEUP H2O COOLING TWR 4") | FEBCO | 110110748 | 860 | OM00033224 |  | PENTHOUSE BESIDE COOLING TOWERS | NA | NA | NA | NA | NA | NA | NA | NA | NA | NA | \Classifications\Building System Class\D20-Plumbing\D2020 - Domestic Water\Backflow Preventer - BFP | 1012945
19-AX2 | 19-AX2 Van Nuys Courthouse West | 19-AX2-D2023-100-BFP04 | BACKFLOW PREVENTER, Irrigation #4 (1.5 INCH) | FEBCO | R2455 | 825Y | OM00033329 | 29457-23903-NEW Blank FORM 6/2015 | EAST IN FRONT OF SHERRIFF BUILDING, Planer Between old and new courthouse (LAPHD FORM REQUIRED) | NA | NA | NA | NA | NA | NA | NA | NA | NA | NA | \Classifications\Building System Class\D20-Plumbing\D2020 - Domestic Water\Backflow Preventer - BFP | 1012947
19-AX2 | 19-AX2 Van Nuys Courthouse West | 19-AX2-D2023-100-BFP07 | BACKFLOW PREVENTER #7 (8 INCH) | WATTS | 624878 | 909M1 | OM00033788 |  | EAST OF BUILDING IN FRONT OF SHERRIFFS BUILDING | NA | NA | NA | NA | NA | NA | NA | NA | NA | NA | \Classifications\Building System Class\D20-Plumbing\D2020 - Domestic Water\Backflow Preventer - BFP | 1012950
19-AX2 | 19-AX2 Van Nuys Courthouse West | 19-AX2-D4022-210-JPM01 | JOCKEY FIRE PUMP | JOCKEY PUMP CONTROLLER | EJ-875863 | M10A-5-460 | OM00033252 |  | FIRE PUMP ROOM | NA | NA | NA | 1/2 | 208/230 | 14 | Electric | 3 | NA | NA | \Classifications\Building System Class\D40-Fire Protection SYS\D4020 - Stand Pipe\Jockey Pump - JPM | 1012953
19-AX2 | 19-AX2 Van Nuys Courthouse West | 19-AX2-D4022-250-PFD01 | PUMP, FIRE ENGINE DRIVEN #1 | METRON/DETROIT DIESEL | 44542 | JB | OM00033863 | Permit # G35263 A/N 570940¦16VF006793 | BASEMENT | DNA | BF 592 | NA | 1094 | 120 | DNA | Diesel | DNA | NA | NA | \Classifications\Building System Class\D40-Fire Protection SYS\D4020 - Stand Pipe\Pump,Fire,Diesel Engine Driven - PFD | 1012954
19-AX2 | 19-AX2 Van Nuys Courthouse West | 19-AX2-D4022-250-PFD02 | PUMP, FIRE ENGINE DRIVEN #2 | METRON/DETROIT DEISEL | 44542A | JB | OM00033864 | Permit # G35264 A/N 574011 | FIRE PUMP ROOM | DNA | BF 592 | NA | 1093 | 120 | DNA | Diesel | DNA | NA | NA | \Classifications\Building System Class\D40-Fire Protection SYS\D4020 - Stand Pipe\Pump,Fire,Diesel Engine Driven - PFD | 1012955
19-AX2 | 19-AX2 Van Nuys Courthouse West | 19-AX2-D4031-100-FEX150 | FIRE EXTINGUISHERS (150) | NA | NA | NA | OM00033259 |  | THROUGHOUT BUILDING | NA | NA | NA | NA | NA | NA | NA | NA | NA | NA | \Classifications\Building System Class\D40-Fire Protection SYS\D4030 - FIRE SPEC\Fire Extinguisher - FEX | 1012956
19-AX2 | 19-AX2 Van Nuys Courthouse West | 19-AX2-D5010-200-ESD01 | MAIN ELECTRICAL PANEL | RSE-SIERRA | NA | NA | OM00033250 |  | ELECTRICAL ROOM | NA | NA | NA | NA | 4160 | 600 | Electric | 3 | NA | NA | \Classifications\Building System Class\D50-Electrical SYS\D5010 - Elec Service & Dist\Electical Service and Distribution - ESD | 1012957
19-AX2 | 19-AX2 Van Nuys Courthouse West | 19-AX2-D5010-200-ESD02 | MAIN ELECTRICAL PANEL | RES-SIERRA | NA | NA | OM00033298 |  | ELECTRICAL ROOM | NA | NA | NA | NA | 480 | 800 | Electric | 3 | NA | NA | \Classifications\Building System Class\D50-Electrical SYS\D5010 - Elec Service & Dist\Electical Service and Distribution - ESD | 1012958
19-AX2 | 19-AX2 Van Nuys Courthouse West | 19-AX2-D5010-200-ESD07 | MAIN ELECTRICAL SWITCHGEAR (OVER 500 VOLTS) | RSE-SIERRA | 49400 | NA | OM00033249 |  | ELECTRICAL ROOM | NA | NA | NA | NA | 277/480 | 1600 | Electric | 3 | NA | NA | \Classifications\Building System Class\D50-Electrical SYS\D5010 - Elec Service & Dist\Electical Service and Distribution - ESD | 1012959
19-AX2 | 19-AX2 Van Nuys Courthouse West | 19-AX2-D5010-234-ATS01 | ELECTRICAL, AUTOMATIC TRANSFER SWITCH | RSE-SIERRA | 10-13-86C | 4810-12 | OM00033299 |  | ELECTRICAL ROOM | NA | NA | NA | NA | 480 | 1200 | Electric | 3 | NA | NA | \Classifications\Building System Class\D50-Electrical SYS\D5010 - Elec Service & Dist\Automatic Transfer Switch - ATS | 1012960
19-AX2 | 19-AX2 Van Nuys Courthouse West | 19-AX2-D5010-200-ESD05 | ELECTRICAL SWITCHBOARD #1 (UNDER 560 VOLTS) | RSE-SIERRA | 4810-11 | 10-13-86C | OM00033245 |  | ELECTRICAL ROOM | NA | NA | NA | NA | 208/120 | 800 | Electric | 3 | NA | NA | \Classifications\Building System Class\D50-Electrical SYS\D5010 - Elec Service & Dist\Electical Service and Distribution - ESD | 1012961
19-AX2 | 19-AX2 Van Nuys Courthouse West | 19-AX2-D5010-200-ESD06 | ELECTRICAL SWITCHBOARD #2 (UNDER 560 VOLTS) | RSE-SIERRA | 1810-17 | 10-27-86-C | OM00033246 |  | ELECTRICAL ROOM | NA | NA | NA | NA | 208/120 | 800 | Electric | 3 | NA | NA | \Classifications\Building System Class\D50-Electrical SYS\D5010 - Elec Service & Dist\Electical Service and Distribution - ESD | 1012962
19-AX2 | 19-AX2 Van Nuys Courthouse West | 19-AX2-D5011-240-TRN01 | ELECTRIC TRANSFORMER #1 | MGM TRANSFORMER CO | 8603-225Y-600-2 | HT225A3B2 | OM00033243 |  | ELECTRICAL ROOM | NA | NA | NA | NA | 480 | 225 | Electric | 3 | NA | NA | \Classifications\Building System Class\D50-Electrical SYS\D5010 - Elec Service & Dist\Transformer - TRN | 1012963
19-AX2 | 19-AX2 Van Nuys Courthouse West | 19-AX2-D5011-240-TRN02 | ELECTRICAL TRANSFORMER #2 | MGM TRANSFORMER CO | 8603-225Y-600-1 | HT225A3B2 | OM00033244 |  | ELECTRICAL ROOM | NA | NA | NA | NA | 480 | 225 | Electric | 3 | NA | NA | \Classifications\Building System Class\D50-Electrical SYS\D5010 - Elec Service & Dist\Transformer - TRN | 1012964
19-AX2 | 19-AX2 Van Nuys Courthouse West | 19-AX2-D5036-200-CSY01 | CLOCK SYSTEMS | SIMPLEX | NA | 2350 | OM00033248 |  | ELECTRICAL ROOM | NA | NA | NA | NA | 110 | DNA | Electric | NA | NA | NA | \Classifications\Building System Class\D50-Electrical SYS\D5030 - Comm & Security\Clock Systems - CSY | 1012965
19-AX2 | 19-AX2 Van Nuys Courthouse West | 19-AX2-D5092-210-GEN01 | GENERATOR, EMERGENCY | DETROIT DIESEL | 6H05713 | 81637405 | OM00033341 | Permit # G35262 A/N 570939 | GENERATOR ROOM | NA | NA | NA | 1094 | 480 | 1127.6 | Diesel | 3 | NA | NA | \Classifications\Building System Class\D50-Electrical SYS\D5090 - Elec SYS\Emergency Generator - GEN | 1012967
19-AX2 | 19-AX2 Van Nuys Courthouse West | 19-AX2-D5092-250-EML120 | EMERGENCY LIGHTING (45) & EXIT (75) | NA | NA | NA | OM00033255 |  | THROUGHOUT BUILDING | NA | NA | NA | NA | 110 | NA | Electric | NA | NA | NA | \Classifications\Building System Class\D50-Electrical SYS\D5090 - Elec SYS\Emergency And Exit Lighting - EML | 1012969
19-AX2 | 19-AX2 Van Nuys Courthouse West | 19-AX2-E1033-310-DLR01 | DOCK LEVELER #1 | KELLEY | A030058 | M608W | OM00033480 |  | LOADING DOCK | NA | NA | NA | DNA | DNA | DNA | Electric | DNA | NA | NA | \Classifications\Building System Class\E10-Equipment\E1030 - Vehicular Equipment\Loading Dock Equipment - DLR | 1012970
19-AX2 | 19-AX2 Van Nuys Courthouse West | 19-AX2-E1033-310-DLR02 | DOCK LEVELER #2 | KELLEY | A030057 | M608W | OM00033787 |  | LOADING DOCK | NA | NA | NA | DNA | DNA | DNA | DNA | DNA |  | NA | \Classifications\Building System Class\E10-Equipment\E1030 - Vehicular Equipment\Loading Dock Equipment - DLR | 1012971
19-AX2 | 19-AX2 Van Nuys Courthouse West | 19-AX2-G3010-210-PWT01 | TANK, POTABLE WATER STORAGE #1 | WESSES TANK COMPANY | 218106 | NA | OM00033307 |  | PENTHOUSE CHILLER ROOM | NA | NA | NA | NA | NA | NA | NA | NA | NA | NA | \Classifications\Building System Class\G30-Site Mechanical Utilities\G3010 - Water Supply\Potable Water Storage Tank - PWT | 1012972
19-AX2 | 19-AX2 Van Nuys Courthouse West | 19-AX2-G3010-210-PWT02 | TANK, POTABLE WATER STORAGE #2 | NA | NA | NA | OM00033310 |  | PENTHOUSE CHILLER ROOM | NA | NA | NA | NA | NA | NA | NA | NA | NA | NA | \Classifications\Building System Class\G30-Site Mechanical Utilities\G3010 - Water Supply\Potable Water Storage Tank - PWT | 1012973
19-AX2 | 19-AX2 Van Nuys Courthouse West | 19-AX2-G2050-200-LSC01 | LANDSCAPING | NA | NA | NA | OM00033254 |  | GROUNDS | NA | NA | NA | NA | NA | NA | NA | NA | NA | NA | \Classifications\Building System Class\G20-Other Systems\G2050 - Landscaping\Landscaping - LSC | 1012975
19-AX2 | 19-AX2 Van Nuys Courthouse West | 19-AX2-D5092-250-ELT40 | LIGHTING, EXTERIOR (40) | NA | NA | NA | OM00033256 |  | EXTERIOR AROUND BUILDING | NA | NA | NA | NA | 220-277 | DNA | Electric | DNA | NA | NA | \Classifications\Building System Class\D50-Electrical SYS\D5090 - Elec SYS\Exterior Lighting - ELT | 1012976
19-AX2 | 19-AX2 Van Nuys Courthouse West | 19-AX2-G2049-300-HSC01 | HARDSCAPE | NA | NA | NA | OM00033257 |  | GROUNDS | NA | NA | NA | NA | NA | NA | NA | NA | NA | NA | \Classifications\Building System Class\G20-Other Systems\G2040 - Site Development\Hardscape - HSC | 1012977
19-AX2 | 19-AX2 Van Nuys Courthouse West | 19-AX2-D5037-710-FAP01 | Fire Alarm Panel | PYROTRONICS | NA | XL3 | OM00036445 |  | West side | NA | NA | NA | NA | DNA | DNA | Electric | DNA | NA | NA | \Classifications\Building System Class\D50-Electrical SYS\D5030 - Comm & Security\Fire Alarm Panel - FAP | 1012978
19-AX2 | 19-AX2 Van Nuys Courthouse West | 19-AX2-D2017-100-SHW01 | EYE WASH STATION | HAWS | NA | 8300 | OM00033205 |  | PENTHOUSE ROOM P106 | NA | NA | NA | NA | NA | NA | NA | NA | NA | NA | \Classifications\Building System Class\D20-Plumbing\D2010 - Plumb Fix\Showers - SHW | 1015297
19-AX2 | 19-AX2 Van Nuys Courthouse West | 19-AX2-D2023-310-HWP01 | PUMP, DOMESTIC HOT WATER CIRCULATING #1 | GRUNDFOS | NA | NA | OM00033236 |  | PENTHOUSE BOILER ROOM | NA | NA | NA | 1/2 | 115 | 1.7 | Electric | 1 | NA | NA | \Classifications\Building System Class\D20-Plumbing\D2020 - Domestic Water\Domestic Hot Water Circulating Pump - HWP | 1015486
19-AX2 | 19-AX2 Van Nuys Courthouse West | 19-AX2-D2023-310-HWP02 | PUMP, DOMESTIC HOT WATER CIRCULATING #2 | BELL & GOSSETT | 106513/G30 | LR158 | OM00033240 |  | PENTHOUSE WATER HEATER ROOM | NA | NA | NA | 1/2 | 115 | 1.7 | Electric | 1 | NA | NA | \Classifications\Building System Class\D20-Plumbing\D2020 - Domestic Water\Domestic Hot Water Circulating Pump - HWP | 1015487
19-AX2 | 19-AX2 Van Nuys Courthouse West | 19-AX2-D2023-310-WBS01 | PUMP, DOMESTIC WATER BOOSTER SYSTEM #1 | NIBCO | NA | B584-844 | OM00033354 |  | WATER PUMP ROOM, Basement | NA | NA | NA | 1/2 | 208/230 | 13.2 | Electric | 3 | NA | NA | \Classifications\Building System Class\D20-Plumbing\D2020 - Domestic Water\Domestic Water Booster System - WBS | 1015488
19-AX2 | 19-AX2 Van Nuys Courthouse West | 19-AX2-D2023-310-WBS02 | PUMP, DOMESTIC WATER BOOSTER SYSTEM #2 | NIBCO | NA | B584-844 | OM00033355 |  | WATER PUMP ROOM, Basement | NA | NA | NA | 1/2 | 208/230 | 13.2 | Electric | 3 | NA | NA | \Classifications\Building System Class\D20-Plumbing\D2020 - Domestic Water\Domestic Water Booster System - WBS | 1015489
19-AX2 | 19-AX2 Van Nuys Courthouse West | 19-AX2-D2023-310-WBS03 | PUMP, DOMESTIC WATER BOOSTER SYSTEM #3 | GOULD PUMPS | NA | ISVBK3 (CATALOG#) | OM00033356 |  | WATER PUMP ROOM, Basement | NA | NA | NA | 1 | 208/230 | 3.4 | Electric | 3 | NA | NA | \Classifications\Building System Class\D20-Plumbing\D2020 - Domestic Water\Domestic Water Booster System - WBS | 1015490
19-AX2 | 19-AX2 Van Nuys Courthouse West | 19-AX2-D3020-100-HET01 | HEATER WATER EXPANSION TANK #1 (DEARATOR, 23 GALLONS) | TEEL | NA | 3GVU1 | OM00033231 |  | PENTHOUSE BOILER ROOM | NA | NA | NA | NA | NA | NA | NA | NA | NA | NA | \Classifications\Building System Class\D30-HVAC Systems\D3020 - Heat SYS\Heater Water Expansion Tank - HET | 1015491
19-AX2 | 19-AX2 Van Nuys Courthouse West | 19-AX2-D3020-100-HET02 | HEATER WATER EXPANSION TANK #2 | SANTA FE TANK HEAT CO | NA | NA | OM00033232 |  | PENTHOUSE BOILER ROOM | NA | NA | NA | NA | NA | NA | NA | NA | NA | NA | \Classifications\Building System Class\D30-HVAC Systems\D3020 - Heat SYS\Heater Water Expansion Tank - HET | 1015492
19-AX2 | 19-AX2 Van Nuys Courthouse West | 19-AX2-D3020-100-HET03 | HEATER WATER EXPANSION TANK #3 | NA | NA | NA | OM00033289 |  | BOILER ROOM | NA | NA | NA | NA | NA | NA | NA | NA | NA | NA | \Classifications\Building System Class\D30-HVAC Systems\D3020 - Heat SYS\Heater Water Expansion Tank - HET | 1015493
19-AX2 | 19-AX2 Van Nuys Courthouse West | 19-AX2-D3031-130-CLR02 | CHILLER, WATER COOLED #2 | TRANE | L86J40873 | CVHE-071NAL-2TB2525EDEMC11CEC000041U000 | OM00033309 |  | PENTHOUSE | NA | NA | R-11 | DNA | 480 | 60 | Electric | 3 | DNA | DNA | \Classifications\Building System Class\D30-HVAC Systems\D3030 - Cooling SYS\Chiller, Water Cooled - CLR | 1015600
19-AX2 | 19-AX2 Van Nuys Courthouse West | 19-AX2-D4094-450-SFM01 | HALON FIRE EXTINGUISHING SYSTEM #1 (1301) | ANSUL FIRE MANUFACTURING | NA | 2000 | OM00036687 |  | EXIBIT ROOM, WEST SIDE | NA | NA | NA | NA | NA | NA | DNA | NA | DNA | DNA | \Classifications\Building System Class\D40-Fire Protection SYS\D4090 - Other Fire Protection Systems\Fire Suppression, Gaseous - SFM | 1015647
19-AX2 | 19-AX2 Van Nuys Courthouse West | 19-AX2-D4094-450-SFM02 | HALON FIRE EXTINGUISHING SYSTEM #2 (1301) | ANSUL FIRE MANUFACTURING | 49511 | 1301 | OM00036690 |  | PENTHOUSE MICROWAVE ROOM | NA | NA | NA | NA | NA | NA | DNA | NA | DNA | DNA | \Classifications\Building System Class\D40-Fire Protection SYS\D4090 - Other Fire Protection Systems\Fire Suppression, Gaseous - SFM | 1015648
19-AX2 | 19-AX2 Van Nuys Courthouse West | 19-AX2-D4094-450-SFM03 | HALON FIRE EXTINGUISHING SYSTEM #3 (1301) | ANSUL FIRE MANUFACTURING | NA | 2000 | OM00036689 |  | GROUND FLOOR MAIN COMMUNITCATION ROOM | NA | NA | NA | NA | NA | NA | DNA | NA | DNA | DNA | \Classifications\Building System Class\D40-Fire Protection SYS\D4090 - Other Fire Protection Systems\Fire Suppression, Gaseous - SFM | 1015649
19-AX2 | 19-AX2 Van Nuys Courthouse West | 19-AX2-D2040-100-PSU01 | PUMP, SUMP #1 | WELL PUMP CO | 277-344 | 4-220614-7-1/2 | OM00033352 |  | WEST END OF BASEMENT, NEXT TO WOMAN'S LOCKER | NA | NA | NA | 5 | 480 | 6.5 | Electric | 3 | NA | NA | \Classifications\Building System Class\D20-Plumbing\D2040 - Rain Drain\Sump Pump - PSU | 1015695
19-AX2 | 19-AX2 Van Nuys Courthouse West | 19-AX2-D2040-100-PSU02 | PUMP, SUMP #2 | WELL PUMP CO | 299-300 | 4-2207145-5 | OM00033353 |  | WEST END OF BASEMENT, NEXT TO WOMAN'S LOCKER | NA | NA | NA | 5 | 480 | 6.5 | Electric | 3 | NA | NA | \Classifications\Building System Class\D20-Plumbing\D2040 - Rain Drain\Sump Pump - PSU | 1015696
19-AX2 | 19-AX2 Van Nuys Courthouse West | 19-AX2-D2030-410-PMS01 | SEWAGE EJECTOR PUMP | NA | NA | NA | OM00033477 |  | WEST END OF BASEMENT, NEXT TO WOMAN'S LOCKER | NA | NA | NA | 5 | 480 | 6.5 | Electric | 3 | NA | NA | \Classifications\Building System Class\D20-Plumbing\D2030 - Sani Waste\Sewage Ejector Pump - PMS | 1015697
19-AX2 | 19-AX2 Van Nuys Courthouse West | 19-AX2-D2030-410-PMS02 | SEWAGE EJECTOR PUMP | NA | NA | NA | OM00037803 |  | WEST END OF BASEMENT, NEXT TO WOMAN'S LOCKER | NA | NA | NA | 5 | 480 | 6.5 | Electric | 3 | NA | NA | \Classifications\Building System Class\D20-Plumbing\D2030 - Sani Waste\Sewage Ejector Pump - PMS | 1015698
19-AX2 | 19-AX2 Van Nuys Courthouse West | 19-AX2-D2023-100-BFP10 | Backflow Preventer, Boiler ByPass | Watts | 3421 | 009 1" | Dummy Asset Created via Notice | 13737-23903-13858 | Boiler By Pas Card #3 (LAPHD FORM REQUIRED) | [10 empty] | \Classifications\Building System Class\D20-Plumbing\D2020 - Domestic Water\Backflow Preventer - BFP | 1015906
19-AX2 | 19-AX2 Van Nuys Courthouse West | 19-AX2-D2023-100-BFP12 | Backflow Preventer, Humidifer BFP12 | Febco | L1097 | 825-Y 3/4" | OM00036853 | OW0209916-FA0234843-BD0040252-L-1097-FEBRUARY | Fan Room P-111, Humidifier Backflow (LAPHD FORM REQUIRED) | [10 empty] | \Classifications\Building System Class\D20-Plumbing\D2020 - Domestic Water\Backflow Preventer - BFP | 1015908
19-AX2 | 19-AX2 Van Nuys Courthouse West | 19-AX2-D2023-100-BFP17 | BACKLFOW PREVENTER #17 (COMPUTER RM) | FEBCO | K9158 | 825Y | OM00036855 |  | 1st Floor, COMPUTER ROOM | NA | NA | NA | NA | NA | NA | NA | NA | NA | NA | \Classifications\Building System Class\D20-Plumbing\D2020 - Domestic Water\Backflow Preventer - BFP | 1016024
19-AX2 | 19-AX2 Van Nuys Courthouse West | 19-AX2-D3041-230-RFN01 | FAN, RETURN #1 (BASEMENT MECH RM) | BARRY BLOWER | 865C32 | 38491-0-8 | OM00035833 |  | BASEMENT MECH ROOM | AMERICAN PWR (2) | NA | NA | 3 | 480 | 4.5 | ELECTRIC | 3 | NA | NA | \Classifications\Building System Class\D30-HVAC Systems\D3040 - Distribution SYS\Supply/Exhaust/Return fans- FAN | 1016148
19-AX2 | 19-AX2 Van Nuys Courthouse West | 19-AX2-D3041-230-RFN02 | RETURN FAN #21 | BARRY BLOWER | 86-5034 | 38491-0-11 | OM00035829 |  | 2ND FLOOR MECH ROOM 221 | A83 (2) | NA | NA | 10 | 480 | 13.5 | ELECTRIC | 3 | NA | NA | \Classifications\Building System Class\D30-HVAC Systems\D3040 - Distribution SYS\Supply/Exhaust/Return fans- FAN | 1016149
19-AX2 | 19-AX2 Van Nuys Courthouse West | 19-AX2-D3041-230-RFN03 | RETURN FAN #11 | BARRY BLOWER | 86-5033 | 38491-0-10 | OM00035830 |  | 2ND FLOOR MECH ROOM 226 | BP78 (2) | NA | NA | 7.5 | 480 | 10.8 | ELECTRIC | 3 | NA | NA | \Classifications\Building System Class\D30-HVAC Systems\D3040 - Distribution SYS\Supply/Exhaust/Return fans- FAN | 1016150
19-AX2 | 19-AX2 Van Nuys Courthouse West | 19-AX2-D3041-230-RFN04 | FAN, RETURN #4 (RM 326) | BARRY BLOWER | 86-5035 | 330AFCCW | OM00035828 |  | 3RD FLOOR ROOM 326 | A83 (2) | NA | NA | 10 | 480 | 13.5 | ELECTRIC | 3 | NA | NA | \Classifications\Building System Class\D30-HVAC Systems\D3040 - Distribution SYS\Supply/Exhaust/Return fans- FAN | 1016151
19-AX2 | 19-AX2 Van Nuys Courthouse West | 19-AX2-D3041-230-RFN05 | RETURN FAN #41 | BARRY BLOWER | 86-5036 | 38491-0-13 | OM00035827 |  | 4TH FLOOR ROOM 426 | A83 (2) | NA | NA | 7.5 | 480 | 10.8 | ELECTRIC | 3 | NA | NA | \Classifications\Building System Class\D30-HVAC Systems\D3040 - Distribution SYS\Supply/Exhaust/Return fans- FAN | 1016152
19-AX2 | 19-AX2 Van Nuys Courthouse West | 19-AX2-D3041-230-RFN06 | RETURN FAN #51 | BARRY BLOWER | 86-5037 | 38491-0-14 | OM00035826 |  | 5TH FLOOR ROOM 528 | A83 (2) | NA | NA | 10 | 480 | 13.5 | ELECTRIC | 3 | NA | NA | \Classifications\Building System Class\D30-HVAC Systems\D3040 - Distribution SYS\Supply/Exhaust/Return fans- FAN | 1016153
19-AX2 | 19-AX2 Van Nuys Courthouse West | 19-AX2-D3041-230-RFN07 | RETURN FAN #61 | BARRY BLOWER | 86-5038 | 38491-0-14 | OM00035825 |  | 6TH FLOOR ROOM 628 | A83 (2) | NA | NA | 10 | 480 | 13.5 | ELECTRIC | 3 | NA | NA | \Classifications\Building System Class\D30-HVAC Systems\D3040 - Distribution SYS\Supply/Exhaust/Return fans- FAN | 1016154
19-AX2 | 19-AX2 Van Nuys Courthouse West | 19-AX2-D3041-230-RFN08 | RETURN FAN #71 | BARRY BLOWER | 86-5039 | 38491-0-14 | OM00035824 |  | 7TH FLOOR ROOM 728 | A83 (2) | NA | NA | 10 | 480 | 13.5 | ELECTRIC | 3 | NA | NA | \Classifications\Building System Class\D30-HVAC Systems\D3040 - Distribution SYS\Supply/Exhaust/Return fans- FAN | 1016155
19-AX2 | 19-AX2 Van Nuys Courthouse West | 19-AX2-D3041-230-RFN09 | RETURN FAN #81 | BARRY BLOWER | 86-5040 | 38491-0-14 | OM00035823 |  | 8TH FLOOR ROOM 828 | A83 (2) | NA | NA | 10 | 480 | 13.5 | ELECTRIC | 3 | NA | NA | \Classifications\Building System Class\D30-HVAC Systems\D3040 - Distribution SYS\Supply/Exhaust/Return fans- FAN | 1016156
19-AX2 | 19-AX2 Van Nuys Courthouse West | 19-AX2-D3041-230-RFN10 | RETURN FAN #91 | BARRY BLOWER | 86-5041 | 38491-0-14 | OM00035822 |  | 9TH FLOOR ROOM 928 | A83 (2) | NA | NA | 10 | 480 | 13.5 | ELECTRIC | 3 | NA | NA | \Classifications\Building System Class\D30-HVAC Systems\D3040 - Distribution SYS\Supply/Exhaust/Return fans- FAN | 1016157
19-AX2 | 19-AX2 Van Nuys Courthouse West | 19-AX2-D3041-230-RFN11 | RETURN FAN #11 | BARRY BLOWER | 86-5042 | 38491-0-15 | OM00035821 |  | PENTHOUSE RM P116 | AMERICAN PWR (2) | NA | NA | 7.5 | 480 | 10.8 | ELECTRIC | 3 | NA | NA | \Classifications\Building System Class\D30-HVAC Systems\D3040 - Distribution SYS\Supply/Exhaust/Return fans- FAN | 1016158
19-AX2 | 19-AX2 Van Nuys Courthouse West | 19-AX2-D3050-250-ACU02 | AIR CONDITIONING #2 (PENTHOUSE P-111) | POMONA AIR | 3865380 | WC200-404-6 | OM00035653 |  | PENTHOUSE RM P111 | NA | NA | R-22 | DNA | 480 | 13.4 | ELECTRIC | 3 | NA | NA | \Classifications\Building System Class\D30-HVAC Systems\D3050 - Package SYS\Air Conditioning,Split System - ACU | 1016159
19-AX2 | 19-AX2 Van Nuys Courthouse West | 19-AX2-D3042-220-EFN09 | EXHAUST FAN #9 | GREEN HECK | 86L03935 | BSQ-8-4 | OM00053823 |  | ROOF | 4L420 (1) | NA | NA | 1/4 | 110 | DNA | ELECTRIC | 1 | NA | NA | \Classifications\Building System Class\D30-HVAC Systems\D3040 - Distribution SYS\Supply/Exhaust/Return fans- FAN | 1016171
19-AX2 | 19-AX2 Van Nuys Courthouse West | 19-AX2-C1020-110-FRD01 | DOOR, ROLLUP #4 (BASEMENT CAFETERIA) | MCKEEN DOOR CO | 1-25130 | KINNEAR FIRE DOOR | OM00035670 |  | BASEMENT CAFETERIA | NA | NA | NA | 1/2 | 240 | 2.4 | ELECTRIC | 3 | NA | NA | \Classifications\Building System Class\C10-General Building Interior\C1020 - Fire Doors\Fire Doors - FRD | 1016172
19-AX2 | 19-AX2 Van Nuys Courthouse West | 19-AX2-B2034-400-DOH05 | DOOR, ROLLUP #5, BUS BAY WEST (EXIT) | LAWRENCE ROLLUP DOORS INC | 103584 | GH1023L4 | OM00033332 |  | BUS BAY | NA | NA | NA | DNA | 240 | 3 | ELECTRIC | 3 | NA | NA | \Classifications\Building System Class\B20-General Building Exterior\B2030 - Exterior Doors\Door,Overhead-Shutter,Manual,Elec,Roll-up - DOH | 1016174
19-AX2 | 19-AX2 Van Nuys Courthouse West | 19-AX2-D3042-220-EFN10 | EXHAUST FAN #16 (2ND FLOOR) | GREEN HECK | 86L03931 | BSQ-14-10 | OM00035831 |  | MECH ROOM RETURN FAN ROOM | 4L510 (1) | NA | NA | 1 | 480 | DNA | ELECTRIC | 3 | NA | NA | \Classifications\Building System Class\D30-HVAC Systems\D3040 - Distribution SYS\Supply/Exhaust/Return fans- FAN | 1016176
19-AX2 | 19-AX2 Van Nuys Courthouse West | 19-AX2-D5010-234-ATS02 | ELECTRICAL, TRANSFER SWITCH #2 (ROOF COOLING TWR) | RSE SIERRA | 10-13-86C | 4810-16 | OM00035659 |  | ROOF NEAR COOLING TOWERS | NA | NA | NA | NA | 240 | 600 | ELECTRIC | 3 | NA | NA | \Classifications\Building System Class\D50-Electrical SYS\D5010 - Elec Service & Dist\Automatic Transfer Switch - ATS | 1016177
19-AX2 | 19-AX2 Van Nuys Courthouse West | 19-AX2-D3041-210-SFN01 | FAN, SUPPLY #6 | BARRY BLOWER | 86-5C25 | 365TUB8FCW | OM00035669 |  | BASEMENT ROOM B-144A | NA | NA | NA | 15 | 480 | 19.4 | ELECTRIC | 3 | NA | NA | \Classifications\Building System Class\D30-HVAC Systems\D3040 - Distribution SYS\Supply/Exhaust/Return fans- FAN | 1016178
19-AX2 | 19-AX2 Van Nuys Courthouse West | 19-AX2-G3010-210-FWT01 | TANK, FIRE WATER STORAGE | DNA | NA | NA | OM00036692 |  | SOUTHWEST CORNER UNDERGROUND | NA | NA | NA | NA | NA | NA | NA |  | NA | NA | \Classifications\Building System Class\G30-Site Mechanical Utilities\G3010 - Water Supply\Fire Water Tank - FWT | 1016191
19-AX2 | 19-AX2 Van Nuys Courthouse West | 19-AX2-D4095-230-HBL01 | VENT HOOD (KITCHEN) | ANSUL | 105627 | NA | OM00035893 |  | KITCHEN | NA | NA | NA | NA | DNA | DNA | ELECTRIC | NA | NA | NA | \Classifications\Building System Class\D40-Fire Protection SYS\D4090 - Other Fire Protection Systems\Hood and Blower - HBL | 1016209
19-AX2 | 19-AX2 Van Nuys Courthouse West | 19-AX2-D4095-230-HBL02 | VENT HOOD (KITCHEN) | ANSUL | 105583 | NA | OM00035894 |  | KITCHEN | NA | NA | NA | NA | DNA | DNA | ELECTRIC | DNA | NA | NA | \Classifications\Building System Class\D40-Fire Protection SYS\D4090 - Other Fire Protection Systems\Hood and Blower - HBL | 1016210
19-AX2 | 19-AX2 Van Nuys Courthouse West | 19-AX2-D5011-240-TRN03 | ELECTRICAL, TRANSFORMER #3 (ROOF COOLING TWR) | MGM TRANSFORMER CO | 8603-300Y-006-3 | HT300A3B2 | OM00035658 |  | ON ROOF IN ROOM BY COOLING TOWER | NA | NA | NA | NA | 480 | 300 | ELECTRIC | 3 | NA | NA | \Classifications\Building System Class\D50-Electrical SYS\D5010 - Elec Service & Dist\Transformer - TRN | 1016212
19-AX2 | 19-AX2 Van Nuys Courthouse West | 19-AX2-D5011-240-TRN04 | ELECTRICAL, TRANSFORMER #4 (ROOF COOLING TWR) | MGM TRANSFORMER CO | 8603-150Y-008-2 | HT150A3B2 | OM00035657 |  | ON ROOF IN ROOM BY COOLING TOWER | NA | NA | NA | NA | 480 | 300 | ELECTRIC | 3 | NA | NA | \Classifications\Building System Class\D50-Electrical SYS\D5010 - Elec Service & Dist\Transformer - TRN | 1016213
19-AX2 | 19-AX2 Van Nuys Courthouse West | 19-AX2-D2090-670-WLR01 | WATER TREATMENT #1 (ROOF) | LAKEWOOD INSTRUMENTS | 1029420126 | 140 | OM00035656 |  | ROOF | NA | NA | NA | NA | 110 | 12 | ELECTRIC | 1 | NA | NA | \Classifications\Building System Class\D20-Plumbing\D2090 - Other Plumbing SYS\Water Treatment,Chlorine - WLR | 1016214
19-AX2 | 19-AX2 Van Nuys Courthouse West | 19-AX2-D3050-250-ACU03 | AIR CONDITIONING SYSTEM #3 (ROOM 221) | LIEBERT | 65439 | MME036E-P00 | OM00035665 |  | 2ND FLOOR ROOM 221 | NA | NA | R-22 | NA | 240 | 20 | ELECTRIC | 1 | NA | NA | \Classifications\Building System Class\D30-HVAC Systems\D3050 - Package SYS\Air Conditioning,Split System - ACU | 1016215
19-AX2 | 19-AX2 Van Nuys Courthouse West | 19-AX2-E1097-100-WDO01 | WINDOW WASHER UNIT #1 (LOWER ROOF) | SKY CLIMBER | 906757 | MODEL 21 | OM00035654 |  | LOWER ROOF | NA | NA | NA | 1.4 | 240 | 9 | ELECTRIC | 1 | NA | NA | \Classifications\Building System Class\E10-Equipment\E1090 - Other Equipment\Window Washing Unit - WDO | 1016216
19-AX2 | 19-AX2 Van Nuys Courthouse West | 19-AX2-E1097-100-WDO02 | WINDOW WASHER UNIT #1 (UPPER ROOF HELIPAD) | SKY CLIMBER | 906753 | MODEL 21 | OM00035655 |  | UPPER ROOF HELIPAD | NA | NA | NA | 1.4 | 240 | 9 | ELECTRIC | 1 | NA | NA | \Classifications\Building System Class\E10-Equipment\E1090 - Other Equipment\Window Washing Unit - WDO | 1016217
19-AX2 | 19-AX2 Van Nuys Courthouse West | 19-AX2-D3040-120-FCU07 | FAN COIL UNIT #7 (11TH FLOOR ROOM 111) | PACE | 86-51412-05 | SCF97A-U8M1 | OM00035664 | OM00033664 | 11TH FLOOR IN MAINT TECH OFFICE ROOM 111 | NA | NA | NA | NA | DNA | NA | ELECTRIC |  | NA | NA | \Classifications\Building System Class\D30-HVAC Systems\D3040 - Distribution SYS\Fan Coil Unit - FCU | 1016218
19-AX2 | 19-AX2 Van Nuys Courthouse West | 19-AX2-D3040-120-FCU06 | FAN COIL UNIT #6 (RM 127) | BROD & MCCLUNG PACE CO | 86-51412-01 | SCF-79A/U8M | OM00035663 |  | PENTHOUSE ROOM P127 | NA | NA | NA | NA | DNA | NA | ELECTRIC |  | NA | NA | \Classifications\Building System Class\D30-HVAC Systems\D3040 - Distribution SYS\Fan Coil Unit - FCU | 1016219
19-AX2 | 19-AX2 Van Nuys Courthouse West | 19-AX2-D3040-120-FCU05 | FAN COIL UNIT #5 (RM 119) | BROD & MCCLUNG PACE CO | 86-51412-04 | SCF-79A/U8M | OM00035662 |  | PENTHOUSE ROOM P119 | NA | NA | NA | NA | DNA | NA | ELECTRIC |  | NA | NA | \Classifications\Building System Class\D30-HVAC Systems\D3040 - Distribution SYS\Fan Coil Unit - FCU | 1016220
19-AX2 | 19-AX2 Van Nuys Courthouse West | 19-AX2-D3040-120-FCU03 | FAN COIL UNIT #3 (RM 107) | BROD & MCCLUNG PACE CO | 86-51412-02 | SCF-63A/U6M1 | OM00035661 |  | IN SECURED HALLWAY ON 1ST FLOOR IN ROOM 107 | NA | NA | NA | NA | DNA | NA | ELECTRIC |  | NA | NA | \Classifications\Building System Class\D30-HVAC Systems\D3040 - Distribution SYS\Fan Coil Unit - FCU | 1016221
19-AX2 | 19-AX2 Van Nuys Courthouse West | 19-AX2-D5010-234-ATS03 | ELECTRICAL, TRANSFER SWITCH #3 (ROOF COOLING TWR) | RSE SIERRA | 4810-15 | 10-13-86C | OM00035660 |  | PENTHOUSE ROOF BY COOLING TOWER | NA | NA | NA | NA | 240 | 600 | ELECTRIC | 3 | NA | NA | \Classifications\Building System Class\D50-Electrical SYS\D5010 - Elec Service & Dist\Automatic Transfer Switch - ATS | 1016222
19-AX2 | 19-AX2 Van Nuys Courthouse West | 19-AX2-D3041-210-SFN02 | FAN, SUPPLY #5 | BARRY BLOWER | 86-5024 | 38491-0-1 | OM00035668 |  | BASEMENT IN FIRE PUMP ROOM | BX-96 (3) | NA | NA | 15/3.7 | 480 | 19.4/7.2 | Electric | 3 |  |  | \Classifications\Building System Class\D30-HVAC Systems\D3040 - Distribution SYS\Supply/Exhaust/Return fans- FAN | 1016235
19-AX2 | 19-AX2 Van Nuys Courthouse West | 19-AX2-D2023-100-BFP18 | BACKFLOW PREVENTER #3 (CHILLER MAKE UP 2.5") | WILKINS | L83601 | 375 (2.5") | OM00036694 | OW0209916-FA0234843-BD0040254-FEBRUARY | PENTHOUSE ROOF NEXT TO COOLING TOWERS (LAPHD FORM REQUIRED) | NA | NA | NA | NA | NA | NA | NA | NA | NA | NA | \Classifications\Building System Class\D20-Plumbing\D2020 - Domestic Water\Backflow Preventer - BFP | 1016245
19-AX2 | 19-AX2 Van Nuys Courthouse West | 19-AX2-D2023-100-BFP19 | BACKFLOW PREVENTER #9 (SUMP PUMP RM 1") | WILKINS | A270331 | 375RP (1") | OM00036693 | OW0209916-FA0234843-BD0040253-FEBRUARY | BASEMENT SUMP PUMP ROOM (LAPHD FORM REQUIRED) | NA | NA | NA | NA | NA | NA | NA | NA | NA | NA | \Classifications\Building System Class\D20-Plumbing\D2020 - Domestic Water\Backflow Preventer - BFP | 1016246
19-AX2 | 19-AX2 Van Nuys Courthouse West | 19-AX2-D3042-220-EFN11 | EXHAUST FAN #11 (BELT DRIVEN) (RM P116) | GREENHECK | 86L03926 | BSO-7-3 | OM00037754 |  | PENTHOUSE ABOVE CEILING 10 FOOT ROOM P116 | VFGFHP (1) | NA | NA | .33 | 110 | 6.6 | Electric | 1 | NA | NA | \Classifications\Building System Class\D30-HVAC Systems\D3040 - Distribution SYS\Supply/Exhaust/Return fans- FAN | 1016890
19-AX2 | 19-AX2 Van Nuys Courthouse West | 19-AX2-D3042-210-FAN19 | EXHAUST FAN #19 (RM B142) | GREENHECK | 13049 | SP-60 | OM00037802 |  | BASEMENT ROOM B142 | NA | NA | NA | .166 | 110 | 5.3 | Electric | 3 | NA | NA | \Classifications\Building System Class\D30-HVAC Systems\D3040 - Distribution SYS\Fan,Axial - FAN | 1016892
19-AX2 | 19-AX2 Van Nuys Courthouse West | 19-AX2-C1020-110-FRD09 | WON FIRE DOOR, SLIDING | WON DOOR CORP | 00289 | 1865 | OM00037815 |  | 9TH FLOOR ELEVATOR LOBBY | NA | NA | NA | NA | NA | NA | DNA | NA | NA | NA | \Classifications\Building System Class\C10-General Building Interior\C1020 - Fire Doors\Fire Doors - FRD | 1016895
19-AX2 | 19-AX2 Van Nuys Courthouse West | 19-AX2-C1020-110-FRD11 | WON FIRE DOOR, SLIDING | WON DOOR CORP | 00295 | 1865 | OM00037795 |  | 3RD FLOOR ELEVATOR LOBBY | NA | NA | NA | NA | NA | NA | DNA | NA | NA | NA | \Classifications\Building System Class\C10-General Building Interior\C1020 - Fire Doors\Fire Doors - FRD | 1016896
19-AX2 | 19-AX2 Van Nuys Courthouse West | 19-AX2-C1020-110-FRD12 | WON FIRE DOOR, SLIDING | WON DOOR CORP | 00294 | 1865 | OM00037798 |  | 4TH FLOOR ELEVATOR LOBBY | NA | NA | NA | NA | NA | NA | DNA | NA | NA | NA | \Classifications\Building System Class\C10-General Building Interior\C1020 - Fire Doors\Fire Doors - FRD | 1016897
19-AX2 | 19-AX2 Van Nuys Courthouse West | 19-AX2-C1020-110-FRD05 | WON FIRE DOOR, SLIDING | WON DOOR CORP | 00233 | 1865 | OM00037799 |  | 5TH FLOOR ELEVATOR LOBBY | NA | NA | NA | NA | NA | NA | DNA | NA | NA | NA | \Classifications\Building System Class\C10-General Building Interior\C1020 - Fire Doors\Fire Doors - FRD | 1016898
19-AX2 | 19-AX2 Van Nuys Courthouse West | 19-AX2-C1020-110-FRD08 | WON FIRE DOOR, SLIDING | WON DOOR CORP | 00290 | 1865 | OM00037814 |  | 8TH FLOOR ELEVATOR LOBBY | NA | NA | NA | NA | NA | NA | DNA | NA | NA | NA | \Classifications\Building System Class\C10-General Building Interior\C1020 - Fire Doors\Fire Doors - FRD | 1016902
19-AX2 | 19-AX2 Van Nuys Courthouse West | 19-AX2-C1020-110-FRD04 | FIRE DOOR, OVERHEAD | NA | NA | NA | OM00035835 |  | GROUND FLOOR LOADING DOCK | NA | NA | NA | NA | NA | NA | DNA | NA | NA | NA | \Classifications\Building System Class\C10-General Building Interior\C1020 - Fire Doors\Fire Doors - FRD | 1016901
19-AX2 | 19-AX2 Van Nuys Courthouse West | 19-AX2-C1020-110-FRD10 | WON FIRE DOOR, SLIDING | KINNEAR DOOR INC | 46-5707-1 | NA | OM00037817 |  | BASEMENT NEXT TO ROOM B106 | NA | NA | NA | NA | NA | NA | DNA | NA | NA | NA | \Classifications\Building System Class\C10-General Building Interior\C1020 - Fire Doors\Fire Doors - FRD | 1016906
19-AX2 | 19-AX2 Van Nuys Courthouse West | 19-AX2-D5010-110-MCC04 | MOTOR CONTROL CENTER (RM 426) | KLOCKNER-MOELLER | NA | SERIES 200 | OM00037791 |  | 4TH FLOOR MECH ROOM 426 | NA | NA | NA | NA | DNA | DNA | Electric | DNA | NA | NA | \Classifications\Building System Class\D50-Electrical SYS\D5010 - Elec Service & Dist\Chiller Room Electrical Panel - MCC | 1016911
19-AX2 | 19-AX2 Van Nuys Courthouse West | 19-AX2-D5010-110-MCC07 | MOTOR CONTROL CENTER (RM 728) | KLOCKNER-MOELLER | NA | SERIES 200 | OM00037782 |  | 7TH FLOOR MECH ROOM 728 | NA | NA | NA | NA | DNA | DNA | Electric | DNA | NA | NA | \Classifications\Building System Class\D50-Electrical SYS\D5010 - Elec Service & Dist\Chiller Room Electrical Panel - MCC | 1016914
19-AX2 | 19-AX2 Van Nuys Courthouse West | 19-AX2-D5010-110-MCC10 | CHILLER MOTOR CONTROL CENTER (RM P106) | FEDERAL PACIFIC | NA | NA | OM00037762 |  | PENTHOUSE ROOM P106 | NA | NA | NA | NA | 5000 | 600 | Electric | DNA | NA | NA | \Classifications\Building System Class\D50-Electrical SYS\D5010 - Elec Service & Dist\Chiller Room Electrical Panel - MCC | 1016917
19-AX2 | 19-AX2 Van Nuys Courthouse West | 19-AX2-D5010-110-MCC11 | CHILLER MOTOR CONTROL CENTER (RM P106) | FEDERAL PACIFIC | NA | NA | OM00037761 |  | PENTHOUSE ROOM P106 | NA | NA | NA | NA | 5000 | 600 | Electric | DNA | NA | NA | \Classifications\Building System Class\D50-Electrical SYS\D5010 - Elec Service & Dist\Chiller Room Electrical Panel - MCC | 1016918
19-AX2 | 19-AX2 Van Nuys Courthouse West | 19-AX2-D3050-210-PKU01 | AIR CONDITIONING, SPLIT SYSTEM (RM 151) | POMONA AIR | 3865379 | WC800/800-404-66 | OM00035667 |  | 1ST FLOOR COMMUNICATION RM 151 | NA | NA | R-22 | NA | DNA | DNA | Electric | DNA | NA | NA | \Classifications\Building System Class\D30-HVAC Systems\D3050 - Package SYS\Package Unit - PKU | 1016881
19-AX2 | 19-AX2 Van Nuys Courthouse West | 19-AX2-D3090-220-CMD03 | COMPRESSOR, AIR DRYER (RM P106) | ZEKS | NA | NA | OM00037759 |  | PENTHOUSE CHILLER RM 106 | NA | NA | R-134a | NA | 110 | 35.4 | Electric | DNA | NA | NA | \Classifications\Building System Class\D30-HVAC Systems\D3090 - Other HVAC Systems and Equipment\Compressed Air Dryer - CMD | 1016884
19-AX2 | 19-AX2 Van Nuys Courthouse West | 19-AX2-D3090-220-CMD04 | COMPRESSOR, AIR DRYER (RM P106) | ZEKS | NA | NA | OM00037760 |  | PENTHOUSE CHILLER RM 106 | NA | NA | R-134a | NA | 110 | 35.4 | Electric | DNA | NA | NA | \Classifications\Building System Class\D30-HVAC Systems\D3090 - Other HVAC Systems and Equipment\Compressed Air Dryer - CMD | 1016883
19-AX2 | 19-AX2 Van Nuys Courthouse West | 19-AX2-D3042-210-FAN01 | EXHAUST FAN #1 (DIRECT DRIVE) (RM B144) | GREENHECK | 88E00801 | DS0-100-A | OM00037801 |  | BASEMENT AIR HANDLER RM B144 | NA | NA | NA | .25 | 110 | 3.1 | Electric | 1 | NA | NA | \Classifications\Building System Class\D30-HVAC Systems\D3040 - Distribution SYS\Fan,Axial - FAN | 1016886
19-AX2 | 19-AX2 Van Nuys Courthouse West | 19-AX2-D3042-220-EFN13 | EXHAUST FAN #2 (BELT DRIVEN) (RM 226) | GREENHECK | 86L03935 | BS0-8-4 | OM00035832 |  | 2ND FLOOR AIR HANDLER RM 226 | 4L-420 (1) | NA | NA | .25 | 110 | 5.6 | Electric | 1 | NA | NA | \Classifications\Building System Class\D30-HVAC Systems\D3040 - Distribution SYS\Supply/Exhaust/Return fans- FAN | 1016885
19-AX2 | 19-AX2 Van Nuys Courthouse West | 19-AX2-D3042-220-EFN14 | EXHAUST FAN #3 (BELT DRIVEN) (RM 531) | GREENHECK | 86L03936 | BSQ-8-4 | OM00037779 |  | 5TH FLOOR ELECTRICAL RM 531 | 4L-380 (1) | NA | NA | .25 | 110 | 5.6 | Electric | 1 | NA | NA | \Classifications\Building System Class\D30-HVAC Systems\D3040 - Distribution SYS\Supply/Exhaust/Return fans- FAN | 1016888
19-AX2 | 19-AX2 Van Nuys Courthouse West | 19-AX2-D3042-210-FAN04 | EXHAUST FAN #4 (DIRECT DRIVE) | GREENHECK | 86L03940 | GW-140-BX | OM00037785 |  | PENTHOUSE BY COOLING TOWERS | NA | NA | NA | .166 | 110 | 2.2 | Electric | 1 | NA | NA | \Classifications\Building System Class\D30-HVAC Systems\D3040 - Distribution SYS\Fan,Axial - FAN | 1016887
19-AX2 | 19-AX2 Van Nuys Courthouse West | 19-AX2-D3042-220-EFN16 | EXHAUST FAN #5 (DIRECT DRIVE) | GREENHECK | 86L03941 | GWB-18-7X | OM00037786 |  | PENTHOUSE BY COOLING TOWERS | DNA | NA | NA | .75 | 480 | 1.5 | Electric | 3 | NA | NA | \Classifications\Building System Class\D30-HVAC Systems\D3040 - Distribution SYS\Supply/Exhaust/Return fans- FAN | 1016889
19-AX2 | 19-AX2 Van Nuys Courthouse West | 19-AX2-D3042-220-EFN17 | EXHAUST FAN #17 (BELT DRIVEN) (RM 221) | GREENHECK | 86L03929 | BSQ-14-7 | OM00037809 |  | 2ND FLOOR AIR HANDLER ROOM 221 | VFGFHP (1) | NA | NA | .75 | 480 | 2.9-3.0-1.5 | Electric | 3 | NA | NA | \Classifications\Building System Class\D30-HVAC Systems\D3040 - Distribution SYS\Supply/Exhaust/Return fans- FAN | 1016891
19-AX2 | 19-AX2 Van Nuys Courthouse West | 19-AX2-D3040-120-FCU04 | FAN COIL UNIT #4 (RM P110) | BROD & MCCLUNG PACE CO | NA | SCF-79A/U-8M1 | OM00037816 |  | PENTHOUSE ROOM P110 | NA | NA | NA | DNA | DNA | DNA | Electric | DNA | NA | NA | \Classifications\Building System Class\D30-HVAC Systems\D3040 - Distribution SYS\Fan Coil Unit - FCU | 1016894
19-AX2 | 19-AX2 Van Nuys Courthouse West | 19-AX2-D3040-120-FCU08 | FAN COIL UNIT #8 (RM P127) | NA | NA | NA | OM00037755 |  | PENTHOUSE OUTSIDE OF RM P127 | NA | NA | NA | DNA | DNA | DNA | Electric | DNA | NA | NA | \Classifications\Building System Class\D30-HVAC Systems\D3040 - Distribution SYS\Fan Coil Unit - FCU | 1016893
19-AX2 | 19-AX2 Van Nuys Courthouse West | 19-AX2-C1020-110-FRD06 | WON FIRE DOOR, SLIDING | WON DOOR CORP | 00292 | 1865 | OM00037800 |  | 6TH FLOOR ELEVATOR LOBBY | NA | NA | NA | NA | NA | NA | DNA | NA | NA | NA | \Classifications\Building System Class\C10-General Building Interior\C1020 - Fire Doors\Fire Doors - FRD | 1016899
19-AX2 | 19-AX2 Van Nuys Courthouse West | 19-AX2-C1020-110-FRD07 | WON FIRE DOOR, SLIDING | WON DOOR CORP | 00291 | 1865 | OM00037813 |  | 7TH FLOOR ELEVATOR LOBBY | NA | NA | NA | NA | NA | NA | DNA | NA | NA | NA | \Classifications\Building System Class\C10-General Building Interior\C1020 - Fire Doors\Fire Doors - FRD | 1016900
19-AX2 | 19-AX2 Van Nuys Courthouse West | 19-AX2-C1020-110-FRD02 | FIRE DOOR, OVERHEAD | NA | NA | NA | OM00037797 |  | 2ND FLOOR LOBBY BY ELEVATOR | NA | NA | NA | NA | NA | NA | DNA | NA | NA | NA | \Classifications\Building System Class\C10-General Building Interior\C1020 - Fire Doors\Fire Doors - FRD | 1016903
19-AX2 | 19-AX2 Van Nuys Courthouse West | 19-AX2-C1020-110-FRD03 | FIRE DOOR, OVERHEAD | CORNELL IRON WORKS INC | NA | M58A | OM00037796 |  | 3RD FLOOR LOBBY | NA | NA | NA | NA | NA | NA | DNA | NA | NA | NA | \Classifications\Building System Class\C10-General Building Interior\C1020 - Fire Doors\Fire Doors - FRD | 1016904
19-AX2 | 19-AX2 Van Nuys Courthouse West | 19-AX2-D3012-120-GMR01 | GAS METER READINGS | ROOTS METER | 0854421 | 15C175 | OM00037758 |  | GROUNDS SOUTHEAST CORNER OF BUILDING | NA | NA | NA | NA | NA | NA | NA | NA | NA | NA | \Classifications\Building System Class\D30-HVAC Systems\D3010 - Energy Supply\Gas Meter Readings - GMR | 1016905
19-AX2 | 19-AX2 Van Nuys Courthouse West | 19-AX2-D5010-200-ESD03 | ELECTRICAL SWITCHBOARD, UNDER 560 VOLTS (RM 229) | RSE-SIERRA | 4810-13 | 10-13-86C | OM00037806 |  | 2ND FLOOR ELECTRICAL ROOM 229 | NA | NA | NA | NA | 240 | 600 | Electric | 3 | NA | NA | \Classifications\Building System Class\D50-Electrical SYS\D5010 - Elec Service & Dist\Electical Service and Distribution - ESD | 1016907
19-AX2 | 19-AX2 Van Nuys Courthouse West | 19-AX2-D5010-200-ESD04 | ELECTRICAL SWITCHBOARD, UNDER 560 VOLTS (RM 531) | RSE-SIERRA | 4810-14 | 10-13-86C | OM00037780 |  | 5TH FLOOR ELECTRICAL RM 531 | NA | NA | NA | NA | DNA | DNA | Electric | DNA | NA | NA | \Classifications\Building System Class\D50-Electrical SYS\D5010 - Elec Service & Dist\Electical Service and Distribution - ESD | 1016908
19-AX2 | 19-AX2 Van Nuys Courthouse West | 19-AX2-D5010-110-MCC02 | MOTOR CONTROL CENTER (RM 226) | KLOCKNER-MOELLER | NA | SERIES 200 | OM00037807 |  | 2ND FLOOR ELECTRICAL ROOM 226 | NA | NA | NA | NA | 480 | DNA | Electric | 3 | NA | NA | \Classifications\Building System Class\D50-Electrical SYS\D5010 - Elec Service & Dist\Chiller Room Electrical Panel - MCC | 1016910
19-AX2 | 19-AX2 Van Nuys Courthouse West | 19-AX2-D5010-110-MCC03 | MOTOR CONTROL CENTER (RM 326) | KLOCKNER-MOELLER | NA | SERIES 200 | OM00037790 |  | 3RD FLOOR MECH ROOM 326 | NA | NA | NA | NA | DNA | DNA | Electric | DNA | NA | NA | \Classifications\Building System Class\D50-Electrical SYS\D5010 - Elec Service & Dist\Chiller Room Electrical Panel - MCC | 1016909
19-AX2 | 19-AX2 Van Nuys Courthouse West | 19-AX2-D5010-110-MCC05 | MOTOR CONTROL CENTER (RM 528) | KLOCKNER-MOELLER | NA | SERIES 200 | OM00037777 |  | 5TH FLOOR MECH ROOM 528 | NA | NA | NA | NA | DNA | DNA | Electric | DNA | NA | NA | \Classifications\Building System Class\D50-Electrical SYS\D5010 - Elec Service & Dist\Chiller Room Electrical Panel - MCC | 1016912
19-AX2 | 19-AX2 Van Nuys Courthouse West | 19-AX2-D5010-110-MCC06 | MOTOR CONTROL CENTER (RM 628) | KLOCKNER-MOELLER | NA | SERIES 200 | OM00037781 |  | 6TH FLOOR MECH ROOM 628 | NA | NA | NA | NA | DNA | DNA | Electric | DNA | NA | NA | \Classifications\Building System Class\D50-Electrical SYS\D5010 - Elec Service & Dist\Chiller Room Electrical Panel - MCC | 1016913
19-AX2 | 19-AX2 Van Nuys Courthouse West | 19-AX2-D5010-110-MCC08 | MOTOR CONTROL CENTER (RM 828) | KLOCKNER-MOELLER | NA | SERIES 200 | OM00037783 |  | 8TH FLOOR MECH ROOM 828 | NA | NA | NA | NA | DNA | DNA | Electric | DNA | NA | NA | \Classifications\Building System Class\D50-Electrical SYS\D5010 - Elec Service & Dist\Chiller Room Electrical Panel - MCC | 1016915
19-AX2 | 19-AX2 Van Nuys Courthouse West | 19-AX2-D5010-110-MCC09 | MOTOR CONTROL CENTER (RM 928) | KLOCKNER-MOELLER | NA | SERIES 200 | OM00037784 |  | 9TH FLOOR MECH ROOM 928 | NA | NA | NA | NA | DNA | DNA | Electric | DNA | NA | NA | \Classifications\Building System Class\D50-Electrical SYS\D5010 - Elec Service & Dist\Chiller Room Electrical Panel - MCC | 1016916
19-AX2 | 19-AX2 Van Nuys Courthouse West | 19-AX2-D5010-110-MCC12 | MOTOR CONTROL CENTER, CHILLER #1 & #2 | KLOCKNER-MOELLER | NA | SERIES 200 | OM00037793 |  | PENTHOUSE CHILLER RM 106 | NA | NA | NA | NA | DNA | DNA | Electric | DNA | NA | NA | \Classifications\Building System Class\D50-Electrical SYS\D5010 - Elec Service & Dist\Chiller Room Electrical Panel - MCC | 1016919
19-AX2 | 19-AX2 Van Nuys Courthouse West | 19-AX2-D5010-110-MCC13 | MOTOR CONTROL CENTER, WATER PUMPS #1 & #2 | KLOCKNER-MOELLER | NA | SERIES 200 | OM00037794 |  | PENTHOUSE CHILLER RM 106 | NA | NA | NA | NA | DNA | DNA | Electric | DNA | NA | NA | \Classifications\Building System Class\D50-Electrical SYS\D5010 - Elec Service & Dist\Chiller Room Electrical Panel - MCC | 1016920
19-AX2 | 19-AX2 Van Nuys Courthouse West | 19-AX2-D5010-110-MCC14 | MOTOR CONTROL CENTER (RM B141) | KLOCKNER-MOELLER | NA | SERIES 200 | OM00037812 |  | BASEMENT MECH ROOM B141 | NA | NA | NA | NA | DNA | DNA | Electric | DNA | NA | NA | \Classifications\Building System Class\D50-Electrical SYS\D5010 - Elec Service & Dist\Chiller Room Electrical Panel - MCC | 1016921
19-AX2 | 19-AX2 Van Nuys Courthouse West | 19-AX2-D5010-110-MCC15 | MOTOR CONTROL CENTER (RM 221) | KLOCKNER-MOELLER | C427591 | SERIES 200 | OM00037811 |  | 2ND FLOOR AIR HANDLER RM 221 | NA | NA | NA | NA | DNA | DNA | Electric | DNA | NA | NA | \Classifications\Building System Class\D50-Electrical SYS\D5010 - Elec Service & Dist\Chiller Room Electrical Panel - MCC | 1016922
19-AX2 | 19-AX2 Van Nuys Courthouse West | 19-AX2-D3041-210-SFN07 | SUPPLY FAN #7 (RM B107) | GREENHECK | 86L03934 | SERIES 200 | OM00037764 |  | BASEMENT AIR HANDLER RM B107 | DNA | NA | NA | .33 | 110 | 6.6 | Electric | DNA | NA | NA | \Classifications\Building System Class\D30-HVAC Systems\D3040 - Distribution SYS\Supply/Exhaust/Return fans- FAN | 1016923
19-AX2 | 19-AX2 Van Nuys Courthouse West | 19-AX2-D3041-170-SPF02 | FAN STAIRWELL PRESSURIZATION (STAIRWELL #2) | GREENHECK | 88F07135 | BSQ-30-75 | OM00037789 |  | 1ST FLOOR EAST STAIRWELL #2 | DNA | NA | NA | 7.5 | 480 | 24-21.6-10.8 | Electric | 3 | NA | NA | \Classifications\Building System Class\D30-HVAC Systems\D3040 - Distribution SYS\Stairwell Pressurization Fan - SPF | 1016925
19-AX2 | 19-AX2 Van Nuys Courthouse West | 19-AX2-D3041-170-SPF03 | FAN STAIRWELL PRESSURIZATION (STAIRWELL #3) | GREENHECK | 88F07136 | BSQ-30-75 | OM00037787 |  | 1ST FLOOR WEST STAIRWELL #3 | DNA | NA | NA | 7.5 | 480 | 24-21.6-10.8 | Electric | 3 | NA | NA | \Classifications\Building System Class\D30-HVAC Systems\D3040 - Distribution SYS\Stairwell Pressurization Fan - SPF | 1016926
19-AX2 | 19-AX2 Van Nuys Courthouse West | 19-AX2-D3041-170-SPF04 | FAN STAIRWELL PRESSURIZATION (STAIRWELL #4) | GREENHECK | 88F07137 | BSQ-30-75 | OM00037788 |  | 1ST FLOOR WEST STAIRWELL #4 | DNA | NA | NA | 7.5 | 480 | 24-21.6-10.8 | Electric | 3 | NA | NA | \Classifications\Building System Class\D30-HVAC Systems\D3040 - Distribution SYS\Stairwell Pressurization Fan - SPF | 1016927
19-AX2 | 19-AX2 Van Nuys Courthouse West | 19-AX2-D5011-240-TRN05 | ELECTRICAL TRANSFORMER (RM 531) | MGM TRANSFORMER | 8603-150Y-006-4 | HT150A3B2 (CAT#) | OM00037778 |  | 5TH FLOOR ELECTRICAL RM 531 | NA | NA | NA | NA | DNA | DNA | Electric | DNA | NA | NA | \Classifications\Building System Class\D50-Electrical SYS\D5010 - Elec Service & Dist\Transformer - TRN | 1016928
19-AX2 | 19-AX2 Van Nuys Courthouse West | 19-AX2-D3042-220-EFN12 | EXHAUST FAN #24 (RM B107) | GREENHECK | 86L03933 | BSO-7-5 | OM00037763 |  | BASEMENT AIR HANDLER RM B107 | 4L-420 (1) | NA | NA | 0.5 | 110 | 7.2 | Electric | 1 | NA | NA | \Classifications\Building System Class\D30-HVAC Systems\D3040 - Distribution SYS\Supply/Exhaust/Return fans- FAN | 1016932
19-AX2 | 19-AX2 Van Nuys Courthouse West | 19-AX2-D3042-220-EFN26 | EXHAUST FAN #26 (BELT DRIVEN) (RM 221) | GREENHECK | 86L03932 | BSO-7-3 | OM00037808 |  | 2ND FLOOR AIR HANDLER RM 221 | 4L-430 (1) | NA | NA | .33 | 110 | 6.6 | Electric | 1 | NA | NA | \Classifications\Building System Class\D30-HVAC Systems\D3040 - Distribution SYS\Supply/Exhaust/Return fans- FAN | 1016933
19-AX2 | 19-AX2 Van Nuys Courthouse West | 19-AX2-D3042-210-FAN27 | EXHAUST FAN #27 (DIRECT DRIVE)(RM 115) | GREENHECK | 20977 | SP-50 | OM00037804 |  | GROUND FLOOR LOADING DOCK RM 115 | NA | NA | NA | DNA | 110 | DNA | Electric | DNA | NA | NA | \Classifications\Building System Class\D30-HVAC Systems\D3040 - Distribution SYS\Fan,Axial - FAN | 1016934
19-AX2 | 19-AX2 Van Nuys Courthouse West | 19-AX2-D3042-220-EFN25 | EXHAUST FAN #25 (BELT DRIVEN) (RM 221) | GREENHECK | 86L03938 | BSQ-24-50 | OM00037810 |  | 2ND FLOOR AIR HANDLER RM 221 | A74 (2) | NA | NA | 5 | 480 | 6.6 | Electric | 3 | NA | NA | \Classifications\Building System Class\D30-HVAC Systems\D3040 - Distribution SYS\Supply/Exhaust/Return fans- FAN | 1016935
19-AX2 | 19-AX2 Van Nuys Courthouse West | 19-AX2-D3041-170-SPF01 | FAN STAIRWELL PRESSURIZATION (STAIRWELL #1) | GREENHECK | 88F07134 | BSQ-30-75 | OM00037792 |  | 1ST FLOOR EAST STAIRWELL #1 | DNA | NA | NA | 7.5 | 480 | 24-21.6 | Electric | 3 | NA | NA | \Classifications\Building System Class\D30-HVAC Systems\D3040 - Distribution SYS\Stairwell Pressurization Fan - SPF | 1016924
19-AX2 | 19-AX2 Van Nuys Courthouse West | 19-AX2-D5011-240-TRN06 | ELECTRICAL TRANSFORMER (RM 229) | MGM TRANSFORMER | 8603-150Y-006-5 | HT150A3B2 (CAT#) | OM00037805 |  | 2ND FLOOR ELECTRICAL RM 229 | NA | NA | NA | NA | 480-240-110 | DNA | Electric | 3 | NA | NA | \Classifications\Building System Class\D50-Electrical SYS\D5010 - Elec Service & Dist\Transformer - TRN | 1016929
19-AX2 | 19-AX2 Van Nuys Courthouse West | 19-AX2-G3063-100-AST01 | Fuel Storage Tank Above Ground (SW Corner) 1000 Gallons | Modern Welding Co | D835450 | MWCFG | OM00025861 |  | Sourthwest Corner of Building | NA | NA | NA | NA | NA | NA | Diesel | NA | NA | NA | \Classifications\Building System Class\G30-Site Mechanical Utilities\G3060 - Fuel Distribution\Tank, Fuel Storage, Above Ground - AST | 1018939
19-AX2 | 19-AX2 Van Nuys Courthouse West | 19-AX2-D2023-100-BFP20 | BACKFLOW PREVENTER, Irrigation Card #1 (BFP20) 4" | Wilkens | 2855G | 375ASTR | OM00040753 | OW0209881-FA0204784-BD0013922 | EAST OF COURT IN FRONT OF SHERRIFFS BUILDING, Sprinkler Card #1 (LAPHD FORM REQUIRED) | NA | NA | NA | NA | NA | NA | NA | NA | NA | NA | \Classifications\Building System Class\D20-Plumbing\D2020 - Domestic Water\Backflow Preventer - BFP | 1021650
19-AX2 | 19-AX2 Van Nuys Courthouse West | 19-AX2-D2023-100-BFP21 | BACKFLOW PREVENTER, (BFP21) 4" | Wilkens | 2856G | 375ASTR | OM00040754 |  | East Of Building In Front Of Sheriffs Dept. | NA | NA | NA | NA | NA | NA | NA | NA | NA | NA | \Classifications\Building System Class\D20-Plumbing\D2020 - Domestic Water\Backflow Preventer - BFP | 1021651
19-AX2 | 38-A1 Civic Center Courthouse | 19-AX2-D3021-130-BLR04 | BOILER #4, HOT WATER OIL/GAS/COMBO | RAYPAK | 1712456545 | WHI-HD401 | OM00025860 |  | Boiler Room | NA | NA | NA | DNA | DNA | DNA | Gas | DNA | 399,000 | 315,800 | \Classifications\Building System Class\D30-HVAC Systems\D3020 - Heat SYS\Boiler,Hot Water,Oil/Gas/Comb. - BLR | 1022880
19-AX2 | 19-AX2 Van Nuys Courthouse West | 19-AX2-D3040-120-FCU10 | FAN COIL UNIT #10 | BERRY BLOWER | DNA | NA | OM00033226 |  | NA | NA | NA | NA | NA | NA | NA | NA | NA | NA | NA | \Classifications\Building System Class\D30-HVAC Systems\D3040 - Distribution SYS\Fan Coil Unit - FCU | 1022881
19-AX2 | 19-AX2 Van Nuys Courthouse West | 19-AX2-B2034-400-DOH04 | ROLL UP DOOR (SALLY PORT) #1 | LIFTMASTER | DNA | DNA | OM00035838 |  | Rear of Court | NA | NA | NA | NA | NA | NA | NA | NA | NA | NA | \Classifications\Building System Class\B20-General Building Exterior\B2030 - Exterior Doors\Door,Overhead-Shutter,Manual,Elec,Roll-up - DOH | 1022882
19-AX6 | 19-AX6 Parking Structure Lot 48 Van Nuys Court Complex | 19-AX6-D5092-250-EML25 | LIGHTING, EMERGENCY & EXIT (25) | NA | NA | NA | OM00035671 |  | THROUGHOUT BUILDING | NA | NA | NA | NA | DNA | DNA | Electric | DNA | NA | NA | \Classifications\Building System Class\D50-Electrical SYS\D5090 - Elec SYS\Emergency And Exit Lighting - EML | 1016048
19-AX6 | 19-AX6 Parking Structure Lot 48 Van Nuys Court Complex | 19-AX6-D4031-100-FEX59 | FIRE EXTINGUISHERS (59) | NA | NA | NA | OM00035672 |  | THROUGHOUT BUILDING | NA | NA | NA | NA | NA | NA | NA | NA | NA | NA | \Classifications\Building System Class\D40-Fire Protection SYS\D4030 - FIRE SPEC\Fire Extinguisher - FEX | 1016049
19-AX6 | 19-AX6 Parking Structure Lot 48 Van Nuys Court Complex | 19-AX6-D4010-150-FMS01 | DRY STANDPIPE #1 (CALVERT ST 4") | POWHATAN | NA | 21-132-175 | OM00035806 |  | CALVERT ST | NA | NA | NA | NA | NA | NA | NA | NA | NA | NA | \Classifications\Building System Class\D40-Fire Protection SYS\D4010 - Sprinkler SYS\Fire Systems, stand pipes - FMS | 1016050
19-AX6 | 19-AX6 Parking Structure Lot 48 Van Nuys Court Complex | 19-AX6-B2010-100-BLD01 | BUILDING | NA | NA | NA | OM00035807 |  | ENTIRE BUILDING | NA | NA | NA | NA | NA | NA | NA | NA | NA | NA | \Classifications\Building System Class\B20-General Building Exterior\B2010 - Exterior Walls\Building - BLD | 1016054
19-AX6 | 19-AX6 Parking Structure Lot 48 Van Nuys Court Complex | 19-AX6-G2050-200-LSC01 | LANDSCAPING | NA | NA | NA | OM00035808 |  | ENTIRE BUILDING GROUNDS | NA | NA | NA | NA | NA | NA | NA | NA | NA | NA | \Classifications\Building System Class\G20-Other Systems\G2050 - Landscaping\Landscaping - LSC | 1016055
19-AX6 | 19-AX6 Parking Structure Lot 48 Van Nuys Court Complex | 19-AX6-G2049-300-HSC01 | HARDSCAPE | NA | NA | NA | OM00035673 |  | Grounds, Hardscape | NA | NA | NA | NA | NA | NA | NA | NA | NA | NA | \Classifications\Building System Class\G20-Other Systems\G2040 - Site Development\Hardscape - HSC | 1016056
19-AX6 | 19-AX6 Parking Structure Lot 48 Van Nuys Court Complex | 19-AX6-D5092-250-ELT03 | LIGHTING, EXTERIOR (3) | NA | NA | NA | OM00035674 |  | AROUND BUILDING | NA | NA | NA | NA | DNA | DNA | Electric | DNA | NA | NA | \Classifications\Building System Class\D50-Electrical SYS\D5090 - Elec SYS\Exterior Lighting - ELT | 1016057
19-AX6 | 19-AX6 Parking Structure Lot 48 Van Nuys Court Complex | 19-AX6-B2034-400-DOH01 | DOOR, OVERHEAD #1 (ROLLUP, DELANO ST) | LIFT MASTER | 140-A0-33600 | GH7543M | OM00035809 |  | DELANO ST | NA | NA | NA | 3/4 | 480 | 2.7-2.8/1.4 | Electric | 3 | NA | NA | \Classifications\Building System Class\B20-General Building Exterior\B2030 - Exterior Doors\Door,Overhead-Shutter,Manual,Elec,Roll-up - DOH | 1016058
19-AX6 | 19-AX6 Parking Structure Lot 48 Van Nuys Court Complex | 19-AX6-B2034-400-DOH02 | DOOR, OVERHEAD #2 (ROLLUP, DELANO ST) | LIFT MASTER | 060-AO-0019749 | GH7543M | OM00035810 |  | DELANO ST | NA | NA | NA | 3/4 | 480 | 2.7-2.8/1.4 | Electric | 3 | NA | NA | \Classifications\Building System Class\B20-General Building Exterior\B2030 - Exterior Doors\Door,Overhead-Shutter,Manual,Elec,Roll-up - DOH | 1016059
19-AX6 | 19-AX6 Parking Structure Lot 48 Van Nuys Court Complex | 19-AX6-B2034-400-DOH03 | DOOR, OVERHEAD #3 (ROLLUP, CALVERT ST) | LIFT MASTER | 060-AO-0019739 | GH7543M | OM00035811 |  | CULVERT ST | NA | NA | NA | 3/4 | 480 | 2.7-2.8/1.4 | NA | 3 | NA | NA | \Classifications\Building System Class\B20-General Building Exterior\B2030 - Exterior Doors\Door,Overhead-Shutter,Manual,Elec,Roll-up - DOH | 1016060
19-AX6 | 19-AX6 Parking Structure Lot 48 Van Nuys Court Complex | 19-AX6-B2034-400-DOH04 | DOOR, OVERHEAD #4 (ROLLUP, CALVERT ST) | POWER MASTER | HAE531475 | H-74 | OM00035812 |  | CULVERT ST | NA | NA | NA | 3/4 | 480 | 3.4/1.7 | Electric | 3 | NA | NA | \Classifications\Building System Class\B20-General Building Exterior\B2030 - Exterior Doors\Door,Overhead-Shutter,Manual,Elec,Roll-up - DOH | 1016061
19-AX6 | 19-AX6 Parking Structure Lot 48 Van Nuys Court Complex | 19-AX6-B2034-400-DOH05 | DOOR, OVERHEAD #5 (ROLLUP, SYLMAR ST) | LIFT MASTER | 060-A0-0019759 | GH7543M | OM00035797 |  | SYLMAR ST | NA | NA | NA | DNA | DNA | 2.7-2.8/1.4 | Electric | DNA | NA | NA | \Classifications\Building System Class\B20-General Building Exterior\B2030 - Exterior Doors\Door,Overhead-Shutter,Manual,Elec,Roll-up - DOH | 1016062
19-AX6 | 19-AX6 Parking Structure Lot 48 Van Nuys Court Complex | 19-AX6-B2034-400-DOH06 | DOOR, OVERHEAD #6 (ROLLUP, SYLMAR ST) | LIFT MASTER | 110-AO-00027643 | GH7543M | OM00035798 |  | SYLMAR ST NEAR DELANO ST, WEST SIDE | NA | NA | NA | 3/4 | 240/480 | 2.7-2.8-1.4 | Electric | 3 | NA | NA | \Classifications\Building System Class\B20-General Building Exterior\B2030 - Exterior Doors\Door,Overhead-Shutter,Manual,Elec,Roll-up - DOH | 1016063
19-AX6 | 19-AX6 Parking Structure Lot 48 Van Nuys Court Complex | 19-AX6-B2034-400-DOH07 | DOOR, OVERHEAD #7 (ROLLUP, SYLMAR ST) | LIFT MASTER | 060-A0-0019769 | GH7543M | OM00035799 |  | SYLMAR ST NEAR CULVERT ST, WEST SIDE | NA | NA | NA | 3/4 | 240/480 | 2.7-2.8-1.4 | Electric | 3 | NA | NA | \Classifications\Building System Class\B20-General Building Exterior\B2030 - Exterior Doors\Door,Overhead-Shutter,Manual,Elec,Roll-up - DOH | 1016064
19-AX6 | 19-AX6 Parking Structure Lot 48 Van Nuys Court Complex | 19-AX6-B2034-400-DOH08 | DOOR, OVERHEAD #8 (ROLLUP, SYLMAR ST) | LIFT MASTER | 020-A0-00012001 | GH7543M | OM00035800 |  | SYLMAR ST NEAR CULVERT ST, WEST SIDE | NA | NA | NA | 3/4 | 240/480 | 2.7-2.8-1.4 | Electric | 3 | NA | NA | \Classifications\Building System Class\B20-General Building Exterior\B2030 - Exterior Doors\Door,Overhead-Shutter,Manual,Elec,Roll-up - DOH | 1016065
19-AX6 | 19-AX6 Parking Structure Lot 48 Van Nuys Court Complex | 19-AX6-D2040-100-PSU01 | PUMP, SUMP #1 (CALVERT ST SIDE SUMP PUMP RM) | WEIL PUMP | 173136A | TYPE BRC | OM00035814 | NA | SUMP PUMP RM ON CALVERT ST SIDE | NA | NA | NA | 1/2 | 240 | 4.3 | Electric | DNA |  | NA | \Classifications\Building System Class\D20-Plumbing\D2040 - Rain Drain\Sump Pump - PSU | 1016066
19-AX6 | 19-AX6 Parking Structure Lot 48 Van Nuys Court Complex | 19-AX6-D2040-100-PSU03 | PUMP, SUMP #3 (DELANO ST SIDE SUMP PUMP RM) | WEIL PUMP | 169654B | TYPE BRC | OM00035816 |  | SUMP PUMP RM ON DELANO ST SIDE | NA | NA | NA | 1/2 | 240 | 7.2/3.6 | Electric | 1 | NA | NA | \Classifications\Building System Class\D20-Plumbing\D2040 - Rain Drain\Sump Pump - PSU | 1016067
19-AX6 | 19-AX6 Parking Structure Lot 48 Van Nuys Court Complex | 19-AX6-D5011-240-TRN01 | ELECTRICAL, TRANSFORMER #1 | GE | CC | 9T21A9110 | OM00035804 | NA | STORAGE ROOM | NA | NA | NA | NA | DNA | DNA | Electric | DNA |  | NA | \Classifications\Building System Class\D50-Electrical SYS\D5010 - Elec Service & Dist\Transformer - TRN | 1016068
19-AX6 | 19-AX6 Parking Structure Lot 48 Van Nuys Court Complex | 19-AX6-D5011-240-TRN02 | ELECTRICAL, TRANSFORMER #2 | ZINSCO | 258-415-2H | HW | OM00035818 |  | First Floor, STORAGE ROOM | NA | NA | NA | NA | 480 | DNA | Electric | 3 | NA | NA | \Classifications\Building System Class\D50-Electrical SYS\D5010 - Elec Service & Dist\Transformer - TRN | 1016069
19-AX6 | 19-AX6 Parking Structure Lot 48 Van Nuys Court Complex | 19-AX6-D3055-260-WAC01 | AIR CONDITIONER, WINDOW #1 (SHACK) | KENMORE | JK92823498 | 25370055992 | OM00035801 |  | SHACK | NA | NA | R-22 | DNA | 110 | 5.2 | Electric | 1 | NA | NA | \Classifications\Building System Class\D30-HVAC Systems\D3050 - Package SYS\Window Air Conditioner- WAC | 1016070
19-AX6 | 19-AX6 Parking Structure Lot 48 Van Nuys Court Complex | 19-AX6-D3055-260-WAC02 | AIR CONDITIONER, WINDOW #2 (GUARD SHACK) | GE | D5228765 | AJC06LSL2 | OM00035803 |  | GUARD SHACK | NA | NA | R-22 | DNA | 110 | 6 | Electric | 1 | NA | NA | \Classifications\Building System Class\D30-HVAC Systems\D3050 - Package SYS\Window Air Conditioner- WAC | 1016071
19-AX6 | 19-AX6 Parking Structure Lot 48 Van Nuys Court Complex | 19-AX6-D4024-100-FHS36 | FIRE, HOSES (36) | NA | NA | NA | OM00035675 |  | THROUGHOUT STRUCTURE | NA | NA | NA | NA | NA | NA | NA | NA | NA | NA | \Classifications\Building System Class\D40-Fire Protection SYS\D4020 - Stand Pipe\Other Stand Pipe Hose Systems - FHS | 1016088
19-AX6 | 19-AX6 Parking Structure Lot 48 Van Nuys Court Complex | 19-AX6-D5010-200-ESD01 | ELECTRICAL, MAIN ELECTRICAL PANEL | GE ELECTRIC | NA | DNA | OM00035819 |  | 1ST FLOOR STORAGE ROOM | NA | NA | NA | NA | DNA | 175 | Electric | DNA | NA | NA | \Classifications\Building System Class\D50-Electrical SYS\D5010 - Elec Service & Dist\Electical Service and Distribution - ESD | 1016091
19-AX6 | 19-AX6 Parking Structure Lot 48 Van Nuys Court Complex | 19-AX6-D2040-100-PSU02 | PUMP, SUMP #2 (CALVERT ST SIDE SUMP PUMP RM) | WEIL PUMP | 173136B | TYPE BRC | OM00035815 | NA | SUMP PUMP RM ON CALVERT ST SIDE | NA | NA | NA | 1/2 | 240 | 9.0/4.5 | ELECTRIC |  | NA | NA | \Classifications\Building System Class\D20-Plumbing\D2040 - Rain Drain\Sump Pump - PSU | 1016092
19-AX6 | 19-AX6 Parking Structure Lot 48 Van Nuys Court Complex | 19-AX6-D2040-100-PSU04 | PUMP, SUMP #4 (DELANO ST SIDE SUMP PUMP RM) | WEIL PUMP | 169654A | TYPE BRC | OM00035817 | NA | SUMP PUMP RM ON DELANO ST SIDE | NA | NA | NA | 1/2 | 240 | 7.2/3.6 | ELECTRIC | 1 | NA | NA | \Classifications\Building System Class\D20-Plumbing\D2040 - Rain Drain\Sump Pump - PSU | 1016093
19-AX6 | 19-AX6 Parking Structure Lot 48 Van Nuys Court Complex | 19-AX6-D3055-260-WAC03 | AIR CONDITIONER, WINDOW #1 (MAIN OFFICE) | LG | NA | NA | OM00035802 |  | 1ST FLOOR AC MAIN OFFICE | NA | NA | DNA | NA | DNA | DNA | ELECTRIC | NA | NA | NA | \Classifications\Building System Class\D30-HVAC Systems\D3050 - Package SYS\Window Air Conditioner- WAC | 1016227
19-AX6 | 19-AX6 Parking Structure Lot 48 Van Nuys Court Complex | 19-AX6-B2034-400-DOH09 | DOOR, OVERHEAD (ROLLUP) (2ND FLOOR) | POWER MASTER | HU303152 | MG | OM00037818 | NA | PARKING LOT, ON 2ND FLOOR | NA | NA | NA | 0.5 | 110 | DNA | Electric | 1 | NA | NA | \Classifications\Building System Class\B20-General Building Exterior\B2030 - Exterior Doors\Door,Overhead-Shutter,Manual,Elec,Roll-up - DOH | 1016936
19-AX6 | 19-AX6 Parking Structure Lot 48 Van Nuys Court Complex | 19-AX6-D2023-100-BFP03 | BACKFLOW PREVENTER (SPRINKLER SYSTEM 2") | WILKINS | 368860 | 720A 2" | OM00036722 | OW0226220-FA0221123-BD0056997 | PARKING LOT, ON SIDEWALK CALVER & SYLMAR (LAPHD FORM REQUIRED) | NA | NA | NA | NA | NA | NA |  | NA | NA | NA | \Classifications\Building System Class\D20-Plumbing\D2020 - Domestic Water\Backflow Preventer - BFP | 1017184
19-AX6 | 19-AX6 Parking Structure Lot 48 Van Nuys Court Complex | 19-AX6-D5092-100-UPS02 | DSPM UPS System UPS02 | Digital Signal Power Manufacturer, Inc. | 030615-3 | OEPLUS-3KW-277-120-90 | OM00036729 |  | 1st Floor Mechanical Room | NA | NA | NA | NA | NA | NA | Electric and lead-sulfuric acid | NA | NA | NA | \Classifications\Building System Class\D50-Electrical SYS\D5090 - Elec SYS\Uninterruptible Power System - UPS | 1019258
19-AX6 | 19-AX6 Parking Structure Lot 48 Van Nuys Court Complex | 19-AX6-D2023-100-BFP04 | BACKFLOW PREVENTER (FIRE 2.5") BFP 04 | FEBCO | N1404090711 | LF850, OC, 2.5" | OM00035813 |  | GROUNDS - INSIDE STRUCTURE BY CALVERT ST | NA | NA | NA | NA | NA | NA | NA | NA | NA | NA | \Classifications\Building System Class\D20-Plumbing\D2020 - Domestic Water\Backflow Preventer - BFP | 1020284
19-AX6 | 19-AX6 Parking Structure Lot 48 Van Nuys Court Complex | 19-AX6-B2034-400-DOH10 | DOOR OVERHEAD #10 (DELANO) | Lift Master | 4616N9278 | GH753L5 E79930 | OM00025862 |  | Delano | NA | NA | NA | NA | NA | NA | Electric | NA | NA | NA | \Classifications\Building System Class\B20-General Building Exterior\B2030 - Exterior Doors\Door,Overhead-Shutter,Manual,Elec,Roll-up - DOH | 1022883
19-AX6 | 19-AX6 Parking Structure Lot 48 Van Nuys Court Complex | 19-AX6-B2034-400-DOH11 | DOOR OVERHEAD #11 (CALVERT) | POWER MASTER | BA0A609416 | MG104 | OM00025863 |  | Calvert | NA | NA | NA | NA | NA | NA | Electric | NA | NA | NA | \Classifications\Building System Class\B20-General Building Exterior\B2030 - Exterior Doors\Door,Overhead-Shutter,Manual,Elec,Roll-up - DOH | 1022884
19-AX6 | 19-AX6 Parking Structure Lot 48 Van Nuys Court Complex | 19-AX6-D2023-100-BFP05 | Backflow #5 | NA | NA | 18200 | OM00036889 |  | Calvert Street Side | NA | NA | NA | NA | NA | NA | NA | NA | NA | NA | \Classifications\Building System Class\D20-Plumbing\D2020 - Domestic Water\Backflow Preventer - BFP | 1022885
19-AY1 | 19-AY1 Chatsworth Courthouse | 19-AY1-D1010-100-ELE01 | ELEVATOR 1 | MITSUBISHI | NA | CCP-GUL33 | OM00030924 | State ID# 117734 | ELEVATOR ROOM | NA | NA | NA | DNA | 300 | 55 | Hydraulic | 3 | NA | NA | \Classifications\Building System Class\D10-Conveyance Systems\D1010 - Elevator\Elevator,Hydraulic,Pass/Freight - ELE | 1011612
19-AY1 | 19-AY1 Chatsworth Courthouse | 19-AY1-D1010-100-ELE02 | ELEVATOR 2 | MITSUBISHI | NA | CCP-GUL33 | OM00030889 | State ID# 117735 | ELEVATOR ROOM | NA | NA | NA | DNA | 300 | 55 | Hydraulic | 3 | NA | NA | \Classifications\Building System Class\D10-Conveyance Systems\D1010 - Elevator\Elevator,Hydraulic,Pass/Freight - ELE | 1011613
19-AY1 | 19-AY1 Chatsworth Courthouse | 19-AY1-D1010-100-ELE03 | ELEVATOR 3 | MITSUBISHI | NA | CCP-GUL33 | OM00030892 | State ID# 117736 | ELEVATOR ROOM | NA | NA | NA | DNA | 300 | 55 | Hydraulic | 3 | NA | NA | \Classifications\Building System Class\D10-Conveyance Systems\D1010 - Elevator\Elevator,Hydraulic,Pass/Freight - ELE | 1011614
19-AY1 | 19-AY1 Chatsworth Courthouse | 19-AY1-D1010-100-ELE04 | ELEVATOR 4 | MITSUBISHI | NA | CCP-GUL33 | OM00030891 | State ID# 117737 | ELEVATOR ROOM | NA | NA | NA | DNA | 300 | 55 | Hydraulic | 3 | NA | NA | \Classifications\Building System Class\D10-Conveyance Systems\D1010 - Elevator\Elevator,Hydraulic,Pass/Freight - ELE | 1011615
19-AY1 | 19-AY1 Chatsworth Courthouse | 19-AY1-D1010-100-ELE05 | ELEVATOR 5 | MITSUBISHI | NA | CCP-GUL33 | OM00030890 | State ID# 117738 | ELEVATOR ROOM | NA | NA | NA | DNA | 300 | 55 | Hydraulic | 3 | NA | NA | \Classifications\Building System Class\D10-Conveyance Systems\D1010 - Elevator\Elevator,Hydraulic,Pass/Freight - ELE | 1011616
19-AY1 | 19-AY1 Chatsworth Courthouse | 19-AY1-D1010-100-ELE06 | ELEVATOR 6 | MITSUBISHI | NA | CCP-GUL33 | OM00030904 | State ID# 117739 | ELEVATOR ROOM | NA | NA | NA | DNA | 300 | 55 | Hydraulic | 3 | NA | NA | \Classifications\Building System Class\D10-Conveyance Systems\D1010 - Elevator\Elevator,Hydraulic,Pass/Freight - ELE | 1011617
19-AY1 | 19-AY1 Chatsworth Courthouse | 19-AY1-D1010-100-ELE07 | LIFT, ELEVATOR #7 (HYDRAULIC) | MITSUBISHI | 3013285 | HMC-1000-PHC | OM00036313 | State ID# 117811 | LOWER LEVEL ELEVATOR ROOM | NA | NA | NA | DNA | 460 | DNA | Hydraulic | 3 | NA | NA | \Classifications\Building System Class\D10-Conveyance Systems\D1010 - Elevator\Elevator,Hydraulic,Pass/Freight - ELE | 1011618
19-AY1 | 19-AY1 Chatsworth Courthouse | 19-AY1-D1010-100-ELE08 | LIFT, ELEVATOR #8 (HYDRAULIC) | Mitsubishi | 3013286 | HMC-1000-PHC | OM00030978 | State ID# 117812 | ELEVATOR ROOM | NA | NA | NA | 40 | 460 | DNA | Hydraulic | 3 | NA | NA | \Classifications\Building System Class\D10-Conveyance Systems\D1010 - Elevator\Elevator,Hydraulic,Pass/Freight - ELE | 1011619
19-AY1 | 19-AY1 Chatsworth Courthouse | 19-AY1-D1010-100-ELE09 | LIFT, ELEVATOR #9 (HYDRAULIC) | Mitsubishi | 3013284 | HMC-1000-PHC | OM00030980 | State ID# 117813 | LOWER LEVEL ELEVATOR ROOM | NA | NA | NA | 40 | 460 | DNA | Hydraulic | 3 | NA | NA | \Classifications\Building System Class\D10-Conveyance Systems\D1010 - Elevator\Elevator,Hydraulic,Pass/Freight - ELE | 1011620
19-AY1 | 19-AY1 Chatsworth Courthouse | 19-AY1-D1010-100-ELE11 | ELEVATOR 11 (Permit shows "Owner's ID #11") | MITSUBISHI | 7405185699 | HMC-1000-PHC | OM00036300 | State ID# 117547 | LOWER LEVEL ELEVATOR ROOM | NA | NA | NA | 40 | 480 | 94 | Hydraulic | 3 | NA | NA | \Classifications\Building System Class\D10-Conveyance Systems\D1010 - Elevator\Elevator,Hydraulic,Pass/Freight - ELE | 1011621
19-AY1 | 19-AY1 Chatsworth Courthouse | 19-AY1-D1010-100-ELE12 | LIFT, ELEVATOR #12 (HYDRAULIC) | Mitsubishi | 3013014 | 6581 | OM00030977 | State ID# 117814 | LOWER LEVEL ELEVATOR ROOM | NA | NA | NA | 40 | 460 | NA | Hydraulic | 3 | NA | NA | \Classifications\Building System Class\D10-Conveyance Systems\D1010 - Elevator\Elevator,Hydraulic,Pass/Freight - ELE | 1011622
19-AY1 | 19-AY1 Chatsworth Courthouse | 19-AY1-B3010-100-RUF01 | ROOF | NA | NA | NA | OM00033439 |  | TOP OF BUIDLING | NA | NA | NA | NA | NA | NA | NA | NA | NA | NA | \Classifications\Building System Class\B30-Roofing\B3010 - Roof Types\Roof - RUF | 1013791
19-AY1 | 19-AY1 Chatsworth Courthouse | 19-AY1-D1020-100-ESC01 | ESCALATOR 1 UP | NA | NA | NA | OM00030916 | State ID# 117743 | LOBBY | NA | NA | NA | DNA | 220 | DNA | Electric | 3 | NA | NA | \Classifications\Building System Class\D10-Conveyance Systems\D1020 - Escalator\Escalator,Electric - ESC | 1013793
19-AY1 | 19-AY1 Chatsworth Courthouse | 19-AY1-D1020-100-ESC02 | ESCALATOR 2 DOWN | NA | NA | NA | OM00030917 | State ID# 117744 | LOBBY | NA | NA | NA | DNA | 220 | DNA | Electric | 3 | DNA | NA | \Classifications\Building System Class\D10-Conveyance Systems\D1020 - Escalator\Escalator,Electric - ESC | 1013794
19-AY1 | 19-AY1 Chatsworth Courthouse | 19-AY1-D2017-100-SHW01 | EYE WASH & EMERGENCY SHOWERS | Haws | NA | 8200 | OM00033440 |  | Chiller Room | NA | NA | NA | NA | NA | NA | NA | NA | NA | NA | \Classifications\Building System Class\D20-Plumbing\D2010 - Plumb Fix\Showers - SHW | 1013795
19-AY1 | 19-AY1 Chatsworth Courthouse | 19-AY1-D2023-310-WBS01 | BOOSTER PUMP DOMESTIC WBS01 | Peerless Pump | 547857 | R415A | OM00030930 |  | JUDGES PARKING | NA | NA | NA | 10 | 240/480 | 29.0-26.4/13.2 | Electric | 3 | NA | NA | \Classifications\Building System Class\D20-Plumbing\D2020 - Domestic Water\Domestic Water Booster System - WBS | 1013796
19-AY1 | 19-AY1 Chatsworth Courthouse | 19-AY1-D2022-260-HWG01 | WATER HEATER DOMESTIC #1 | LOCHINVAR | H002750 | CFN401PM | OM00030942 |  | BOILER ROOM | NA | NA | NA | NA | 115 | DNA | Gas | 1 | 399,999 | DNA | \Classifications\Building System Class\D20-Plumbing\D2020 - Domestic Water\Domestic Water Heater, Gas - HWG | 1013797
19-AY1 | 19-AY1 Chatsworth Courthouse | 19-AY1-D2022-260-HWG02 | WATER HEATER DOMESTIC #2 | LOCHINVAR | H0002751 | CFN401PM | OM00030943 |  | BOILER ROOM | NA | NA | NA | NA | 115 | DNA | Gas | 1 | 399,999 | DNA | \Classifications\Building System Class\D20-Plumbing\D2020 - Domestic Water\Domestic Water Heater, Gas - HWG | 1013798
19-AY1 | 19-AY1 Chatsworth Courthouse | 19-AY1-D2040-100-PSU01 | SUMP PUMP PSU01 | WEIL | NA | 1603 | OM00030929 |  | JUDGES PARKING | NA | NA | NA | 7.5 | 460 | DNA | Electric | 3 | NA | NA | \Classifications\Building System Class\D20-Plumbing\D2040 - Rain Drain\Sump Pump - PSU | 1013799
19-AY1 | 19-AY1 Chatsworth Courthouse | 19-AY1-D3044-125-PHW01 | PUMP HOT WATER #1 | PACO | 00D0505205a | 11-25957-633L01-17242EEE | OM00030941 |  | BOILER | NA | NA | NA | 7.5 | 480 | 11 | Electric | 3 | NA | NA | \Classifications\Building System Class\D30-HVAC Systems\D3040 - Distribution SYS\Hot Water Pump - PHW | 1013800
19-AY1 | 19-AY1 Chatsworth Courthouse | 19-AY1-D3044-125-PHW02 | PUMP HOT WATER #2 | PACO | OOD0505205 A | 11-25957-633L01-1742EE | OM00030940 |  | BOILER ROOM | NA | NA | NA | 7.5 | 480 | 11 | Electric | 3 | NA | NA | \Classifications\Building System Class\D30-HVAC Systems\D3040 - Distribution SYS\Hot Water Pump - PHW | 1013801
19-AY1 | 19-AY1 Chatsworth Courthouse | 19-AY1-D3021-140-BLR01 | BOILER #1 GAS | LOCHINVAR | A001072 | CHN2070 | OM00030939 |  | BOILER ROOM | NA | NA | NA | DNA | 115 | DNA | Natural gas | 1 | 1,999,999 | 1,738,800 | \Classifications\Building System Class\D30-HVAC Systems\D3020 - Heat SYS\Boiler,Hot Water,Oil/Gas/Comb. - BLR | 1013802
19-AY1 | 19-AY1 Chatsworth Courthouse | 19-AY1-D3021-140-BLR02 | BOILER #2 GAS | LOCHINVAR | B003256 | CHN2070 | OM00030938 |  | BOILER ROOM | NA | NA | NA | DNA | 115 | DNA | Natural gas | 1 | 1,999,999 | 1,738,800 | \Classifications\Building System Class\D30-HVAC Systems\D3020 - Heat SYS\Boiler,Hot Water,Oil/Gas/Comb. - BLR | 1013803
19-AY1 | 19-AY1 Chatsworth Courthouse | 19-AY1-D3030-310-CTF01 | COOLING TOWER SAND FILTER 1 | PEP | 29981-A | SMF24 | OM00030893 |  | NEAR COOLING TOWER | NA | DNA | NA | 2 | 208 | 6 | Electric | 3 | NA | NA | \Classifications\Building System Class\D30-HVAC Systems\D3030 - Cooling SYS\Cooling Tower Filter - CTF | 1013804
19-AY1 | 19-AY1 Chatsworth Courthouse | 19-AY1-D3030-310-CTF02 | COOLING TOWER SAND FILTER 2 | PEP | 29981-B | SMF24 | OM00030894 |  | NEAR COOLING TOWER | NA | DNA | NA | 2 | 208 | 6 | Electric | 3 | NA | NA | \Classifications\Building System Class\D30-HVAC Systems\D3030 - Cooling SYS\Cooling Tower Filter - CTF | 1013805
19-AY1 | 19-AY1 Chatsworth Courthouse | 19-AY1-D3030-110-CTW01 | COOLING TOWER #1 | MARLEY | 159679-002 | NL62221G7-00 | OM00030969 |  | ROOF | DNA | NA | NA | 15 | 480 | 21 | Electric | 3 | NA | NA | \Classifications\Building System Class\D30-HVAC Systems\D3030 - Cooling SYS\Cooling Tower - CTW | 1013806
19-AY1 | 19-AY1 Chatsworth Courthouse | 19-AY1-D3030-110-CTW02 | COOLING TOWER #2 | MARLEY | 159679-001-A1 | NL62221G7-00 | OM00030970 |  | ROOF | DNA | NA | NA | 15 | 480 | 21 | Electric | 3 | NA | NA | \Classifications\Building System Class\D30-HVAC Systems\D3030 - Cooling SYS\Cooling Tower - CTW | 1013807
19-AY1 | 19-AY1 Chatsworth Courthouse | 19-AY1-D3031-130-CLR01 | Chiller Water Cooled #1 (4th Floor) | MCQUAY | STNU000500125 | WSC087-BAAA | OM00030965 |  | Chiller On Roof | NA | NA | R-134a | DNA | 480 | 408 | Electric | 3 | NA | NA | \Classifications\Building System Class\D30-HVAC Systems\D3030 - Cooling SYS\Chiller, Water Cooled - CLR | 1013808
19-AY1 | 19-AY1 Chatsworth Courthouse | 19-AY1-D3031-130-CLR02 | Chiller Water Cooled #2 (4th Floor) | MCQUAY | STNU000500088 | WSC087-BAAA | OM00030964 |  | Chiller On Roof | NA | NA | R-134a | DNA | 480 | 408 | Electric | 3 | NA | NA | \Classifications\Building System Class\D30-HVAC Systems\D3030 - Cooling SYS\Chiller, Water Cooled - CLR | 1013809
19-AY1 | 19-AY1 Chatsworth Courthouse | 19-AY1-D3031-100-PCH01 | PUMP CHILLED WATER #1 | PACO | 00D0505201A | 29-40128 | OM00030967 |  | CHILLER ROOM | NA | NA | NA | 30 | 240/480 | 70/35 | Electric | 3 | NA | NA | \Classifications\Building System Class\D30-HVAC Systems\D3030 - Cooling SYS\Chilled Water Pump - PCH | 1013810
19-AY1 | 19-AY1 Chatsworth Courthouse | 19-AY1-D3031-100-PCH02 | PUMP CHILLED WATER #2 | PACO | 00D0505201B | 29-40128 | OM00030966 |  | CHILLER ROOM | NA | NA | NA | 30 | 240/480 | 70/35 | Electric | 3 | NA | NA | \Classifications\Building System Class\D30-HVAC Systems\D3030 - Cooling SYS\Chilled Water Pump - PCH | 1013811
19-AY1 | 19-AY1 Chatsworth Courthouse | 19-AY1-D3031-100-PCH03 | CONDENSER WATER PUMP #1 PCH03 | PACO | 00D0505202A | 29-60124 | OM00030972 |  | COOLING TOWERS | NA | NA | NA | 50 | 240/480 | 118/59 | Electric | 3 | NA | NA | \Classifications\Building System Class\D30-HVAC Systems\D3030 - Cooling SYS\Chilled Water Pump - PCH | 1013812
19-AY1 | 19-AY1 Chatsworth Courthouse | 19-AY1-D3031-100-PCH04 | CONDENSER WATER PUMP #2 pCH04 | PACO | 00D0505202B | 29-60124 | OM00030971 |  | COOLING TOWERS | NA | NA | NA | 50 | 240/480 | 118/59 | Electric | 3 | NA | NA | \Classifications\Building System Class\D30-HVAC Systems\D3030 - Cooling SYS\Chilled Water Pump - PCH | 1013813
19-AY1 | 19-AY1 Chatsworth Courthouse | 19-AY1-D3041-110-AHU01 | AIR HANDLER UNIT #1 | TEMTROL | 78280 | WF-RDR140 | OM00030937 |  | ROOF | DNA | 24x24x2 (32), 12x24x2 (8) | NA | 125/50 | 230 | 156 | Electric | 3 | NA | NA | \Classifications\Building System Class\D30-HVAC Systems\D3040 - Distribution SYS\Air Handling Unit - AHU | 1013814
19-AY1 | 19-AY1 Chatsworth Courthouse | 19-AY1-D3041-110-AHU02 | AIR HANDLER UNIT #2 | TEMTROL | 78281 | WFRDR150 | OM00030945 |  | ROOF | DNA | 24x24x2 (40) | NA | 125/50 | 240/480 | 114/57, 14.3 | Electric | 3 | NA | NA | \Classifications\Building System Class\D30-HVAC Systems\D3040 - Distribution SYS\Air Handling Unit - AHU | 1013815
19-AY1 | 19-AY1 Chatsworth Courthouse | 19-AY1-D3041-110-AHU03 | AIR HANDLER UNIT #3 | TEMTROL | 78282 | WFRDR84 | OM00030947 |  | ROOF | DNA | 24x24x2 (20), 12x24x2 (5) | NA | 60/15 | 240/480 | 35.4/17.7, 14.0 | Electric | 3 | NA | NA | \Classifications\Building System Class\D30-HVAC Systems\D3040 - Distribution SYS\Air Handling Unit - AHU | 1013816
19-AY1 | 19-AY1 Chatsworth Courthouse | 19-AY1-D3041-110-AHU04 | AIR HANDLER UNIT #4 | TEMTROL | 78283 | WF-RDS50 | OM00030946 |  | ROOF | DNA | 24x24x2 (12), 12x24x2 (4) | NA | 40 | 240/480 | 92/46 | Electric | 3 | NA | NA | \Classifications\Building System Class\D30-HVAC Systems\D3040 - Distribution SYS\Air Handling Unit - AHU | 1013817
19-AY1 | 19-AY1 Chatsworth Courthouse | 19-AY1-D3041-110-AHU05 | AIR HANDLER UNIT #5 | Temtrol | 78284 | WF-RDR40 | OM00030944 |  | ROOF | DNA | 24X24X2 (12), 12X24X2 (4) | NA | 30 | 240/480 | 125 | Electric | 3 | NA | NA | \Classifications\Building System Class\D30-HVAC Systems\D3040 - Distribution SYS\Air Handling Unit - AHU | 1013818
19-AY1 | 19-AY1 Chatsworth Courthouse | 19-AY1-D3040-120-FCU01 | FAN COIL UNIT 1 | CARRIER | 2300A58509 | FB4ANF018 | OM00036444 |  | Bas Room on Roof next to Chiller Room | DNA | 12x24x2 (1) | DNA | DNA | 208 | 11.29 | Electric | 3 | NA | NA | \Classifications\Building System Class\D30-HVAC Systems\D3040 - Distribution SYS\Fan Coil Unit - FCU | 1013819
19-AY1 | 19-AY1 Chatsworth Courthouse | 19-AY1-D3041-210-SFN01 | Supply Fan #1 (Rm L-208) (Belt Driven) | GREENHECK | D03033 | VABS-48F21-I-A30 | OM00030963 |  | MECH ROOM | 5VX1030 (3) | NA | NA | 30 | 480 | 3.8 | Electric | 3 | DNA | NA | \Classifications\Building System Class\D30-HVAC Systems\D3040 - Distribution SYS\Supply/Exhaust/Return fans- FAN | 1013820
19-AY1 | 19-AY1 Chatsworth Courthouse | 19-AY1-D3041-210-SFN02 | Supply Fan #2 (Rm L-208) (Belt Driven) | GREENHECK | D03434 | VABS-48F21-I-A30 | OM00030962 |  | MECH. ROOM | 5VX1030 (3) | NA | NA | 30 | 480 | 38 | Electric | 3 | NA | NA | \Classifications\Building System Class\D30-HVAC Systems\D3040 - Distribution SYS\Supply/Exhaust/Return fans- FAN | 1013821
19-AY1 | 19-AY1 Chatsworth Courthouse | 19-AY1-D3041-210-SFN03 | Supply Fan #3 (Judges Parking) (Belt Driven) | GREENHECK | D04287 | VABS-48F21-5-A30 | OM00030974 |  | JUDGES PARKING | 5VX1030 (3) | NA | NA | 30 | 480 | 38 | Electric | 3 | NA | NA | \Classifications\Building System Class\D30-HVAC Systems\D3040 - Distribution SYS\Supply/Exhaust/Return fans- FAN | 1013822
19-AY1 | 19-AY1 Chatsworth Courthouse | 19-AY1-D3041-210-SFN04 | Supply Fan #4 (Outside Fire Panel Rm) (Belt Driven) | Greenheck Fan | D00023 | VABS-36F11-A20 | OM00030983 |  | Above the ceiling | 5VX1030 (3) | NA | NA | 20 | 480 | 26 | Electric | 3 | NA | NA | \Classifications\Building System Class\D30-HVAC Systems\D3040 - Distribution SYS\Supply/Exhaust/Return fans- FAN | 1013823
19-AY1 | 19-AY1 Chatsworth Courthouse | 19-AY1-D3041-210-SFN05 | Supply Fan #5 (Custodian Closet) (Belt Driven) | Greenheck Fan | D00832 | VABS-30F14-A15 | OM00030984 |  | MEN'S ROOM CUSTODIAN CLOSET | 3VX750 (3) | NA | NA | 15 | 480 | 19.2 | Electric | 3 | NA | NA | \Classifications\Building System Class\D30-HVAC Systems\D3040 - Distribution SYS\Supply/Exhaust/Return fans- FAN | 1013824
19-AY1 | 19-AY1 Chatsworth Courthouse | 19-AY1-D3042-220-EFN01 | Exhaust Fan #1 (Penthouse "A") (Belt Driven) | GREENHECK | C18516 | GB-1805X | OM00033636 |  | PENTHOUSE A | A-26 (1) | NA | NA | 1.5 | 240/480 | 5.3-3.6/1.9 | Electric | 3 | DNA | DNA | \Classifications\Building System Class\D30-HVAC Systems\D3040 - Distribution SYS\Supply/Exhaust/Return fans- FAN | 1013825
19-AY1 | 19-AY1 Chatsworth Courthouse | 19-AY1-D3042-220-EFN02 | Exhaust Fan #2 (Penthouse "A") (Belt Driven) | GREENHECK | C15649 | SWB-20-10 | OM00033637 |  | PENTHOUSE A | A-43 (2) | NA | NA | 1 | 240/480 | 5.3-3.6/1.9 | Electric | 3 | NA | NA | \Classifications\Building System Class\D30-HVAC Systems\D3040 - Distribution SYS\Supply/Exhaust/Return fans- FAN | 1013826
19-AY1 | 19-AY1 Chatsworth Courthouse | 19-AY1-D3042-220-EFN03 | EXHAUST FAN 3 | GREENHECK | 16470 | SWB-24-15 | OM00033634 |  | PENTHOUSE B | AX61 (2) | NA | NA | 1.5 | 240/480 | 5.3-3.6/1.9 | Electric | 3 | NA | NA | \Classifications\Building System Class\D30-HVAC Systems\D3040 - Distribution SYS\Supply/Exhaust/Return fans- FAN | 1013827
19-AY1 | 19-AY1 Chatsworth Courthouse | 19-AY1-D3042-220-EFN04 | Exhaust Fan #4 (Penthouse "A") (Belt Driven) | GREENHECK | C18494 | GB-160-7-X | OM00033635 |  | PENTHOUSE A | A24 (1) | NA | NA | 3/4 | 240/480 | 5.3-3.6/1.9 | Electric | 3 | NA | NA | \Classifications\Building System Class\D30-HVAC Systems\D3040 - Distribution SYS\Supply/Exhaust/Return fans- FAN | 1013828
19-AY1 | 19-AY1 Chatsworth Courthouse | 19-AY1-D3042-220-EFN05 | Exhaust Fan #5 (Penthouse "B") (Belt Driven) | GREENHECK | C18495 | GB-160-7 | OM00033639 |  | PENTHOUSE B | A24 (1) | NA | NA | 3/4 | 240/480 | DNA | Electric | 3 | NA | NA | \Classifications\Building System Class\D30-HVAC Systems\D3040 - Distribution SYS\Supply/Exhaust/Return fans- FAN | 1013829
19-AY1 | 19-AY1 Chatsworth Courthouse | 19-AY1-D3042-220-EFN06 | Exhaust Fan #6 (Penthouse "A") (Belt Driven) | GREENHECK | C15467 | SWB-20-7 | OM00033628 |  | PENTHOUSE A | A-48 (1) | NA | NA | 3/4 | 240/480 | 2.7-2.8/1.4 | Electric | 3 | NA | NA | \Classifications\Building System Class\D30-HVAC Systems\D3040 - Distribution SYS\Supply/Exhaust/Return fans- FAN | 1013830
19-AY1 | 19-AY1 Chatsworth Courthouse | 19-AY1-D3042-220-EFN07 | Exhaust Fan #7 (Penthouse "B") (Belt Driven) | GREENHECK | C18485 | GB-140-HB-3-X | OM00033647 |  | PENTHOUSE B | 3L180 (1) | NA | NA | 1/3 | 110 | 5.5 | Electric | 1 | NA | NA | \Classifications\Building System Class\D30-HVAC Systems\D3040 - Distribution SYS\Supply/Exhaust/Return fans- FAN | 1013831
19-AY1 | 19-AY1 Chatsworth Courthouse | 19-AY1-D3042-220-EFN08 | Exhaust Fan #8 (Penthouse "B") (Belt Driven) | GREENHECK | C15615 | SWB-27-30 | OM00033641 |  | PENTHOUSE B | AX61 (2) | NA | NA | 3 | 240/480 | 8.8-8.4/4.2 | Electric | 3 | NA | NA | \Classifications\Building System Class\D30-HVAC Systems\D3040 - Distribution SYS\Supply/Exhaust/Return fans- FAN | 1013832
19-AY1 | 19-AY1 Chatsworth Courthouse | 19-AY1-D3042-220-EFN09 | Exhaust Fan #9 (Penthouse "B") (Belt Driven) | GREENHECK | C18496 | GB-160-7X | OM00033646 |  | PENTHOUSE B | AX24 (1) | NA | NA | 3/4 | 240/480 | 2.7-2.85/1.4 | Electric | 3 | NA | NA | \Classifications\Building System Class\D30-HVAC Systems\D3040 - Distribution SYS\Supply/Exhaust/Return fans- FAN | 1013833
19-AY1 | 19-AY1 Chatsworth Courthouse | 19-AY1-D3042-220-EFN10 | Exhaust Fan #10 (Penthouse "A") (Belt Driven) | GREENHECK | C18493 | GB-160-7X | OM00033648 |  | PENTHOUSE A | AX24 (1) | NA | NA | 3/4 | 240/480 | 2.7-2.8/1.6 | Electric | 3 | NA | NA | \Classifications\Building System Class\D30-HVAC Systems\D3040 - Distribution SYS\Supply/Exhaust/Return fans- FAN | 1013834
19-AY1 | 19-AY1 Chatsworth Courthouse | 19-AY1-D3042-220-EFN11 | Exhaust Fan #11 (Penthouse "B") (Belt Driven) | GREENHECK | C15281 | SWB-24-15 | OM00033644 |  | PENTHOUSE B | AX62 (2) | NA | NA | 1.5 | 240/480 | 4.6-4.4/2.2 | Electric | 3 | NA | NA | \Classifications\Building System Class\D30-HVAC Systems\D3040 - Distribution SYS\Supply/Exhaust/Return fans- FAN | 1013835
19-AY1 | 19-AY1 Chatsworth Courthouse | 19-AY1-D3042-220-EFN12 | Exhaust Fan #12 (Penthouse "B") (Belt Driven) | GREENHECK | E17825 | 66-B1SW-21-1 | OM00033625 |  | PENTHOUSE B | B-124 (6) | NA | NA | 50 | 240/480 | 115/57.5 | Electric | 3 | NA | NA | \Classifications\Building System Class\D30-HVAC Systems\D3040 - Distribution SYS\Supply/Exhaust/Return fans- FAN | 1013836
19-AY1 | 19-AY1 Chatsworth Courthouse | 19-AY1-D3042-220-EFN13 | Exhaust Fan #13 (Penthouse "B") (Belt Driven) | GREENHECK | E17826 | 66-B1SW-21-1 | OM00033626 |  | PENTHOUSE B | B-124 (6) | NA | NA | 50 | 240/480 | 115/57.5 | Electric | 3 | NA | NA | \Classifications\Building System Class\D30-HVAC Systems\D3040 - Distribution SYS\Supply/Exhaust/Return fans- FAN | 1013837
19-AY1 | 19-AY1 Chatsworth Courthouse | 19-AY1-D3042-220-EFN14 | Exhaust Fan #14 (Penthouse "A") (Belt Driven) | GREENHECK | D07607 | 44-B1SW-21-1 | OM00033630 |  | PENTHOUSE A | 5VX780 (3) | NA | NA | 25 | 240/480 | 115/51.5 | NA | 3 | NA | NA | \Classifications\Building System Class\D30-HVAC Systems\D3040 - Distribution SYS\Supply/Exhaust/Return fans- FAN | 1013838
19-AY1 | 19-AY1 Chatsworth Courthouse | 19-AY1-D3042-220-EFN15 | Exhaust Fan #15 (Penthouse "A") (Belt Driven) | GREENHECK | D07609 | 44-B1SW-21-1 | OM00033631 |  | PENTHOUSE A | 5VX780 (3) | NA | NA | 25 | 240/480 | 115/51.5 | Electric | 3 | NA | NA | \Classifications\Building System Class\D30-HVAC Systems\D3040 - Distribution SYS\Supply/Exhaust/Return fans- FAN | 1013839
19-AY1 | 19-AY1 Chatsworth Courthouse | 19-AY1-D3042-220-EFN16 | Exhaust Fan #16 (Penthouse "A") (Belt Driven) | GREENHECK | D07610 | 44-B1SW-21-1 | OM00033632 |  | PENTHOUSE A | 5VX780 (3) | NA | NA | 25 | 240/480 | 66-60/30 | Electric | 3 | NA | NA | \Classifications\Building System Class\D30-HVAC Systems\D3040 - Distribution SYS\Supply/Exhaust/Return fans- FAN | 1013840
19-AY1 | 19-AY1 Chatsworth Courthouse | 19-AY1-D3042-220-EFN17 | Exhaust Fan #17 (Penthouse "A") (Belt Driven) | GREENHECK | D07608 | 44-B1SW-21-1 | OM00033633 |  | PENTHOUSE A | 5VX780 (3) | NA | NA | 25 | 240/480 | 66-60/30 | Electric | 3 | NA | NA | \Classifications\Building System Class\D30-HVAC Systems\D3040 - Distribution SYS\Supply/Exhaust/Return fans- FAN | 1013841
19-AY1 | 19-AY1 Chatsworth Courthouse | 19-AY1-D3042-220-EFN18 | Exhaust Fan #18 (Penthouse "B") (Belt Driven) | GREENHECK | E19151 | 66-B1SW-21-1 | OM00033643 |  | PENTHOUSE B | B-124 (6) | NA | NA | 50 | 240/480 | 115/57.1 | Electric | 3 | NA | NA | \Classifications\Building System Class\D30-HVAC Systems\D3040 - Distribution SYS\Supply/Exhaust/Return fans- FAN | 1013842
19-AY1 | 19-AY1 Chatsworth Courthouse | 19-AY1-D3042-220-EFN19 | Exhaust Fan #19 (Penthouse "B") (Belt Driven) | GREENHECK | E19152 | 66-B1SW-21-1 | OM00033642 |  | PENTHOUSE B | B-124 (6) | NA | NA | 50 | 240/480 | 115/57.5 | Electric | 3 | NA | NA | \Classifications\Building System Class\D30-HVAC Systems\D3040 - Distribution SYS\Supply/Exhaust/Return fans- FAN | 1013843
19-AY1 | 19-AY1 Chatsworth Courthouse | 19-AY1-D3042-220-EFN20 | Exhaust Fan #20 (Penthouse "A") (Belt Driven) | GREENHECK | C15394 | SBCE-3H30 | OM00030985 |  | CHILLER ROOM | AX35 (2) | NA | NA | 1.5 | 240/480 | 4.6-4.4/2.3 | Electric | 3 | NA | NA | \Classifications\Building System Class\D30-HVAC Systems\D3040 - Distribution SYS\Supply/Exhaust/Return fans- FAN | 1013844
19-AY1 | 19-AY1 Chatsworth Courthouse | 19-AY1-D3042-220-EFN21 | Exhaust Fan #21 (Parking Garage) (Belt Driven) | GREENHECK | D00001 | VABS-36F17-1-10 | OM00030975 |  | PARKING SOUTH | 3VX750 (3) | NA | NA | 10 | 240/480 | 26.8/13.4 | Electric | 3 | NA | NA | \Classifications\Building System Class\D30-HVAC Systems\D3040 - Distribution SYS\Supply/Exhaust/Return fans- FAN | 1013845
19-AY1 | 19-AY1 Chatsworth Courthouse | 19-AY1-D3042-220-EFN22 | Exhaust Fan #22 (Penthouse "A") (Belt Driven) | GREENHECK | C15645 | SWB-13-5-CW | OM00033627 |  | SOUTH WEST PENTHOUSE A | A26 (1) | NA | NA | 1/2 | 110/240 | 8.6/4.3 | Electric | 1 | NA | NA | \Classifications\Building System Class\D30-HVAC Systems\D3040 - Distribution SYS\Supply/Exhaust/Return fans- FAN | 1013846
19-AY1 | 19-AY1 Chatsworth Courthouse | 19-AY1-D3042-220-EFN23 | Exhaust Fan #23 (Penthouse "A") (Belt Driven) | GREENHECK | C15640 | SWB-10-4 | OM00033638 |  | PENTHOUSE A S.W. | 3L260 (1) | NA | NA | 1/4 | 110 | 12 | Electric | 1 | NA | NA | \Classifications\Building System Class\D30-HVAC Systems\D3040 - Distribution SYS\Supply/Exhaust/Return fans- FAN | 1013847
19-AY1 | 19-AY1 Chatsworth Courthouse | 19-AY1-D3042-220-EFN24 | Exhaust Fan #24 (Penthouse "A") (Belt Driven) | GREENHECK | C18526 | GB-240-15-X | OM00033629 |  | PENTHOUSE S.W. A | A39 (1) | NA | NA | 1.5 | 240/480 | 4.6-4.4/2.2 | Electric | 3 | NA | NA | \Classifications\Building System Class\D30-HVAC Systems\D3040 - Distribution SYS\Supply/Exhaust/Return fans- FAN | 1013848
19-AY1 | 19-AY1 Chatsworth Courthouse | 19-AY1-D3042-220-EFN25 | Exhaust Fan (Judges' Parking) (Direct Drive) EF25 | NA | NA | NA | OM00030901 |  | ROOF. EXTERIOR | AX30 (2) | NA | NA | 1/2 | 110/240 | 8.6/4.3 | Electric | 3 | NA | NA | \Classifications\Building System Class\D30-HVAC Systems\D3040 - Distribution SYS\Supply/Exhaust/Return fans- FAN | 1013849
19-AY1 | 19-AY1 Chatsworth Courthouse | 19-AY1-D3042-220-EFN28 | Exhaust Fan #28 (Penthouse "B") (Belt Driven) | GREENHECK | C16466 | SWB-13-4 | OM00033640 |  | PENTHOUSE A N.W. | 3L300 (1) | NA | NA | 1/4 | 110 | 4.6 | Electric | 1 | NA | NA | \Classifications\Building System Class\D30-HVAC Systems\D3040 - Distribution SYS\Supply/Exhaust/Return fans- FAN | 1013850
19-AY1 | 19-AY1 Chatsworth Courthouse | 19-AY1-D3042-220-EFN29 | Exhaust Fan #29 (Penthouse "B") (Belt Driven) | GREENHECK | C15395 | SBCE-3H30-15X | OM00030986 |  | Chiller room next to pumps | A35 (2) | NA | NA | 1.5 | 240/480 | 4.6-4.4/2.2 | Electric | 3 | NA | NA | \Classifications\Building System Class\D30-HVAC Systems\D3040 - Distribution SYS\Supply/Exhaust/Return fans- FAN | 1013851
19-AY1 | 19-AY1 Chatsworth Courthouse | 19-AY1-D3042-220-EFN32 | Exhaust Fan #32 (Roof Near AC#4) (Belt Driven) | GREENHECK | C161469 | SWB-24-15-CW | OM00033645 |  | EXTERIOR ROOF NEAR AC#4 | A53 (1) | NA | NA | 3/4 | 240/480 | 2.7-2.8/1.4 | Electric | 3 | NA | NA | \Classifications\Building System Class\D30-HVAC Systems\D3040 - Distribution SYS\Supply/Exhaust/Return fans- FAN | 1013852
19-AY1 | 19-AY1 Chatsworth Courthouse | 19-AY1-D3042-220-EFN33 | Exhaust Fan #33 (Penthouse "B") (Belt Driven) | GREENHECK | C18493 | GB-180-7 | OM00030973 |  | PENTHOUSE B S.E. | 4L300 (1) | NA | NA | 3/4 | 240/480 | 2.7-2.8/1.4 | Electric | 3 | NA | NA | \Classifications\Building System Class\D30-HVAC Systems\D3040 - Distribution SYS\Supply/Exhaust/Return fans- FAN | 1013853
19-AY1 | 19-AY1 Chatsworth Courthouse | 19-AY1-D3042-220-EFN34 | Exhaust Fan #34 (Roof) (Belt Driven) | GREENHECK | C18948 | CUBE-180HP-15-G | OM00030895 |  | EXTERIOR ROOF | 4L420 (1) | NA | NA | 1.5 | 240/480 | 4.6-4.4/2.2 | Electric | 3 | NA | NA | \Classifications\Building System Class\D30-HVAC Systems\D3040 - Distribution SYS\Supply/Exhaust/Return fans- FAN | 1013854
19-AY1 | 19-AY1 Chatsworth Courthouse | 19-AY1-D3042-220-EFN37 | Exhaust Fan #37 (Roof) (Belt Driven) | GREENHECK | C18917 | CUBE-140-5EX | OM00030898 |  | Chiller room next to pumps | 4L420 | NA | NA | 3 | 240/480 | 8.4-7.3/3.9 | Electric | 3 | NA | NA | \Classifications\Building System Class\D30-HVAC Systems\D3040 - Distribution SYS\Supply/Exhaust/Return fans- FAN | 1013855
19-AY1 | 19-AY1 Chatsworth Courthouse | 19-AY1-D3042-220-EFN38 | Exhaust Fan #38 (Main Roof) (Belt Driven) | GREENHECK | OOC18929 | CUBE-160-5X | OM00030897 |  | MAIN ROOF | AX21 (1) | NA | NA | 1/2 | 240/480 | 2.1-2.0/1.1 | Electric | 3 | NA | NA | \Classifications\Building System Class\D30-HVAC Systems\D3040 - Distribution SYS\Supply/Exhaust/Return fans- FAN | 1013856
19-AY1 | 19-AY1 Chatsworth Courthouse | 19-AY1-D3042-220-EFN39 | Exhaust Fan #39 (Main Roof) (Belt Driven) | GREENHECK | OOC18962 | NA | OM00030896 |  | MAIN ROOF | A32 (2) | NA | NA | 1.5 | 240/480 | 4.6-4.4/2.2 | Electric | 3 | NA | NA | \Classifications\Building System Class\D30-HVAC Systems\D3040 - Distribution SYS\Supply/Exhaust/Return fans- FAN | 1013857
19-AY1 | 19-AY1 Chatsworth Courthouse | 19-AY1-D3042-220-EFN40 | Exhaust Fan #40 (Roof) (Belt Driven) | GREENHECK | C18956 | CUBE-200-20 | OM00030900 |  | EXTERIRO ROOF | A25 (2) | NA | NA | 2 | 240/480 | 6.2-5.8/2.9 | Electric | 3 | NA | NA | \Classifications\Building System Class\D30-HVAC Systems\D3040 - Distribution SYS\Supply/Exhaust/Return fans- FAN | 1013858
19-AY1 | 19-AY1 Chatsworth Courthouse | 19-AY1-D3042-220-EFN41 | Exhaust Fan #40 (Roof) (Belt Driven) | GREENHECK | C18926 | CUBE-140HP-4X | OM00030899 |  | EXTERIOR ROOF | 3L200 (1) | NA | NA | 1/4 | 110 | 5.0 | Electric | 1 | NA | NA | \Classifications\Building System Class\D30-HVAC Systems\D3040 - Distribution SYS\Supply/Exhaust/Return fans- FAN | 1013859
19-AY1 | 19-AY1 Chatsworth Courthouse | 19-AY1-D3050-250-ACU02 | Air Conditioning, Split System in the Ceiling | LIEBERT | 5C212115 | M-MC024EX | OM00030982 |  | IN CEILING ABOVE FILES | 2x12x24 (1) | DNA | R-22 | 1/2 EVAP. 1/3 COND. | DNA | DNA | Electric | DNA | DNA | DNA | \Classifications\Building System Class\D30-HVAC Systems\D3050 - Package SYS\Air Conditioning,Split System - ACU | 1013860
19-AY1 | 19-AY1 Chatsworth Courthouse | 19-AY1-D3050-250-ACU01 | AIR CONDITIONING SPLIT SYSTEM 1 | LIEBERT | 0629N131508 | PFH027APH3 | OM00030928 |  | ROOF | NA | DNA | R-22 | DNA | 208 | 11.4 | Electric | 1 | NA | NA | \Classifications\Building System Class\D30-HVAC Systems\D3050 - Package SYS\Air Conditioning,Split System - ACU | 1013861
19-AY1 | 19-AY1 Chatsworth Courthouse | 19-AY1-D3050-250-ACU03 | AIR CONDITIONING SPLIT SYSTEM 3 | HEATCRAFT | T01M-00801 | MOHOO8D72CFT | OM00030922 |  | 1ST FLOOR ROOF | NA | DNA | R-22 | 15-Jan | 208 | 5.4 | Electric | 3 | NA | NA | \Classifications\Building System Class\D30-HVAC Systems\D3050 - Package SYS\Air Conditioning,Split System - ACU | 1013862
19-AY1 | 19-AY1 Chatsworth Courthouse | 19-AY1-D3050-250-ACU04 | AIR CONDITIONING SPLIT SYSTEM 4 | HEATCRAFT | T01L-02928 | MOHO25L62CF | OM00030903 |  | ROOF | NA | DNA | R-404A | 15-Jan | 208 | 15 | Electric | 3 | NA | NA | \Classifications\Building System Class\D30-HVAC Systems\D3050 - Package SYS\Air Conditioning,Split System - ACU | 1013863
19-AY1 | 19-AY1 Chatsworth Courthouse | 19-AY1-D3050-310-HPU01 | HEAT PUMP #1 | CARRIER | 2100G20026 | 5OTJQ005-611GA | OM00030927 |  | NEXT TO ELEVATOR ROOM | 1 AX36 | DNA | R-22 | DNA | 460 | 8.4 | Electric | 3 | NA | NA | \Classifications\Building System Class\D30-HVAC Systems\D3050 - Package SYS\Heat Pump,Air Cooled - HPU | 1013864
19-AY1 | 19-AY1 Chatsworth Courthouse | 19-AY1-D3050-310-HPU02 | HEAT PUMP #2 | CARRIER | 2000G24642 | 50TJQ05-611-GA | OM00030948 |  | NEXT TO ELEVATOR ROOM | AX36 | DNA | R-22 | DNA | 460 | 8.4 | Electric | 3 | NA | NA | \Classifications\Building System Class\D30-HVAC Systems\D3050 - Package SYS\Heat Pump,Air Cooled - HPU | 1013865
19-AY1 | 19-AY1 Chatsworth Courthouse | 19-AY1-D3050-310-HPU03 | HEAT PUMP AIR COOLED #3 | CARRIER | 1700G33254 | 50TJQ008-601-GA | OM00030925 |  | NEXT TO ELEVATOR ROOM | AX48 | DNA | R-22 | DNA | 460 | 6.7 | Electric | 3 | NA | NA | \Classifications\Building System Class\D30-HVAC Systems\D3050 - Package SYS\Heat Pump,Air Cooled - HPU | 1013866
19-AY1 | 19-AY1 Chatsworth Courthouse | 19-AY1-D3050-310-HPU04 | HEAT PUMP AIR COOLED 4 | CARRIER | 1600G3087 | 5OTJQ008-601-GA | OM00030926 |  | NEXT TO ELEVATOR ROOM | AX48 | DNA | R-22 | DNA | 460 | 6.7 | Electric | 3 | NA | NA | \Classifications\Building System Class\D30-HVAC Systems\D3050 - Package SYS\Heat Pump,Air Cooled - HPU | 1013867
19-AY1 | 19-AY1 Chatsworth Courthouse | 19-AY1-D3068-100-BAS01 | BUILDING AUTOMATION SYSTEM | ANDOVER CONTROLS | NA | PS 120/240 AC 50-U | OM00030968 |  | CHILLER ROOM | NA | NA | NA | NA | 115 | DNA | Electric | 1 | NA | NA | \Classifications\Building System Class\D30-HVAC Systems\D3060 - Control & Inst Air\Building Automation System - BAS | 1013868
19-AY1 | 19-AY1 Chatsworth Courthouse | 19-AY1-D4013-200-PRE03 | Preaction System #3 | SYSTEM SENSOR | S635 | PDRP-1001 | OM00030921 |  | SECURITY OFFICE | NA | NA | NA | 3-Jan | 115 | 7.2 | Electric | 1 | NA | NA | \Classifications\Building System Class\D40-Fire Protection SYS\D4010 - Sprinkler SYS\Fire Systems, Preaction System - PRE | 1013869
19-AY1 | 19-AY1 Chatsworth Courthouse | 19-AY1-D4013-200-PRE04 | Preaction System #4 | SYSTEM SENSOR | S635 | PDRP-1001 | OM00030910 | A0467 | CLERK'S OFFICE NEXT TO STAIRWELL | NA | NA | NA | 3-Jan | 115 | 7.2 | Electric | 1 | NA | NA | \Classifications\Building System Class\D40-Fire Protection SYS\D4010 - Sprinkler SYS\Fire Systems, Preaction System - PRE | 1013870
19-AY1 | 19-AY1 Chatsworth Courthouse | 19-AY1-D4013-200-PRE02 | Preaction System #1 | SYSTEM SENSOR | S635 | PDRP-1001 | OM00030911 |  | JANITORIAL CLOSET | NA | NA | NA | 3-Jan | 115 | 7.2 | Electric | 1 | NA | NA | \Classifications\Building System Class\D40-Fire Protection SYS\D4010 - Sprinkler SYS\Fire Systems, Preaction System - PRE | 1013871
19-AY1 | 19-AY1 Chatsworth Courthouse | 19-AY1-D4013-200-PRE05 | Preaction System #5 | SYSTEM SENSOR | S635 | PDRP-1001 | OM00030923 |  | NEAR ELEV. | NA | NA | NA | DNA | 115 | 3.9 | Electric | 1 | NA | NA | \Classifications\Building System Class\D40-Fire Protection SYS\D4010 - Sprinkler SYS\Fire Systems, Preaction System - PRE | 1013872
19-AY1 | 19-AY1 Chatsworth Courthouse | 19-AY1-D4013-200-PRE01 | PREACTION SYSTEM NO 2 | VICTUALIC | NA | NA | OM00026872 |  | LOWER LEVEL CONTROL ROOM | NA | NA | NA | NA | NA | NA | NA | NA | NA | NA | \Classifications\Building System Class\D40-Fire Protection SYS\D4010 - Sprinkler SYS\Fire Systems, Preaction System - PRE | 1013874
19-AY1 | 19-AY1 Chatsworth Courthouse | 19-AY1-D2023-100-BFP02 | BACK FLOW MAIN | WILKINS ZURN | B32718 | 975 6" | OM00040395 | 558789-90129911-41719 | EXTERIOR SOUTH | NA | NA | NA | NA | NA | NA | NA | NA | NA | NA | \Classifications\Building System Class\D20-Plumbing\D2020 - Domestic Water\Backflow Preventer - BFP | 1013876
19-AY1 | 19-AY1 Chatsworth Courthouse | 19-AY1-D2023-100-BFP03 | BACKFLOW PREVENTER #3 (IRRIGATION WATER) | WILKINS ZURN | 901379 | 975XL (1 1/2") | OM00040396 | OW0209916-FA0234833-BD0003395 | IRRIGATION FRONT BY STEPS, SOUTH EAST (LAPHD FORM REQUIRED) | NA | NA | NA | NA | NA | NA | NA | NA | NA | NA | \Classifications\Building System Class\D20-Plumbing\D2020 - Domestic Water\Backflow Preventer - BFP | 1013877
19-AY1 | 19-AY1 Chatsworth Courthouse | 19-AY1-D4031-100-FEX116 | FIRE EXTINGUISHERS (116) | AMEREX | NA | NA | OM00030988 |  | ENTIRE BUILDING/ROOF | NA | NA | NA | NA | NA | NA | NA | NA | NA | NA | \Classifications\Building System Class\D40-Fire Protection SYS\D4030 - FIRE SPEC\Fire Extinguisher - FEX | 1013878
19-AY1 | 19-AY1 Chatsworth Courthouse | 19-AY1-D5010-234-ATS01 | AUTOMATIC TRANSFER SWITCH 1 | SPECTRUM | K0673126 | ZCD 366641-1600 | OM00030934 |  | LOVER LEVEL SOUTH | NA | NA | NA | NA | 480 | 1600 | Electric | 3 | NA | NA | \Classifications\Building System Class\D50-Electrical SYS\D5010 - Elec Service & Dist\Automatic Transfer Switch - ATS | 1013879
19-AY1 | 19-AY1 Chatsworth Courthouse | 19-AY1-D5010-234-ATS02 | AUTOMATIC TRANSFER SWITCH 2 | SPECTRUM | K0673127 | ZCD 366641-800 | OM00030935 |  | LOWER LEVER SOUTH | NA | NA | NA | NA | 480 | 800 | Electric | 3 | NA | NA | \Classifications\Building System Class\D50-Electrical SYS\D5010 - Elec Service & Dist\Automatic Transfer Switch - ATS | 1013880
19-AY1 | 19-AY1 Chatsworth Courthouse | 19-AY1-D5010-200-ESD01 | ELECTRICAL SWITCHBOARD MSA | SQUARE D | D-918250 | 12341455 | OM00030936 |  | LOWER LEVEL SOUTH | NA | NA | NA | NA | 460 | 3000 | Electric | 3 | NA | NA | \Classifications\Building System Class\D50-Electrical SYS\D5010 - Elec Service & Dist\Electical Service and Distribution - ESD | 1013881
19-AY1 | 19-AY1 Chatsworth Courthouse | 19-AY1-D5010-200-ESD02 | ELECTRICAL SWITCHBOARD MSB SBR02 | SQUARE D | D-918247 | 12341455 | OM00030933 |  | LOWER LEVEL SOUTH | NA | NA | NA | NA | 460 | 3000 | Electric | 3 | NA | NA | \Classifications\Building System Class\D50-Electrical SYS\D5010 - Elec Service & Dist\Electical Service and Distribution - ESD | 1013882
19-AY1 | 19-AY1 Chatsworth Courthouse | 19-AY1-D5011-240-TRN01 | MAIN TRANSFORMER | HOWARD IND | 2767872599 | 9196-435187-017 | OM00030905 |  | NEAR EMERGENCY GENERATOR | NA | NA | NA | NA | DNA | DNA | Electric | 3 | NA | NA | \Classifications\Building System Class\D50-Electrical SYS\D5010 - Elec Service & Dist\Transformer - TRN | 1013883
19-AY1 | 19-AY1 Chatsworth Courthouse | 19-AY1-D5037-710-FAP01 | FIRE CONTROL PANEL | NOTIFIER- A PITTWAY CO | NA | NA | OM00026871 |  | MAIN LOBBY | NA | NA | NA | NA | DNA | DNA | Electric | DNA | NA | NA | \Classifications\Building System Class\D50-Electrical SYS\D5030 - Comm & Security\Fire Alarm Panel - FAP | 1013884
19-AY1 | 19-AY1 Chatsworth Courthouse | 19-AY1-D5092-100-UPS02 | UNINTERRUPTIBLE POWER SYSTEM 2 | DSPM | 083109-2B | ETERNALIGHT | OM00030913 |  | LOWER LEVEL SOUTH | NA | NA | NA | NA | 277 | DNA | Electric and lead-sulfuric acid | 3 | NA | NA | \Classifications\Building System Class\D50-Electrical SYS\D5090 - Elec SYS\Uninterruptible Power System - UPS | 1013885
19-AY1 | 19-AY1 Chatsworth Courthouse | 19-AY1-D5092-100-UPS03 | UNINTERRUPTUBLE POWER SYSTEM 3 | DSPM | 083109-2A | ETERNALIGHT | OM00030914 |  | LOWERL LEVEL SOUTH | NA | NA | NA | NA | 277 | DNA | Electric and lead-sulfuric acid | 3 | NA | NA | \Classifications\Building System Class\D50-Electrical SYS\D5090 - Elec SYS\Uninterruptible Power System - UPS | 1013886
19-AY1 | 19-AY1 Chatsworth Courthouse | 19-AY1-D5092-210-GEN01 | EMERGENCY GENERATOR | DETROIT DIESEL | 0674175 | 1500DS4 | OM00030909 |  | EXTERIOR | NA | NA | NA | 2200 | NA | NA | Diesel | 3 | NA | NA | \Classifications\Building System Class\D50-Electrical SYS\D5090 - Elec SYS\Emergency Generator - GEN | 1013887
19-AY1 | 19-AY1 Chatsworth Courthouse | 19-AY1-D2030-410-PMS02 | SEWAGE EJECTOR PUMP #2 | WEIL | NA | 2533 | OM00030931 |  | JUDGES PARKING SOUTH | NA | NA | NA | 2 | 460 | DNA | Electric | 3 | NA | NA | \Classifications\Building System Class\D20-Plumbing\D2030 - Sani Waste\Sewage Ejector Pump - PMS | 1013888
19-AY1 | 19-AY1 Chatsworth Courthouse | 19-AY1-D2030-410-PMS03 | SEWER EJECTOR PUMP #3 | WEIL | NA | 2533 | OM00030932 |  | OUTSIDE LOCKUP IN HALLWAY | NA | NA | NA | 5 | 460 | DNA | Electric | 3 | NA | NA | \Classifications\Building System Class\D20-Plumbing\D2030 - Sani Waste\Sewage Ejector Pump - PMS | 1013889
19-AY1 | 19-AY1 Chatsworth Courthouse | 19-AY1-D2030-410-PMS04 | SEWER EJECTOR PUMP #4 | WEIL | NA | 2533 | OM00030979 |  | OUTSIDE LOCKUP NEAR ELEVATOR MECHANICAL ROOM #9 | NA | NA | NA | 5 | 460 | DNA | Electric | 3 | NA | NA | \Classifications\Building System Class\D20-Plumbing\D2030 - Sani Waste\Sewage Ejector Pump - PMS | 1013890
19-AY1 | 19-AY1 Chatsworth Courthouse | 19-AY1-G3063-100-DAT01 | DAY TANK #1 | PRYCO | 30326544 | PYISOULDW | OM00030907 |  | EXTERIOR NEAR GENERATOR | NA | NA | NA | 2-Jan | 115 | 9.2 | Diesel | 1 | NA | NA | \Classifications\Building System Class\G30-Site Mechanical Utilities\G3060 - Fuel Distribution\Tank, Fuel Storage Day - DAT | 1013891
19-AY1 | 19-AY1 Chatsworth Courthouse | 19-AY1-G3063-100-DAT02 | DAY TANK #2 | Pryco | 3032653 | PY100ULDW | OM00030908 |  | EXTERIOR NEAR GENERATOR | NA | NA | NA | 2-Jan | 115 | 9.2 | Diesel | 1 | NA | NA | \Classifications\Building System Class\G30-Site Mechanical Utilities\G3060 - Fuel Distribution\Tank, Fuel Storage Day - DAT | 1013892
19-AY1 | 19-AY1 Chatsworth Courthouse | 19-AY1-G3063-100-AST01 | TANK FUEL STORAGE ABOVE GROUND (2000 Gallon) | Containment Solution | NA | 59477 | OM00030906 |  | NEXT TO GENERATOR | NA | NA | NA | NA | NA | NA | Diesel | NA | NA | NA | \Classifications\Building System Class\G30-Site Mechanical Utilities\G3060 - Fuel Distribution\Tank, Fuel Storage, Above Ground - AST | 1013893
19-AY1 | 19-AY1 Chatsworth Courthouse | 19-AY1-G2050-200-LSC01 | LANDSCAPING | NA | NA | NA | OM00033437 |  | OUTSIDE OF BUILDING | NA | NA | NA | NA | NA | NA | NA | NA | NA | NA | \Classifications\Building System Class\G20-Other Systems\G2050 - Landscaping\Landscaping - LSC | 1013894
19-AY1 | 19-AY1 Chatsworth Courthouse | 19-AY1-D5092-250-ELT163 | LIGHTING, EXTERIOR | M1010-250-ELT | NA | NA | OM00033438 |  | OUTSIDE OF BUILDING | NA | NA | NA | NA | 277 | NA | Electric | 1 | NA | NA | \Classifications\Building System Class\D50-Electrical SYS\D5090 - Elec SYS\Exterior Lighting - ELT | 1013895
19-AY1 | 19-AY1 Chatsworth Courthouse | 19-AY1-G2049-300-HSC01 | HARDSCAPE | NA | NA | NA | OM00033436 |  | OUTSIDE OF BUILDING | NA | NA | NA | NA | NA | NA | NA | NA | NA | NA | \Classifications\Building System Class\G20-Other Systems\G2040 - Site Development\Hardscape - HSC | 1013896
19-AY1 | 19-AY1 Chatsworth Courthouse | 19-AY1-D4095-230-HBL01 | Vent Hood and Blower #1 for Kitchen | Captive Aire | NA | 5124no | OM00035322 |  | Cafeteria | NA | NA | NA | NA | 120 | 15 | Electric | NA | NA | NA | \Classifications\Building System Class\D40-Fire Protection SYS\D4090 - Other Fire Protection Systems\Hood and Blower - HBL | 1014653
19-AY1 | 19-AY1 Chatsworth Courthouse | 19-AY1-D2023-100-BFP04 | BACKFLOW PREVENTER #4 (BOILER ROOM) | WATTS | 344828 | (1 1/2") | OM00036737 | OW0209916-FA0234833-BD0003397-344826 | INSIDE BOILER ROOM ON ROOF (LAPHD FORM REQUIRED) | NA | NA | NA | NA | NA | NA | NA | NA | NA | NA | \Classifications\Building System Class\D20-Plumbing\D2020 - Domestic Water\Backflow Preventer - BFP | 1015443
19-AY1 | 19-AY1 Chatsworth Courthouse | 19-AY1-D2023-100-BFP05 | BACKFLOW PREVENTER #5 (KITCHEN EQUIP RM) | WATTS | 196923 | 909RP (4") | OM00036733 | 558790-90015255-41720 | KITCHEN EQUIPMENT ROOM L741 | NA | NA | NA | NA | NA | NA | NA | NA | NA | NA | \Classifications\Building System Class\D20-Plumbing\D2020 - Domestic Water\Backflow Preventer - BFP | 1015444
19-AY1 | 19-AY1 Chatsworth Courthouse | 19-AY1-B2034-400-DOH01 | HOLDING CELL:DOOR, OVERHEAD #1 (ROLL-UP) | Milcor Door | 210843B | NA | OM00036682 |  | HOLDING CELL: SOUTH EAST SALLY PORT ENTRANCE ON LOWER LEVEL | NA | NA | NA | DNA | DNA | DNA | Electric | DNA | NA | NA | \Classifications\Building System Class\B20-General Building Exterior\B2030 - Exterior Doors\Door,Overhead-Shutter,Manual,Elec,Roll-up - DOH | 1015498
19-AY1 | 19-AY1 Chatsworth Courthouse | 19-AY1-B2034-400-DOH02 | Door, Overhead #2 (Sally Port) (Roll-Up) | Milcor Door | 210843A | NA | OM00036683 |  | HOLDING CELL: SOUTH WEST SALLY PORT EXIT ON LOWER LEVEL | NA | NA | NA | DNA | DNA | DNA | Electric | DNA | NA | NA | \Classifications\Building System Class\B20-General Building Exterior\B2030 - Exterior Doors\Door,Overhead-Shutter,Manual,Elec,Roll-up - DOH | 1015499
19-AY1 | 19-AY1 Chatsworth Courthouse | 19-AY1-B2034-400-DOH03 | DOOR, OVERHEAD #3 (ROLL-UP JUDGES) | LIFTMASTER | 03-M1111-11 | PRO-64 | OM00036684 |  | LOWER LEVEL JUDGES' PARKING | NA | NA | NA | 1 | 240 | 1.7 | Electric | 3 | NA | NA | \Classifications\Building System Class\B20-General Building Exterior\B2030 - Exterior Doors\Door,Overhead-Shutter,Manual,Elec,Roll-up - DOH | 1015500
19-AY1 | 19-AY1 Chatsworth Courthouse | 19-AY1-B2034-400-DOH04 | DOOR, OVERHEAD #4 (ROLL-UP) | Cookson Co | 8-1765 | PRO-GH | OM00036681 |  | LOADING DOCK AREA | NA | NA | NA | 1 | 240/480 | 3.5-3.6/1.8 | Electric | 3 | NA | NA | \Classifications\Building System Class\B20-General Building Exterior\B2030 - Exterior Doors\Door,Overhead-Shutter,Manual,Elec,Roll-up - DOH | 1015501
19-AY1 | 19-AY1 Chatsworth Courthouse | 19-AY1-E1033-310-DLR01 | LOADING DOCK LEVELER | Advanced Lift | 25412/0700 | 2500K | OM00036679 |  | KITCHEN EQUIPMENT ROOM | NA | NA | NA | 5 | 480 | 14.8 | Electric | 3 | NA | NA | \Classifications\Building System Class\E10-Equipment\E1030 - Vehicular Equipment\Loading Dock Equipment - DLR | 1015502
19-AY1 | 19-AY1 Chatsworth Courthouse | 19-AY1-D2023-310-WBS02 | PUMP, DOMESTIC WATER PANEL | Peerless Pump | 1971103650-10-A | C538A | OM00036678 |  | HOLDING CELL: LOWER LEVEL KITCHEN EQUIP ROOM | NA | NA | NA | 7.5 | 240/480 | 21.4-19.6/9.8 | Electric | 3 | NA | NA | \Classifications\Building System Class\D20-Plumbing\D2020 - Domestic Water\Domestic Water Booster System - WBS | 1015503
19-AY1 | 19-AY1 Chatsworth Courthouse | 19-AY1-D2022-100-HWE01 | WATER HEATER, DOMESTIC Gas Boiler | LOCHINVAR | H002752 | CFN401PM | OM00036677 |  | HOLDING CELL: KITCHEN EQUIPMENT ROOM ON LOWER LEVEL | NA | NA | NA | NA | 110 | 12 | Gas | 1 | 399,999 | DNA | \Classifications\Building System Class\D20-Plumbing\D2020 - Domestic Water\Domestic Water Heater, Electric - HWE | 1015504
19-AY1 | 19-AY1 Chatsworth Courthouse | 19-AY1-C1020-110-FRD03 | FIRE DOORS, WON #1 | WON DOR | 609108 | R6799 | OM00036742 |  | LOWER LEVEL BY ELEVATORS 1 & 2 | NA | NA | NA | DNA | 240 | NA | Electric | 1 | NA | NA | \Classifications\Building System Class\C10-General Building Interior\C1020 - Fire Doors\Fire Doors - FRD | 1015650
19-AY1 | 19-AY1 Chatsworth Courthouse | 19-AY1-D5092-250-EML369 | LIGHTING, EMERGENCY (58) & EXIT (311) | NA | NA | NA | OM00036680 |  | THROUGHOUT BUILDING | NA | NA | NA | NA | DNA | NA | Electric | 1 | NA | NA | \Classifications\Building System Class\D50-Electrical SYS\D5090 - Elec SYS\Emergency And Exit Lighting - EML | 1015651
19-AY1 | 19-AY1 Chatsworth Courthouse | 19-AY1-D3050-210-PKU03 | AC# 1 | LIEBERT | 0006C21267 | MC306ALA00 | OM00030976 |  | NORTH EAST SIDE OF PARKING LOT | NA | NA | R-22 | DNA | 480 | 8.5 | Electric | 3 | NA | NA | \Classifications\Building System Class\D30-HVAC Systems\D3050 - Package SYS\Package Unit - PKU | 1015670
19-AY1 | 19-AY1 Chatsworth Courthouse | 19-AY1-D2090-650-WSR01 | WATER CONDITIONING SYSTEM #1 (WSR01) | COLUMBIA | NA | NA | OM00040390 |  | ROOM L741 KITCHEN EQUIP ROOM | NA | NA | NA | NA | 110 | DNA | Electric | 1 | NA | NA | \Classifications\Building System Class\D20-Plumbing\D2090 - Other Plumbing SYS\Water Softener - WSR | 1015722
19-AY1 | 19-AY1 Chatsworth Courthouse | 19-AY1-D2090-650-WSR02 | WATER CONDITIONING SYSTEM #1 (WSR01) | COLUMBIA | NA | NA | OM00040389 |  | ROOM L741 KITCHEN EQUIP ROOM | NA | NA | NA | NA | 110 | DNA | Electric | 1 | NA | NA | \Classifications\Building System Class\D20-Plumbing\D2090 - Other Plumbing SYS\Water Softener - WSR | 1015723
19-AY1 | 19-AY1 Chatsworth Courthouse | 19-AY1-B2034-400-DOH06 | DOOR, OVERHEAD #6 (ROLL-UP CAFETERIA MAIN) | Cookson Co | NA | NA | OM00036735 |  | CAFETERIA MAIN | NA | NA | NA | 3/4 | 240/480 | 2.7-2.8/1.4 | Electric | 3 | NA | NA | \Classifications\Building System Class\B20-General Building Exterior\B2030 - Exterior Doors\Door,Overhead-Shutter,Manual,Elec,Roll-up - DOH | 1015787
19-AY1 | 19-AY1 Chatsworth Courthouse | 19-AY1-C1020-110-FRD01 | DOORS, FIRE DOORS OVERHEAD #1 (ROLL-UP) | Cookson Co | P-1519 | 6VL56T17D125B | OM00036734 |  | LOADING DOCK | NA | NA | NA | 3/4 | 240/480 | 5.3-3.6/1.9 | Electric | 1 | NA | NA | \Classifications\Building System Class\C10-General Building Interior\C1020 - Fire Doors\Fire Doors - FRD | 1015788
19-AY1 | 19-AY1 Chatsworth Courthouse | 19-AY1-C1020-110-FRD02 | DOORS, FIRE DOORS OVERHEAD #2 | Cookson Warnoch Hersey | WHI-004572 | FD_FD10 | OM00040398 | OM00036736 | BY KITCHEN COUNTER | NA | NA | NA | 3/4 | 240/480 | 1.5 | Electric | 3 | NA | NA | \Classifications\Building System Class\C10-General Building Interior\C1020 - Fire Doors\Fire Doors - FRD | 1015789
19-AY1 | 19-AY1 Chatsworth Courthouse | 19-AY1-D3050-210-PKU04 | PACKAGE UNIT #4 (ATTENDANT BOOTH #1) | DOMETIC DUO THERM | NA | RSV420K62 | OM00036744 |  | ON TOP OF PARKING ATTENDENT BOOTH #1 | NA | NA | R-22 | NA | 240 | DNA | DNA | 3 | NA | NA | \Classifications\Building System Class\D30-HVAC Systems\D3050 - Package SYS\Package Unit - PKU | 1015807
19-AY1 | 19-AY1 Chatsworth Courthouse | 19-AY1-D3050-210-PKU05 | PACKAGE UNIT #5 (ATTENDANT BOOTH #2) | DOMETIC DUO THERM | NA | RSV420K62 | OM00036409 |  | ON TOP OF PARKING ATTENDENT BOOTH #2 | NA | NA | R-22 | NA | 240 | DNA | DNA | 3 | NA | NA | \Classifications\Building System Class\D30-HVAC Systems\D3050 - Package SYS\Package Unit - PKU | 1015808
19-AY1 | 19-AY1 Chatsworth Courthouse | 19-AY1-D4024-100-FHS01 | FIRE, HOSE SYSTEM #1 (LOCKUP) | POTTER ROEMER | NA | POTTER ROEMER 2792 | OM00036743 |  | LOCKUP NEXT TO L903 ELECTRICAL ROOM | NA | NA | NA | NA | NA | NA | NA | NA | NA | NA | \Classifications\Building System Class\D40-Fire Protection SYS\D4020 - Stand Pipe\Other Stand Pipe Hose Systems - FHS | 1015848
19-AY1 | 19-AY1 Chatsworth Courthouse | 19-AY1-D4024-100-FHS02 | FIRE, HOSE SYSTEM #2 (LOCKUP) | POTTER ROEMER | NA | POTTER ROEMER 2792 | OM00036738 |  | LOCKUP ARE BETWEEN CELL 21 & 22 | NA | NA | NA | NA | NA | NA | NA |  | NA | NA | \Classifications\Building System Class\D40-Fire Protection SYS\D4020 - Stand Pipe\Other Stand Pipe Hose Systems - FHS | 1015849
19-AY1 | 19-AY1 Chatsworth Courthouse | 19-AY1-D4024-100-FHS03 | FIRE, HOSE SYSTEM #3 (LOCKUP) | POTTER ROEMER | NA | POTTER ROEMER 2792 | OM00036739 |  | LOCKUP NEXT TO CELL 3P2 | NA | NA | NA | NA | NA | NA | NA | NA | NA | NA | \Classifications\Building System Class\D40-Fire Protection SYS\D4020 - Stand Pipe\Other Stand Pipe Hose Systems - FHS | 1015850
19-AY1 | 19-AY1 Chatsworth Courthouse | 19-AY1-D3060-100-RDS01 | LEAK DETECTION SYSTEM, REFRIGERENT #1 | TECHNOLOGIES INC | NA | RLD-134A | OM00036414 |  | CHILLER RM ON ROOF | NA | NA | NA | NA | Other | NA | Electric | NA | NA | NA | \Classifications\Building System Class\D30-HVAC Systems\D3060 - Control & Inst Air\Refrigerant Leak Detection System - RDS | 1015953
19-AY1 | 19-AY1 Chatsworth Courthouse | 19-AY1-G2023-150-PEG01 | ARM GATE #1 (NW EMPLOYEE PARKING) | FEDERAL APD | 7716 | G-90 AUTO GATE CD | OM00036417 |  | NORTHWEST EMPLOYEE PARKING ENTRANCE | NA | NA | NA | 1/3 | 110 | 12 | ELECTRIC | 1 | NA | NA | \Classifications\Building System Class\G20-Other Systems\G2020 - Parking Lots\Secured Parking Gate - PEG | 1016205
19-AY1 | 19-AY1 Chatsworth Courthouse | 19-AY1-G2023-150-PEG02 | ARM GATE #2 (SE EMPLOYEE PARKING) | FEDERAL APD | 7715 | G-90 AUTO GATE CD | OM00036416 |  | SOUTHEAST EMPLOYEE GATE, PENFIELD AVE | NA | NA | NA | 1/3 | 110 | 12 | ELECTRIC | 1 | NA | NA | \Classifications\Building System Class\G20-Other Systems\G2020 - Parking Lots\Secured Parking Gate - PEG | 1016206
19-AY1 | 19-AY1 Chatsworth Courthouse | 19-AY1-G2023-150-PEG03 | ARM GATE #3 (SE JUDGES' PARKING) | FEDERAL APD | 7713 | G-90 AUTO GATE CD | OM00036415 |  | SOUTHEAST SIDE OF BUIDLING, JUDGES' PARKING | NA | NA | NA | 1/3 | 110 | 12 | ELECTRIC | 1 | NA | NA | \Classifications\Building System Class\G20-Other Systems\G2020 - Parking Lots\Secured Parking Gate - PEG | 1016207
19-AY1 | 19-AY1 Chatsworth Courthouse | 19-AY1-B2010-100-BLD01 | Building | NA | NA | NA | OM00037885 |  |  | NA | NA | NA | NA | NA | NA | NA | NA | NA | NA | \Classifications\Building System Class\B20-General Building Exterior\B2010 - Exterior Walls\Building - BLD | 1016541
19-AY1 | 19-AY1 Chatsworth Courthouse | 19-AY1-D2090-670-WLR01 | WATER TREATMENT CONTROL (ROOF) | LAKEWOOD INSTRUMENTS INC | 0I765512 | 2412-RTC-NTC | OM00036419 |  | CHILLER ROOM ON ROOF | NA | NA | NA | NA | 110 | 10 | Electric | 1 | NA | NA | \Classifications\Building System Class\D20-Plumbing\D2090 - Other Plumbing SYS\Water Treatment,Chlorine - WLR | 1016826
19-AY1 | 19-AY1 Chatsworth Courthouse | 19-AY1-G2023-150-PEG04 | Arm Gate (East Parking Booth) | FEDERAL SIGNAL CORP | NA | NA | OM00035979 |  | PARKING ATTENDANT BOOTH EAST SIDE | NA | NA | NA | NA | 110 | 4.7 | Electric | 1 | NA | NA | \Classifications\Building System Class\G20-Other Systems\G2020 - Parking Lots\Secured Parking Gate - PEG | 1016939
19-AY1 | 19-AY1 Chatsworth Courthouse | 19-AY1-D3042-220-EFN42 | Exhaust Fan (Judges' Parking) (Direct Drive) | Greenheck Fan | 00C15106 | CSP252 | OM00035988 |  | Lower Level Judges Secured Parking | NA | NA | NA | 1/5 | 110 | 6.5 | ELECTRIC | 1 | NA | NA | \Classifications\Building System Class\D30-HVAC Systems\D3040 - Distribution SYS\Supply/Exhaust/Return fans- FAN | 1017375
19-AY1 | 19-AY1 Chatsworth Courthouse | 19-AY1-D3020-100-HET01 | Water Expansion Tank (Room L741) | Amtrol | NA | SX-60V | OM00036413 |  | Basement Room L741 | NA | NA | NA | NA | NA | NA | NA | NA | NA | NA | \Classifications\Building System Class\D30-HVAC Systems\D3020 - Heat SYS\Heater Water Expansion Tank - HET | 1017376
19-AY1 | 19-AY1 Chatsworth Courthouse | 19-AY1-D3020-100-HET03 | Hot Water Domestic Circulating Pump (Room L741) #2 | Wheatley Ind. | 395344 | 3328 | OM00037858 |  | Basement Boiler Room | NA | NA | NA | NA | NA | NA | NA | NA | NA | NA | \Classifications\Building System Class\D30-HVAC Systems\D3020 - Heat SYS\Heater Water Expansion Tank - HET | 1017378
19-AY1 | 19-AY1 Chatsworth Courthouse | 19-AY1-D3020-100-HET05 | Water Expansion Tank (Room L-052) | Wessels | NA | K6119.52 | OM00036418 |  | Judges' Parking Basement Room L741 | NA | NA | NA | NA | NA | NA | NA |  | NA | NA | \Classifications\Building System Class\D30-HVAC Systems\D3020 - Heat SYS\Heater Water Expansion Tank - HET | 1017380
19-AY1 | 19-AY1 Chatsworth Courthouse | 19-AY1-D3042-220-EFN43 | Exhaust Fan (Room L-052) (Direct Drive) | Greenheck Fan | 00C15103 | CSP262 | OM00040379 |  | Basement Room L052 | NA | NA | NA | 1/4 | 110 | 5.6 | ELECTRIC | 1 | NA |  | \Classifications\Building System Class\D30-HVAC Systems\D3040 - Distribution SYS\Supply/Exhaust/Return fans- FAN | 1017382
19-AY1 | 19-AY1 Chatsworth Courthouse | 19-AY1-D2023-310-HWP03 | Hot Water Domestic Circulating Pump (Boiler Room) | Armstrong | NA | S-45BF | OM00037854 |  | Roof Boiler Room | NA | NA | NA | 1/4 | 110 | 5.0 | ELECTRIC | 1 | NA | NA | \Classifications\Building System Class\D20-Plumbing\D2020 - Domestic Water\Domestic Hot Water Circulating Pump - HWP | 1017384
19-AY1 | 19-AY1 Chatsworth Courthouse | 19-AY1-D2023-310-HWP01 | Hot Water Domestic Circulating Pump (Room L741) #2 | Grudfos Pumps | 5222322 | UP25-64SF | OM00036412 |  | Basement Room L741 | NA | NA | NA | DNA | 110 | 1.70 | ELECTRIC | 1 | NA | NA | \Classifications\Building System Class\D20-Plumbing\D2020 - Domestic Water\Domestic Hot Water Circulating Pump - HWP | 1017381
19-AY1 | 19-AY1 Chatsworth Courthouse | 19-AY1-D2023-310-HWP02 | Hot Water Domestic Circulating Pump (Room L741) | Armstrong | NA | S-45BF | OM00037861 |  | Basement Kitchen Equip Room L741 | NA | NA | NA | 1/4 | 110 | 5.0 | ELECTRIC | 1 | NA | NA | \Classifications\Building System Class\D20-Plumbing\D2020 - Domestic Water\Domestic Hot Water Circulating Pump - HWP | 1017383
19-AY1 | 19-AY1 Chatsworth Courthouse | 19-AY1-D2023-310-HWP05 | Hot Water Domestic Circulating Pump (Boiler Room) | Paco Pumps | NA | NA | OM00037857 |  | Roof Boiler Room | NA | NA | NA | 1/2 | 110/240 | 7.2-3.5/3.6 | ELECTRIC | 1 | NA | NA | \Classifications\Building System Class\D20-Plumbing\D2020 - Domestic Water\Domestic Hot Water Circulating Pump - HWP | 1017386
19-AY1 | 19-AY1 Chatsworth Courthouse | 19-AY1-D2023-310-HWP04 | Hot Water Domestic Circulating Pump (Boiler Room) | Armstrong | NA | S-45BF | OM00037853 |  | Roof Boiler Room | NA | NA | NA | 1/4 | 110 | 5.0 | ELECTRIC | 1 | NA | NA | \Classifications\Building System Class\D20-Plumbing\D2020 - Domestic Water\Domestic Hot Water Circulating Pump - HWP | 1017385
19-AY1 | 19-AY1 Chatsworth Courthouse | 19-AY1-D2023-310-HWP07 | Hot Water Domestic Circulating Pump (Boiler Room) | Grudfos Pumps | 52722322 | UP25-64SF | OM00036411 |  | Roof Boiler Room | NA | NA | NA | DNA | 110 | 8 | ELECTRIC | 1 | NA | NA | \Classifications\Building System Class\D20-Plumbing\D2020 - Domestic Water\Domestic Hot Water Circulating Pump - HWP | 1017388
19-AY1 | 19-AY1 Chatsworth Courthouse | 19-AY1-D2023-310-HWP06 | Hot Water Domestic Circulating Pump (Boiler Room) | Paco Pumps | NA | NA | OM00037856 |  | Roof Boiler Room | NA | NA | NA | 1/2 | 110/240 | 7.4/3.7 | ELECTRIC | 1 | NA | NA | \Classifications\Building System Class\D20-Plumbing\D2020 - Domestic Water\Domestic Hot Water Circulating Pump - HWP | 1017387
19-AY1 | 19-AY1 Chatsworth Courthouse | 19-AY1-D5010-110-MCC01 | Motor Control Center (Basement) | Square D | M96347 | 12341455-008 | OM00037864 |  | Basement Main Electrical Room | NA | NA | NA | NA | 600 | 300 | ELECTRIC | 3 | NA | NA | \Classifications\Building System Class\D50-Electrical SYS\D5010 - Elec Service & Dist\Chiller Room Electrical Panel - MCC | 1017389
19-AY1 | 19-AY1 Chatsworth Courthouse | 19-AY1-D5010-110-MCC02 | Motor Control Center (Basement) | Square D | M96345 | 12341455-008 | OM00035983 |  | Basement Main Electrical Room | NA | NA | NA | NA | 600 | DNA | ELECTRIC | 3 | NA | NA | \Classifications\Building System Class\D50-Electrical SYS\D5010 - Elec Service & Dist\Chiller Room Electrical Panel - MCC | 1017390
19-AY1 | 19-AY1 Chatsworth Courthouse | 19-AY1-D5010-110-MCC03 | Motor Control Center (Basement) | Square D | M96346 | 12341455-008 | OM00037863 |  | Basement Main Electrical Room | NA | NA | NA | NA | 600 | 300 | ELECTRIC | 3 | NA | NA | \Classifications\Building System Class\D50-Electrical SYS\D5010 - Elec Service & Dist\Chiller Room Electrical Panel - MCC | 1017391
19-AY1 | 19-AY1 Chatsworth Courthouse | 19-AY1-D5010-110-MCC04 | Motor Control Center (Room L-720) | Square D | M96201 | 12341455-004 | OM00035982 |  | Basement Electrical Room L720 | NA | NA | NA | NA | 600 | 600 | Electric | 3 | NA | NA | \Classifications\Building System Class\D50-Electrical SYS\D5010 - Elec Service & Dist\Chiller Room Electrical Panel - MCC | 1017392
19-AY1 | 19-AY1 Chatsworth Courthouse | 19-AY1-D5010-110-MCC05 | Motor Control Center (Room L-720) | Square D | M96202 | 12341455-004 | OM00037871 |  | Basement Electrical Room L720 | NA | NA | NA | NA | 600 | 300 | ELECTRIC | 3 | NA | NA | \Classifications\Building System Class\D50-Electrical SYS\D5010 - Elec Service & Dist\Chiller Room Electrical Panel - MCC | 1017393
19-AY1 | 19-AY1 Chatsworth Courthouse | 19-AY1-D5010-110-MCC06 | Motor Control Center (Room L-720) | Square D | M96203 | 12341455-004 | OM00037872 |  | Basement Electrical Room L720 | NA | NA | NA | NA | 600 | 300 | ELECTRIC | 3 | NA | NA | \Classifications\Building System Class\D50-Electrical SYS\D5010 - Elec Service & Dist\Chiller Room Electrical Panel - MCC | 1017394
19-AY1 | 19-AY1 Chatsworth Courthouse | 19-AY1-D5010-110-MCC08 | Motor Control Center (Roof Chiller Room) | Square D | M96339 | 12341455-007 | OM00040374 |  | Roof Chiller Room | NA | NA | NA | NA | 600 | 300 | ELECTRIC | 3 | NA | NA | \Classifications\Building System Class\D50-Electrical SYS\D5010 - Elec Service & Dist\Chiller Room Electrical Panel - MCC | 1017396
19-AY1 | 19-AY1 Chatsworth Courthouse | 19-AY1-D5010-110-MCC09 | Motor Control Center (Roof Chiller Room) | Square D | M96340 | 12341455-007 | OM00040378 |  | Roof Chiller Room | NA | NA | NA | NA | 600 | 300 | ELECTRIC | 3 | NA | NA | \Classifications\Building System Class\D50-Electrical SYS\D5010 - Elec Service & Dist\Chiller Room Electrical Panel - MCC | 1017397
19-AY1 | 19-AY1 Chatsworth Courthouse | 19-AY1-D5010-110-MCC10 | Motor Control Center (Roof Chiller Room) | Square D | M96341 | 12341455-007 | OM00040375 |  | Roof Chiller Room | NA | NA | NA | NA | 600 | 300 | ELECTRIC | 3 | NA | NA | \Classifications\Building System Class\D50-Electrical SYS\D5010 - Elec Service & Dist\Chiller Room Electrical Panel - MCC | 1017398
19-AY1 | 19-AY1 Chatsworth Courthouse | 19-AY1-D5010-110-MCC07 | Motor Control Center (Roof Chiller Room) | Square D | M96338 | 12341455-007 | OM00035986 |  | Roof Chiller Room | NA | NA | NA | NA | 600 | 600 | ELECTRIC | 3 | NA | NA | \Classifications\Building System Class\D50-Electrical SYS\D5010 - Elec Service & Dist\Chiller Room Electrical Panel - MCC | 1017395
19-AY1 | 19-AY1 Chatsworth Courthouse | 19-AY1-D5010-110-MCC11 | Motor Control Center (Roof Chiller Room) | Square D | M96342 | 12341455-007 | OM00035987 |  | Roof Chiller Room | NA | NA | NA | NA | 600 | 300 | ELECTRIC | 3 | NA | NA | \Classifications\Building System Class\D50-Electrical SYS\D5010 - Elec Service & Dist\Chiller Room Electrical Panel - MCC | 1017399
19-AY1 | 19-AY1 Chatsworth Courthouse | 19-AY1-D5010-110-MCC12 | Motor Control Center (Roof Chiller Room) | Square D | M96343 | 12341455-007 | OM00040376 |  | Roof Chiller Room | NA | NA | NA | NA | 600 | 300 | ELECTRIC | 3 | NA | NA | \Classifications\Building System Class\D50-Electrical SYS\D5010 - Elec Service & Dist\Chiller Room Electrical Panel - MCC | 1017400
19-AY1 | 19-AY1 Chatsworth Courthouse | 19-AY1-D5010-110-MCC13 | Motor Control Center (Roof Chiller Room) | Square D | M96344 | 12341455-007 | OM00040377 |  | Roof Chiller Room | NA | NA | NA | NA | 600 | 300 | ELECTRIC | 3 | NA | NA | \Classifications\Building System Class\D50-Electrical SYS\D5010 - Elec Service & Dist\Chiller Room Electrical Panel - MCC | 1017401
19-AY1 | 19-AY1 Chatsworth Courthouse | 19-AY1-D5010-110-MCC14 | Motor Control Center (Roof Boiler Room) | Square D | M96465 | 12341455-005 | OM00040373 |  | Roof Boiler Room | NA | NA | NA | NA | 600 | 600 | ELECTRIC | 3 | NA | NA | \Classifications\Building System Class\D50-Electrical SYS\D5010 - Elec Service & Dist\Chiller Room Electrical Panel - MCC | 1017402
19-AY1 | 19-AY1 Chatsworth Courthouse | 19-AY1-D5010-110-MCC15 | Motor Control Center (Roof Boiler Room) | Square D | M96466 | 12341455-005 | OM00040372 |  | Roof Boiler Room | NA | NA | NA | NA | 600 | 300 | ELECTRIC | 3 | NA | NA | \Classifications\Building System Class\D50-Electrical SYS\D5010 - Elec Service & Dist\Chiller Room Electrical Panel - MCC | 1017403
19-AY1 | 19-AY1 Chatsworth Courthouse | 19-AY1-D5010-110-MCC16 | Motor Control Center (Roof Boiler Room) | Square D | M96467 | 12341455-005 | OM00035985 |  | Roof Boiler Room | NA | NA | NA | NA | 600 | 300 | ELECTRIC | 3 | NA | NA | \Classifications\Building System Class\D50-Electrical SYS\D5010 - Elec Service & Dist\Chiller Room Electrical Panel - MCC | 1017404
19-AY1 | 19-AY1 Chatsworth Courthouse | 19-AY1-D5010-110-MCC17 | Motor Control Center (Roof Boiler Room) | Square D | M96204 | 12341455-009 | OM00035984 |  | Roof Boiler Room | NA | NA | NA | NA | 800 | 600 | ELECTRIC | 3 | NA | NA | \Classifications\Building System Class\D50-Electrical SYS\D5010 - Elec Service & Dist\Chiller Room Electrical Panel - MCC | 1017405
19-AY1 | 19-AY1 Chatsworth Courthouse | 19-AY1-D5010-110-MCC18 | Motor Control Center (Roof Boiler Room) | Square D | M96205 | 12341455-009 | OM00040506 |  | Roof Boiler Room | NA | NA | NA | NA | 800 | 600 | ELECTRIC | 3 | NA | NA | \Classifications\Building System Class\D50-Electrical SYS\D5010 - Elec Service & Dist\Chiller Room Electrical Panel - MCC | 1017406
19-AY1 | 19-AY1 Chatsworth Courthouse | 19-AY1-D5010-110-MCC19 | Motor Control Center (Roof Boiler Room) | Square D | M96208 | 12341455-009 | OM00040507 |  | Roof Boiler Room | NA | NA | NA | NA | 800 | 300 | ELECTRIC | 3 | NA | NA | \Classifications\Building System Class\D50-Electrical SYS\D5010 - Elec Service & Dist\Chiller Room Electrical Panel - MCC | 1017407
19-AY1 | 19-AY1 Chatsworth Courthouse | 19-AY1-D5010-110-MCC20 | Motor Control Center (Roof Boiler Room) | Square D | M96207 | 12341455-009 | OM00040508 |  | Roof Boiler Room | NA | NA | NA | NA | 800 | 300 | ELECTRIC | 3 | NA | NA | \Classifications\Building System Class\D50-Electrical SYS\D5010 - Elec Service & Dist\Chiller Room Electrical Panel - MCC | 1017408
19-AY1 | 19-AY1 Chatsworth Courthouse | 19-AY1-G2023-150-PEG05 | Arm Gate (NE Employee Parking) | Federal APD | 7734 | G-90 Auto Gate | OM00040369 |  | North East Employee Parking Entrance | NA | NA | NA | 1/3 | 110 | 12 | ELECTRIC | 1 | NA | NA | \Classifications\Building System Class\G20-Other Systems\G2020 - Parking Lots\Secured Parking Gate - PEG | 1017409
19-AY1 | 19-AY1 Chatsworth Courthouse | 19-AY1-G2023-150-PEG06 | Arm Gate (SE Employee Parking) | Federal APD | 7730 | G-90 Auto Gate | OM00040370 |  | South East Employee Parking Entrance | NA | NA | NA | 1/3 | 110 | 12 | ELECTRIC | 1 | NA | NA | \Classifications\Building System Class\G20-Other Systems\G2020 - Parking Lots\Secured Parking Gate - PEG | 1017410
19-AY1 | 19-AY1 Chatsworth Courthouse | 19-AY1-G2023-150-PEG08 | Arm Gate (Westside Parking Attendant Booth) | Federal APD | 6859 | G-90 Auto Gate | OM00035978 |  | Westside Parking Attendant Booth | NA | NA | NA | DNA | 110 | 4.7 | ELECTRIC | 1 | NA | NA | \Classifications\Building System Class\G20-Other Systems\G2020 - Parking Lots\Secured Parking Gate - PEG | 1017412
19-AY1 | 19-AY1 Chatsworth Courthouse | 19-AY1-D2030-410-PMS05 | Sewage Ejector Pump (Rm L520) | Weil Pumps | NA | 2533 | OM00037870 |  | Outside Lockup Room L520 | NA | NA | NA | 5 | 240/480 | 7.0/3.0 | ELECTRIC | 3 | NA | NA | \Classifications\Building System Class\D20-Plumbing\D2030 - Sani Waste\Sewage Ejector Pump - PMS | 1017413
19-AY1 | 19-AY1 Chatsworth Courthouse | 19-AY1-D2030-410-PMS06 | Sewage Ejector Pump (Rm L051) | Weil Pumps | NA | 2533 | OM00040368 |  | Judges Parking Room L051 | NA | NA | NA | DNA | DNA | DNA | ELECTRIC |  | NA | NA | \Classifications\Building System Class\D20-Plumbing\D2030 - Sani Waste\Sewage Ejector Pump - PMS | 1017414
19-AY1 | 19-AY1 Chatsworth Courthouse | 19-AY1-D2030-410-PMS07 | Sewage Ejector Pump (Rm L410D) | Weil Pumps | NA | 2533 | OM00040371 |  | Basement Room L410D | NA | NA | NA | 5 | 480 | 12 | ELECTRIC | 3 | NA | NA | \Classifications\Building System Class\D20-Plumbing\D2030 - Sani Waste\Sewage Ejector Pump - PMS | 1017415
19-AY1 | 19-AY1 Chatsworth Courthouse | 19-AY1-D2040-100-PSU02 | Sump Pump (Room L053) | Weil Pumps | NA | 1603 | OM00037850 |  | Judges Parking Room L053 | NA | NA | NA | 7.5 | DNA | DNA | ELECTRIC |  | NA | NA | \Classifications\Building System Class\D20-Plumbing\D2040 - Rain Drain\Sump Pump - PSU | 1017416
19-AY1 | 19-AY1 Chatsworth Courthouse | 19-AY1-G3010-210-PWT02 | Potable Water Storage Tank #2 (Roof Boiler Rm) | Therm-X-Trol | 9015A345 | ST-180V | OM00036410 |  | Roof Boiler Room | NA | NA | NA | NA | NA | NA | NA |  | NA | NA | \Classifications\Building System Class\G30-Site Mechanical Utilities\G3010 - Water Supply\Potable Water Storage Tank - PWT | 1017417
19-AY1 | 19-AY1 Chatsworth Courthouse | 19-AY1-G3010-210-PWT01 | Potable Water Storage Tank #1 (Roof Boiler Rm) | NA | 395344 | Rpy E. Hanson MFG | OM00037855 |  | Roof Boiler Room | NA | NA | NA | NA | NA | NA | NA |  | NA | NA | \Classifications\Building System Class\G30-Site Mechanical Utilities\G3010 - Water Supply\Potable Water Storage Tank - PWT | 1017418
19-AY1 | 19-AY1 Chatsworth Courthouse | 19-AY1-D5010-200-ESD03 | Electrical Switchboard (Main Electrical Rm) | Square D | D918249 | 12341455-001 | OM00037866 |  | Basement Main Electrical Room | NA | NA | NA | NA | 240/480 | 3000 | NA | 3 | NA | NA | \Classifications\Building System Class\D50-Electrical SYS\D5010 - Elec Service & Dist\Electical Service and Distribution - ESD | 1017419
19-AY1 | 19-AY1 Chatsworth Courthouse | 19-AY1-D5010-200-ESD04 | Electrical Switchboard (Main Electrical Rm) | Square D | D918245 | 12341455-002 | OM00037869 |  | Basement Main Electrical Room | NA | NA | NA | NA | 240/480 | 3000 | NA | 3 | NA | NA | \Classifications\Building System Class\D50-Electrical SYS\D5010 - Elec Service & Dist\Electical Service and Distribution - ESD | 1017420
19-AY1 | 19-AY1 Chatsworth Courthouse | 19-AY1-D2023-310-WBS03 | Domestic Water Booster Pump (Room L052) | Peerless Pump | 547857 | 547857 | OM00037851 |  | Judges Parking Room L052 | NA | NA | NA | 10 | 240-480 | 29.0-26.4/13.2 | NA | 3 | NA | NA | \Classifications\Building System Class\D20-Plumbing\D2020 - Domestic Water\Domestic Water Booster System - WBS | 1017421
19-AY1 | 19-AY1 Chatsworth Courthouse | 19-AY1-D2023-100-BFP06 | Backflow Preventer (Cooling Tower) | Febco | N1401230724 | LF860 | OM00040391 | OW0209916-FA0234833-BD0003396-N0605250127 | Roof by Cooling Tower (LAPHD FORM REQUIRED) | NA | NA | NA | NA | NA | NA | NA |  | NA | NA | \Classifications\Building System Class\D20-Plumbing\D2020 - Domestic Water\Backflow Preventer - BFP | 1018486
19-AY1 | 19-AY1 Chatsworth Courthouse | 19-AY1-D2023-310-WBS05 | Domestic Water Booster Pump (Room L052) | Peerless Pump | 197110462-10-A | C-615A | OM00040392 |  | Judges Parking L052, Building Engineer Office | NA | NA | NA | 5 | 208-230/460 | 13-12.2/6.1 | Electric | 3 | NA | NA | \Classifications\Building System Class\D20-Plumbing\D2020 - Domestic Water\Domestic Water Booster System - WBS | 1019271
19-AY1 | 19-AY1 Chatsworth Courthouse | 19-AY1-D3020-100-HET06 | Expansion Tank HET06 | Brunner Eng& MFG Inc. | 2854 | PA-425 | OM00040394 |  | Roof Chiller Room | NA | NA | NA | NA | NA | NA | NA | NA | NA |  | \Classifications\Building System Class\D30-HVAC Systems\D3020 - Heat SYS\Heater Water Expansion Tank - HET | 1019278
19-AY1 | 19-AY1 Chatsworth Courthouse | 19-AY1-G2023-150-PEG09 | Arm Gate (SE Judges Parking) | Door King Inc | 11850 | 1601-080 | OM00040397 |  | Grounds, SE Judges Parking | NA | NA | NA | 1/2 | 115 | DNA | NA | 1 | NA | NA | \Classifications\Building System Class\G20-Other Systems\G2020 - Parking Lots\Secured Parking Gate - PEG | 1019564
19-AY1 | 19-AY1 Chatsworth Courthouse | 19-AY1-D5010-200-ESD05 | Electric Main Breaker (SBR05) | NA | 12341455-001 | NA | OM00037867 |  | Basement Main Electrical Room | NA | NA | NA | 10 | 480-277 | 3000 | Electric | 3 | NA | NA | \Classifications\Building System Class\D50-Electrical SYS\D5010 - Elec Service & Dist\Electical Service and Distribution - ESD | 1020282
19-AY1 | 19-AY1 Chatsworth Courthouse | 19-AY1-D5010-200-ESD06 | Electric Main Breaker (SBR06) | Square DSE | 12341455-002 | NA | OM00037868 |  | Basement Main Electrical Room L215 | NA | NA | NA | NA | 480/277 | 3000 | Electric | 3 | NA | NA | \Classifications\Building System Class\D50-Electrical SYS\D5010 - Elec Service & Dist\Electical Service and Distribution - ESD | 1020283
19-AY1 | 19-AY1 Chatsworth Courthouse | 19-AY1-D3020-100-HET07 | Water Expansion Tank (Boiler Room) (HET07) | American Wheatley | 3729-01 | 20DEG F | OM00040399 |  | Basement Boiler Room | NA | NA | NA | NA | NA | NA | NA | NA | NA | NA | \Classifications\Building System Class\D30-HVAC Systems\D3020 - Heat SYS\Heater Water Expansion Tank - HET | 1021417
19-AY1 | 19-AY1 Chatsworth Courthouse | 19-AY1-G3063-100-DFS01 | Diesel Fuel Alarm | Ronah | 23-7086 | X76CTM-N4-1 | OM00036529 |  | Building Control | NA | NA | NA | NA | 120 | DNA | Electric | DNA | NA | NA | \Classifications\Building System Class\G30-Site Mechanical Utilities\G3060 - Fuel Distribution\Diesel Fuel Leak Detection System - DFS | 1021623
19-AY1 | 19-AY1 Chatsworth Courthouse | 19-AY1-D3020-100-HET08 | Water Expansion Tank (Room L741) HET08 | Roy E Henson | 450973 | 2134222 | OM00040400 |  | Basement Room L741 | NA | NA | NA | NA | NA | NA | NA | NA | NA | NA | \Classifications\Building System Class\D30-HVAC Systems\D3020 - Heat SYS\Heater Water Expansion Tank - HET | 1021624
19-AZ1 | 19-AZ1 Michael D. Antonovich Antelope Valley Courthouse | 19-AZ1-D1010-100-ELE01 | Elevator #1, Passenger | MITSUBISHI | NA | EM 36340H | OM00030685 | State ID# 128111 | DNA | NA | NA | NA | 40 | 480 | 60 | Electric | 3 | NA | NA | \Classifications\Building System Class\D10-Conveyance Systems\D1010 - Elevator\Elevator,Electric,Pass/Freight - ELE | 1013523
19-AZ1 | 19-AZ1 Michael D. Antonovich Antelope Valley Courthouse | 19-AZ1-D1010-100-ELE02 | Elevator #2, Passenger | MITSUBISHI | NA | EM 364OH | OM00030684 | State ID# 128112 | MAIN ELEVATOR ROOM | NA | NA | NA | 40 | 480 | 60 | Electric | 3 | NA | NA | \Classifications\Building System Class\D10-Conveyance Systems\D1010 - Elevator\Elevator,Electric,Pass/Freight - ELE | 1013524
19-AZ1 | 19-AZ1 Michael D. Antonovich Antelope Valley Courthouse | 19-AZ1-D1010-100-ELE03 | Elevator #3, Psssenger | MITSUBISHI | NA | EM 364OH | OM00030682 | State ID# 128113 | MAIN ELEVATOR ROOM | NA | NA | NA | 40 | 480 | 60 | Electric | 3 | NA | NA | \Classifications\Building System Class\D10-Conveyance Systems\D1010 - Elevator\Elevator,Electric,Pass/Freight - ELE | 1013525
19-AZ1 | 19-AZ1 Michael D. Antonovich Antelope Valley Courthouse | 19-AZ1-D1010-100-ELE04 | Elevator #4, Passenger | MITSUBISHI | NA | EM 364OH | OM00030683 | State ID# 128114 | MAIN ELEVATOR ROOM | NA | NA | NA | 40 | 480 | 60 | Electric | 3 | NA | NA | \Classifications\Building System Class\D10-Conveyance Systems\D1010 - Elevator\Elevator,Electric,Pass/Freight - ELE | 1013526
19-AZ1 | 19-AZ1 Michael D. Antonovich Antelope Valley Courthouse | 19-AZ1-D1010-100-ELE05 | Elevator #5, Passenger | MITSUBISHI | DNA | EMT-580T | OM00030681 | State ID# 128115 | MAIN ELEVATOR ROOM | NA | NA | NA | 50 | 470 | 75 | Electric | 3 | NA | NA | \Classifications\Building System Class\D10-Conveyance Systems\D1010 - Elevator\Elevator,Electric,Pass/Freight - ELE | 1013527
19-AZ1 | 19-AZ1 Michael D. Antonovich Antelope Valley Courthouse | 19-AZ1-D1010-100-ELE06 | Elevator #6, Passenger | MITSUBISHI | NA | EMT-580T | OM00030686 | State ID# 128116 | MAIN ELEVATOR ROOM | NA | NA | NA | 40 | 480 | 60 | Electric | 3 | NA | NA | \Classifications\Building System Class\D10-Conveyance Systems\D1010 - Elevator\Elevator,Electric,Pass/Freight - ELE | 1013528
19-AZ1 | 19-AZ1 Michael D. Antonovich Antelope Valley Courthouse | 19-AZ1-D1010-100-ELE07 | Elevator #7, Passenger | MITSUBISHI | CE9097001 | EM 364OH | OM00030680 | State ID# 128117 | ELEVATOR ROOM SOUTH EAST | NA | NA | NA | 40 | 480 | 60 | Electric | 3 | NA | NA | \Classifications\Building System Class\D10-Conveyance Systems\D1010 - Elevator\Elevator,Electric,Pass/Freight - ELE | 1013529
19-AZ1 | 19-AZ1 Michael D. Antonovich Antelope Valley Courthouse | 19-AZ1-D1010-100-ELE08 | Elevator #8, Judge | Bucher Hydraulic | G09-J208-M | SQ30029585 | OM00030655 | State ID# 128118 | ELEVATOR 8 MECH ROOM -JUDGES PARKING | NA | NA | NA | 40 | 480 | 53 | Electric | 3 | NA | NA | \Classifications\Building System Class\D10-Conveyance Systems\D1010 - Elevator\Elevator,Electric,Pass/Freight - ELE | 1013530
19-AZ1 | 19-AZ1 Michael D. Antonovich Antelope Valley Courthouse | 19-AZ1-D1010-100-ELE09 | Elevator #9, Passenger | MITSUBISHI | NA | EM3640H | OM00030690 | State ID# 128119 | ELEVATOR ROOM NE | NA | NA | NA | 40 | 480 | 60 | Electric | 3 | NA | NA | \Classifications\Building System Class\D10-Conveyance Systems\D1010 - Elevator\Elevator,Electric,Pass/Freight - ELE | 1013531
19-AZ1 | 19-AZ1 Michael D. Antonovich Antelope Valley Courthouse | 19-AZ1-D1010-100-ELE10 | Elevator #10, Passenger | Bucher Hydraulic | S030029580 | UC750/LRV7001/280 | OM00033714 | State ID# 128120 | ELEVATOR #10 MACHINE ROOMELEVATOR ROOM | NA | NA | NA | 50 | 480 | 75 | Hydraulic | 3 | NA | NA | \Classifications\Building System Class\D10-Conveyance Systems\D1010 - Elevator\Elevator,Hydraulic,Pass/Freight - ELE | 1013532
19-AZ1 | 19-AZ1 Michael D. Antonovich Antelope Valley Courthouse | 19-AZ1-D1010-100-ELE11 | Elevator #11, Passenger | Bucher Hydraulic | S030029584 | UC750/LRV7001/280 | OM00033713 | State ID# 128121 | ELEVATOR #11 MECH ROOM | NA | NA | NA | 50 | 480 | 75 | Hydraulic | 3 | NA | NA | \Classifications\Building System Class\D10-Conveyance Systems\D1010 - Elevator\Elevator,Hydraulic,Pass/Freight - ELE | 1013533
19-AZ1 | 19-AZ1 Michael D. Antonovich Antelope Valley Courthouse | 19-AZ1-D1010-100-ELE12 | Elevator #12, Passenger | BUCHER | NA | SQ30029585 | OM00033712 | State ID# 152284 | ELEVATOR #12 MECH ROOM | NA | NA | NA | 50 | 480 | 75 | Hydraulic | 3 | NA | NA | \Classifications\Building System Class\D10-Conveyance Systems\D1010 - Elevator\Elevator,Hydraulic,Pass/Freight - ELE | 1013534
19-AZ1 | 19-AZ1 Michael D. Antonovich Antelope Valley Courthouse | 19-AZ1-D3050-250-ACU01 | A/C SPLIT SYSTEM #1 (CU1) | DATA AIRE | 2001048OA | DRCU0634 | OM00030663 |  | ROOF | NA | NA | R-22 | 1 | 460 | 7.2 | Electric | 3 | NA | NA | \Classifications\Building System Class\D30-HVAC Systems\D3050 - Package SYS\Air Conditioning,Split System - ACU | 1014920
19-AZ1 | 19-AZ1 Michael D. Antonovich Antelope Valley Courthouse | 19-AZ1-D3050-250-ACU02 | A/C SPLIT SYSTEM #2 (CU2) | DATA AIRE | 2001-0482-A | DARC06PB | OM00030858 |  | 1ST FLOOR ROOF | A41 (1) | 20x20x2 (1) | R-22 | 3/4 | 208-230/460 | 6.6 | Electric | 3 | NA | NA | \Classifications\Building System Class\D30-HVAC Systems\D3050 - Package SYS\Air Conditioning,Split System - ACU | 1014921
19-AZ1 | 19-AZ1 Michael D. Antonovich Antelope Valley Courthouse | 19-AZ1-D3041-110-AHU01 | AIR HANDLER UNIT #1 (AH1) | ENERGY LABS | 0104-1947-1 | C80140FCHL | OM00030652 |  | NEXT TO CHILLER ROOM | Return BX82 (1), Supply B128 (4) | (15) 24X24X2, (15) 24X24X12, (3) 12X24X2, (3) 12X24X12 | NA | 40 & 5 | 208-230/460 | 96/48 & 13.9/12.6 | Electric | 3 | NA | NA | \Classifications\Building System Class\D30-HVAC Systems\D3040 - Distribution SYS\Air Handling Unit - AHU | 1014922
19-AZ1 | 19-AZ1 Michael D. Antonovich Antelope Valley Courthouse | 19-AZ1-D3041-110-AHU02 | AIR HANDLER UNIT #2 (AH2) | ENERGY LABS | 0104-1947-2 | C5686-FCHL | OM00030854 |  | NEXT TO FIRE PUMP ROOM | (2) B95 / (1) B69 | (6) 24X24X12, (6) 24X24X2 | NA | 15 | 460 | 21 | Electric | 3 | NA | NA | \Classifications\Building System Class\D30-HVAC Systems\D3040 - Distribution SYS\Air Handling Unit - AHU | 1014923
19-AZ1 | 19-AZ1 Michael D. Antonovich Antelope Valley Courthouse | 19-AZ1-D3041-110-AHU03 | AIR HANLDER UNIT #3 (AH3) | ENERGY LABS | 0104-1947-3 | C125168-FCHL | OM00030666 |  | ROOF | B108 (2) | 24x24x2 (24), 12x24x2 (10, 24x24x18 (24), 12x24x18 (10 | NA | 60 | 460 | 77 | Electric | 3 | NA | NA | \Classifications\Building System Class\D30-HVAC Systems\D3040 - Distribution SYS\Air Handling Unit - AHU | 1014924
19-AZ1 | 19-AZ1 Michael D. Antonovich Antelope Valley Courthouse | 19-AZ1-D3041-110-AHU04 | AIR HANDLER UNIT #4 | ENERGY LABS | 0104-1947-4 | C125168-FCHL | OM00030668 |  | ROOF | Return BX108 (2), Supply B158 (5) | 24x24x2 (30), 12x24x12 (5), 24x24x12 (30), 12x24x12 (5) | NA | 60 | 460 | 77 | Electric | 3 | NA | NA | \Classifications\Building System Class\D30-HVAC Systems\D3040 - Distribution SYS\Air Handling Unit - AHU | 1014925
19-AZ1 | 19-AZ1 Michael D. Antonovich Antelope Valley Courthouse | 19-AZ1-D3041-110-AHU05 | AIR HANDLER UNIT #5 (AH5) | ENERGY LABS | 0104-1947-5 | C125168-FCHL | OM00030674 |  | ROOF | (10) B-158, (3) B-138 | (30) 24X24X2, (30) 24X24X12, (5) 12X24X2, (5) 12X24X12 | NA | 60 | 460 | 77 | Electric | 3 | NA | NA | \Classifications\Building System Class\D30-HVAC Systems\D3040 - Distribution SYS\Air Handling Unit - AHU | 1014926
19-AZ1 | 19-AZ1 Michael D. Antonovich Antelope Valley Courthouse | 19-AZ1-D3041-110-AHU06 | AIR HANDLER UNIT #6 (AH6) | ENERGY LABS | 0104-1947-6 | C107156-FCHL | OM00030675 |  | ROOF | (10) B-142, (2) B-130 | (24) 24X24X12, (24) 24X24X2 | NA | 50 | 460 | 65 | Electric | 3 | NA | NA | \Classifications\Building System Class\D30-HVAC Systems\D3040 - Distribution SYS\Air Handling Unit - AHU | 1014927
19-AZ1 | 19-AZ1 Michael D. Antonovich Antelope Valley Courthouse | 19-AZ1-D2023-100-BFP01 | BACKFLOW PREVENTER #1 (2" IRRIGATION) | FEBCO | H07334 | 825Y 2" | OM00033653 |  | DRIVEWAY ON AVE ""M"" | NA | NA | NA | NA | NA | NA | NA | NA | NA | NA | \Classifications\Building System Class\D20-Plumbing\D2020 - Domestic Water\Backflow Preventer - BFP | 1014928
19-AZ1 | 19-AZ1 Michael D. Antonovich Antelope Valley Courthouse | 19-AZ1-D2023-100-BFP02 | BACKFLOW PREVENTER #2 (10" FIRE) | FEBCO | 106090848 | 826 YD 10" | OM00033652 | Acct#:04024396 Meter SENSUS 55930219 Device:1002627 | DRIVEWAY FOR AVE ""M"" - Requires County of LA Public Works Form | NA | NA | NA | NA | NA | NA | NA | NA | NA | NA | \Classifications\Building System Class\D20-Plumbing\D2020 - Domestic Water\Backflow Preventer - BFP | 1014929
19-AZ1 | 19-AZ1 Michael D. Antonovich Antelope Valley Courthouse | 19-AZ1-D2023-100-BFP03 | BACKFLOW PREVENTER #3 (1 1/4" BOILER) | WILKINS/ZURN | W233830 | 975 XL 1-1/4" | OM00033705 | OW0209916-FA0234825-BD0042016-MARCH | ROOF- PENTHOUSE HEATING HOT WATER MAKE UP (LAPHD FORM REQUIRED) | NA | NA | NA | NA | NA | NA | NA | NA | NA | NA | \Classifications\Building System Class\D20-Plumbing\D2020 - Domestic Water\Backflow Preventer - BFP | 1014930
19-AZ1 | 19-AZ1 Michael D. Antonovich Antelope Valley Courthouse | 19-AZ1-D2023-100-BFP04 | BACKFLOW PREVENTER #4 (CHILL WATER) | WILKINS | 156753 | 975 XL | OM00030847 | OW0209916-FA0234825-BD0042015-MARCH | CHILLER ROOM MAKE UP CHILLER (LAPHD FORM REQUIRED) | NA | NA | NA | NA | NA | NA | NA | NA | NA | NA | \Classifications\Building System Class\D20-Plumbing\D2020 - Domestic Water\Backflow Preventer - BFP | 1014931
19-AZ1 | 19-AZ1 Michael D. Antonovich Antelope Valley Courthouse | 19-AZ1-D2023-100-BFP06 | BACKFLOW PREVENTER #6 (10" DOMESTIC WATER) | FEBCO | 0009151420 | 826YD 10" | OM00030694 |  | NEXT TO SECURE PARKING ENTRANCE | NA | NA | NA | NA | NA | NA | NA | NA | NA | NA | \Classifications\Building System Class\D20-Plumbing\D2020 - Domestic Water\Backflow Preventer - BFP | 1014933
19-AZ1 | 19-AZ1 Michael D. Antonovich Antelope Valley Courthouse | 19-AZ1-D3021-130-BLR01 | BOILER #1 (GAS) | Parker Boiler | 53984 | T-5700L | OM00033704 | PTO# B008536 | BOILER ROOM | NA | NA | NA | 3 | 460 | DNA | Natural gas | 3 | 5,700,000 | 4,560,000 | \Classifications\Building System Class\D30-HVAC Systems\D3020 - Heat SYS\Boiler,Hot Water,Oil/Gas/Comb. - BLR | 1014934
19-AZ1 | 19-AZ1 Michael D. Antonovich Antelope Valley Courthouse | 19-AZ1-D3021-130-BLR02 | BOILER #1 (GAS) | RAYPAK | 0202191702 | WH1-0402 | OM00030505 | CO: 2015 FAC# 2624 Permit: B008537 | BOILER ROOM | NA | NA | NA | DNA | 120 | 12 | Natural gas | 1 | 399,000 | 319,000 | \Classifications\Building System Class\D30-HVAC Systems\D3020 - Heat SYS\Boiler,Hot Water,Oil/Gas/Comb. - BLR | 1014935
19-AZ1 | 19-AZ1 Michael D. Antonovich Antelope Valley Courthouse | 19-AZ1-D3021-130-BLR03 | BOILER #3 (GAS) | Parker Boiler | 53983 | T-5700L | OM00033703 | B008537 | BOILER ROOM | NA | NA | NA | 3 | 460 | DNA | Natural gas | 3 | 5,700,000 | 4,560,000 | \Classifications\Building System Class\D30-HVAC Systems\D3020 - Heat SYS\Boiler,Hot Water,Oil/Gas/Comb. - BLR | 1014936
19-AZ1 | 19-AZ1 Michael D. Antonovich Antelope Valley Courthouse | 19-AZ1-D3021-130-BLR04 | BOILER #4 (GAS, DOMESTIC HOT WATER) | RAYPAK | 0202191701 | WH10402 | OM00033708 | NA | BOILER ROOM | NA | NA | NA | NA | 120 | 12 | Natural gas | 1 | 399,000 | 319,000 | \Classifications\Building System Class\D30-HVAC Systems\D3020 - Heat SYS\Boiler,Hot Water,Oil/Gas/Comb. - BLR | 1014937
19-AZ1 | 19-AZ1 Michael D. Antonovich Antelope Valley Courthouse | 19-AZ1-D3021-130-BLR05 | BOILER #5 (GAS, DOMESTIC HOT WATER) (PB-3) | RAYPAK | 0504234709 | WH0401 | OM00030511 | NA | BOILER ROOM | NA | NA | NA | 1/12 | 115 | 1.7 | Natural gas | 1 | 399,000 | 319,000 | \Classifications\Building System Class\D30-HVAC Systems\D3020 - Heat SYS\Boiler,Hot Water,Oil/Gas/Comb. - BLR | 1014938
19-AZ1 | 19-AZ1 Michael D. Antonovich Antelope Valley Courthouse | 19-AZ1-D3068-100-BAS01 | BUILDING AUTOMATION SYSTEM | ALC | NA | NA | OM00030662 | NA | ENGINEERING OFFICE | NA | NA | NA | NA | 115 | DNA | Electric | 1 | NA | NA | \Classifications\Building System Class\D30-HVAC Systems\D3060 - Control & Inst Air\Building Automation System - BAS | 1014939
19-AZ1 | 19-AZ1 Michael D. Antonovich Antelope Valley Courthouse | 19-AZ1-D3031-130-CLR01 | CHILLER UNIT #1 | York | GNKM 171666 | YTJ3C2E2 CRJ | OM00030845 |  | CHILLER ROOM | NA | NA | R-123 | 3/4 | 460 | 800 Max/544 Min | Electric | 3 | NA | NA | \Classifications\Building System Class\D30-HVAC Systems\D3030 - Cooling SYS\Chiller, Water Cooled - CLR | 1014940
19-AZ1 | 19-AZ1 Michael D. Antonovich Antelope Valley Courthouse | 19-AZ1-D3031-130-CLR02 | CHILLER UNIT #2 | York | GNKM 101627 | YTJ3C2E2 CRJ | OM00030846 |  | CHILLER ROOM | NA | NA | R-123 | 3/4 | 460 | 800 Max/544 Min | Electric | 3 | NA | NA | \Classifications\Building System Class\D30-HVAC Systems\D3030 - Cooling SYS\Chiller, Water Cooled - CLR | 1014941
19-AZ1 | 19-AZ1 Michael D. Antonovich Antelope Valley Courthouse | 19-AZ1-D3030-110-CTW01 | COOLING TOWER #1 (1A/1B) | EVAPCO | W016736 | SST29-321 | OM00033654 | NA | NEAR LOADING DOCK | 4B154 (1) | NA | NA | 10/2.5 | 460 | 12.7/4.8 | Electric | 3 | NA | NA | \Classifications\Building System Class\D30-HVAC Systems\D3030 - Cooling SYS\Cooling Tower - CTW | 1014942
19-AZ1 | 19-AZ1 Michael D. Antonovich Antelope Valley Courthouse | 19-AZ1-D3030-110-CTW02 | COOLING TOWER #2 (2A/2B) | EVAPCO | W016735 | SST29-321 | OM00033655 | NA | NEAR LOADING DOCK | DNA | NA | NA | 10 | 460 | 10/2.5 | Electric | 3 | NA | NA | \Classifications\Building System Class\D30-HVAC Systems\D3030 - Cooling SYS\Cooling Tower - CTW | 1014943
19-AZ1 | 19-AZ1 Michael D. Antonovich Antelope Valley Courthouse | 19-AZ1-D3030-310-CTF01 | Cooling Tower Filtration System | Lakos Claude Laval Corp | 27007-001 | MTX0910 | OM00030853 |  | CHILLER ROOM | NA | NA | NA | NA | NA | NA | NA | NA | NA | NA | \Classifications\Building System Class\D30-HVAC Systems\D3030 - Cooling SYS\Cooling Tower Filter - CTF | 1014944
19-AZ1 | 19-AZ1 Michael D. Antonovich Antelope Valley Courthouse | 19-AZ1-D3020-100-HET01 | COMPRESSION TANK, HEATING HOT WATER (C-1) | WESSELS | DNA | DNA | OM00033707 |  | BOILER ROOM | NA | NA | NA | NA | NA | NA | NA | NA | NA | NA | \Classifications\Building System Class\D30-HVAC Systems\D3020 - Heat SYS\Heater Water Expansion Tank - HET | 1014945
19-AZ1 | 19-AZ1 Michael D. Antonovich Antelope Valley Courthouse | 19-AZ1-D3020-100-HET02 | Water Expansion Tank (Boiler Rm) | NA | NA | NA | OM00033718 | NA | BOILER ROOM | NA | NA | NA | NA | NA | NA | NA | NA | NA | NA | \Classifications\Building System Class\D30-HVAC Systems\D3020 - Heat SYS\Heater Water Expansion Tank - HET | 1014946
19-AZ1 | 19-AZ1 Michael D. Antonovich Antelope Valley Courthouse | 19-AZ1-B2034-400-DOH01 | ROLL UP DOOR #1 (JUDGES PARKING) | Lawrence Roll-Up Doors | NA | NA | OM00036205 |  | LOWER LEVEL PARKING GARAGE | NA | NA | NA | NA | 480 | DNA | Electric | 3 | NA | na | \Classifications\Building System Class\B20-General Building Exterior\B2030 - Exterior Doors\Door,Overhead-Shutter,Manual,Elec,Roll-up - DOH | 1014947
19-AZ1 | 19-AZ1 Michael D. Antonovich Antelope Valley Courthouse | 19-AZ1-B2034-400-DOH02 | ROLL UP DOOR #2 (JUDGES PARKING) | Lawrence Roll-Up Doors | NA | NA | OM00036206 |  | LOWER LEVEL JUDGES PARKING | NA | NA | NA | NA | 480 | DNA | Electric | 3 | NA | NA | \Classifications\Building System Class\B20-General Building Exterior\B2030 - Exterior Doors\Door,Overhead-Shutter,Manual,Elec,Roll-up - DOH | 1014948
19-AZ1 | 19-AZ1 Michael D. Antonovich Antelope Valley Courthouse | 19-AZ1-B2034-400-DOH05 | ROLL UP GATE #5 (1031-1) | Atlas Door Company | NA | 192397X4-H | OM00033658 |  | NEAR MAIN ELECTRICAL ROOM | NA | NA | NA | 1/2 | 230/460 | 1.9/0.96 | Electric | 3 | NA | NA | \Classifications\Building System Class\B20-General Building Exterior\B2030 - Exterior Doors\Door,Overhead-Shutter,Manual,Elec,Roll-up - DOH | 1014949
19-AZ1 | 19-AZ1 Michael D. Antonovich Antelope Valley Courthouse | 19-AZ1-B2034-400-DOH06 | ROLL UP DOOR #6 (1031-2) | Atlas Door Company | NA | 192397X4-H | OM00033659 |  | NEAR MAIN ELECTRICAL ROOM | NA | NA | NA | 1/2 | 230/460 | 1.9/0.96 | Electric | 3 | NA | NA | \Classifications\Building System Class\B20-General Building Exterior\B2030 - Exterior Doors\Door,Overhead-Shutter,Manual,Elec,Roll-up - DOH | 1014950
19-AZ1 | 19-AZ1 Michael D. Antonovich Antelope Valley Courthouse | 19-AZ1-D5010-234-ATS01 | AUTOMATIC TRANSFER SWITCH | Cummin Power Command Transfer Switch | G010264814 | OTPCG4964007 | OM00030855 |  | MAIN ELECTRICAL ROOM | NA | NA | NA | NA | 480 | 2000 | Electric | 3 | NA | NA | \Classifications\Building System Class\D50-Electrical SYS\D5010 - Elec Service & Dist\Automatic Transfer Switch - ATS | 1014951
19-AZ1 | 19-AZ1 Michael D. Antonovich Antelope Valley Courthouse | 19-AZ1-D5010-200-ESD01 | ELECTRICAL, MAIN SWITCHBOARD #1 | GE | 50196-1M | H0215 | OM00030856 | NA | MAIN ELECTRIC ROOM | NA | NA | NA | NA | 480 | 3000 | Electric | 3 | NA | NA | \Classifications\Building System Class\D50-Electrical SYS\D5010 - Elec Service & Dist\Electical Service and Distribution - ESD | 1014952
19-AZ1 | 19-AZ1 Michael D. Antonovich Antelope Valley Courthouse | 19-AZ1-D5010-200-ESD02 | ELECTRICAL, MAIN SWITCHBOARD #2 | GE | 50196-2 | H0215 | OM00030857 | NA | MAIN ELECTRICAL ROOM | NA | NA | NA | NA | 480 | 3000 | Electric | 3 | NA | NA | \Classifications\Building System Class\D50-Electrical SYS\D5010 - Elec Service & Dist\Electical Service and Distribution - ESD | 1014953
19-AZ1 | 19-AZ1 Michael D. Antonovich Antelope Valley Courthouse | 19-AZ1-D5011-240-TRN01 | ELECTRICAL, TRANSFORMER #1 | HO | 3240314201 | NA | OM00030657 |  | NEXT TO GENERATOR | NA | NA | NA | NA | 480 | DNA | Electric | 3 | NA | NA | \Classifications\Building System Class\D50-Electrical SYS\D5010 - Elec Service & Dist\Transformer - TRN | 1014954
19-AZ1 | 19-AZ1 Michael D. Antonovich Antelope Valley Courthouse | 19-AZ1-D5011-240-TRN03 | ELECTRICAL, TRANSFORMER #3 | NA | NA | NA | OM00030660 |  | NEXT TO JUDGE'S PARKING ENTRANCE | NA | NA | NA | NA | 480 | DNA | Electric | 3 | NA | NA | \Classifications\Building System Class\D50-Electrical SYS\D5010 - Elec Service & Dist\Transformer - TRN | 1014955
19-AZ1 | 19-AZ1 Michael D. Antonovich Antelope Valley Courthouse | 19-AZ1-D5011-240-TRN04 | ELECTRICAL, TRANSFORMER #4 | S & C Electric Company | 021385 | PME9 | OM00030691 |  | NEXT TO JUDGE'S PARKING ENTRANCE | NA | NA | NA | NA | 480 | DNA | Electric | 3 | NA | NA | \Classifications\Building System Class\D50-Electrical SYS\D5010 - Elec Service & Dist\Transformer - TRN | 1014956
19-AZ1 | 19-AZ1 Michael D. Antonovich Antelope Valley Courthouse | 19-AZ1-D3040-120-FCU01 | FAN COIL UNIT #1 (FC1) | York | NA | SCHFANIR | OM00030871 |  | ABOVE CHILL WATER PUMPS | B461 | 20x20x2 (6), 20x12x2 (4) | NA | 3 | 230/460 | 8.7/4.1 | Electric | 3 | NA | NA | \Classifications\Building System Class\D30-HVAC Systems\D3040 - Distribution SYS\Fan Coil Unit - FCU | 1014957
19-AZ1 | 19-AZ1 Michael D. Antonovich Antelope Valley Courthouse | 19-AZ1-D3040-120-FCU02 | FAN COIL UNIT #2 (FC2) | CARRIER | NA | NA | OM00030870 |  | ABOVE CEILING TILES | NA | (1) 10X18X1 | NA | 1/3 | 115 | 0.53 | Electric | 1 | NA | NA | \Classifications\Building System Class\D30-HVAC Systems\D3040 - Distribution SYS\Fan Coil Unit - FCU | 1014958
19-AZ1 | 19-AZ1 Michael D. Antonovich Antelope Valley Courthouse | 19-AZ1-D3040-120-FCU03 | FAN COIL UNIT #3 (FC3) CACC1 | DATA AIRE | 20010483A | DAPC-03 | OM00030661 |  | ROOF ROOM | A39 (1) | (1) 20X20X2 | NA | 10 | 208-230/460 | 3.3-3.1/1.55 | Electric | 3 | NA | NA | \Classifications\Building System Class\D30-HVAC Systems\D3040 - Distribution SYS\Fan Coil Unit - FCU | 1014959
19-AZ1 | 19-AZ1 Michael D. Antonovich Antelope Valley Courthouse | 19-AZ1-D3042-220-EFN01 | FAN, EXHAUST #1 (EF1) | Loren Cook Company | NA | 330SQ1B | OM00030654 |  | Mech Room L901 by South side Sally Port | AX85 (2) | NA | NA | 7.5 | 208-230/460 | 21.1-20.0/10.0 | Electric | 3 | NA | NA | \Classifications\Building System Class\D30-HVAC Systems\D3040 - Distribution SYS\Supply/Exhaust/Return fans- FAN | 1014960
19-AZ1 | 19-AZ1 Michael D. Antonovich Antelope Valley Courthouse | 19-AZ1-D3042-220-EFN02 | FAN, EXHAUST #2 | Loren Cook Company | NA | 330SQ1B | OM00030653 |  | Mech Room L901 by South side Sally Port | AX85 (2) | NA | NA | 7.5 | 208-230/460 | 21.1-20.0/10.0 | Electric | 3 | NA | NA | \Classifications\Building System Class\D30-HVAC Systems\D3040 - Distribution SYS\Supply/Exhaust/Return fans- FAN | 1014961
19-AZ1 | 19-AZ1 Michael D. Antonovich Antelope Valley Courthouse | 19-AZ1-D3042-220-EFN03 | FAN, EXHAUST #3 | Loren Cook Company | NA | 210ACRUB | OM00030867 |  | ROOF | AX29 (1) | NA | NA | 1 | 230/460 | 2.8/1.4 | Electric | 3 | NA | NA | \Classifications\Building System Class\D30-HVAC Systems\D3040 - Distribution SYS\Supply/Exhaust/Return fans- FAN | 1014962
19-AZ1 | 19-AZ1 Michael D. Antonovich Antelope Valley Courthouse | 19-AZ1-D3042-220-EFN04 | FAN, EXHAUST #4 | Loren Cook Company | NA | 210SQIB | OM00030872 |  | SALLY PORT ABOVE BUSES | A53 (1) | NA | NA | 1 | 208/460 | 3.4/1.7 | Electric | 3 | NA | NA | \Classifications\Building System Class\D30-HVAC Systems\D3040 - Distribution SYS\Supply/Exhaust/Return fans- FAN | 1014963
19-AZ1 | 19-AZ1 Michael D. Antonovich Antelope Valley Courthouse | 19-AZ1-D3042-220-EFN05 | FAN, EXHAUST #5 | Loren Cook Company | NA | EMJ580T | OM00030865 |  | ROOF | 4L240R (1) | NA | NA | 3/4 | 230/460 | 3/1.5 | Electric | 1 | NA | NA | \Classifications\Building System Class\D30-HVAC Systems\D3040 - Distribution SYS\Supply/Exhaust/Return fans- FAN | 1014964
19-AZ1 | 19-AZ1 Michael D. Antonovich Antelope Valley Courthouse | 19-AZ1-D3042-220-EFN06 | FAN, EXHAUST #6 | Loren Cook Company | NA | 35ACRUB1 | OM00030866 |  | ROOF | 4L240R (1) | NA | NA | 1/2 | 120 | 2.0/1.0 | Electric | 1 | NA | NA | \Classifications\Building System Class\D30-HVAC Systems\D3040 - Distribution SYS\Supply/Exhaust/Return fans- FAN | 1014965
19-AZ1 | 19-AZ1 Michael D. Antonovich Antelope Valley Courthouse | 19-AZ1-D3042-220-EFN19 | FAN, EXHAUST #7A | Loren Cook Company | NA | 330SQIB | OM00030672 |  | ROOF | (3) B-83 | NA | NA | 10 | 208/230/460 | 27.3/25.2/12.6 | Electric | 3 | NA | NA | \Classifications\Building System Class\D30-HVAC Systems\D3040 - Distribution SYS\Supply/Exhaust/Return fans- FAN | 1014966
19-AZ1 | 19-AZ1 Michael D. Antonovich Antelope Valley Courthouse | 19-AZ1-D3042-220-EFN20 | FAN, EXHAUST #7B | Loren Cook Company | NA | 330SQIB | OM00030671 |  | ROOF | (3) B-83 | NA | NA | 10 | 208/230/460 | 27.3/25.2/12.6 | Electric | 3 | NA | NA | \Classifications\Building System Class\D30-HVAC Systems\D3040 - Distribution SYS\Supply/Exhaust/Return fans- FAN | 1014967
19-AZ1 | 19-AZ1 Michael D. Antonovich Antelope Valley Courthouse | 19-AZ1-D3042-220-EFN08 | FAN, EXHAUST #8 | Loren Cook Company | S532989 | 445CASWSI | OM00030669 |  | ROOF | (3) BX95 | NA | NA | 20 | 230/460 | 50/25 | Electric | 3 | NA | NA | \Classifications\Building System Class\D30-HVAC Systems\D3040 - Distribution SYS\Supply/Exhaust/Return fans- FAN | 1014968
19-AZ1 | 19-AZ1 Michael D. Antonovich Antelope Valley Courthouse | 19-AZ1-D3042-220-EFN09 | FAN, EXHAUST #9 | Loren Cook Company | 553298-9815 | 330SQIB | OM00030665 |  | ROOF | (2) B-83 | NA | NA | 5 | 208-230/460 | 21.1-20.0/10.0 | Electric | 3 | NA | NA | \Classifications\Building System Class\D30-HVAC Systems\D3040 - Distribution SYS\Supply/Exhaust/Return fans- FAN | 1014969
19-AZ1 | 19-AZ1 Michael D. Antonovich Antelope Valley Courthouse | 19-AZ1-D3042-220-EFN10 | FAN, EXHAUST #10 | Loren Cook Company | S53289 | 330SQIB | OM00030664 |  | ROOF | (2) B-83 | NA | NA | 10 | 208-230/460 | 14 | Electric | 3 | NA | NA | \Classifications\Building System Class\D30-HVAC Systems\D3040 - Distribution SYS\Supply/Exhaust/Return fans- FAN | 1014970
19-AZ1 | 19-AZ1 Michael D. Antonovich Antelope Valley Courthouse | 19-AZ1-D3042-220-EFN11 | FAN, EXHAUST #11 | Loren Cook Company | S53298981 | 330SQIB | OM00030679 |  | ROOF | (2) A-85 | NA | NA | 7.5 | 208-230/460 | 21.1-20.0/10.0 | Electric | 3 | NA | NA | \Classifications\Building System Class\D30-HVAC Systems\D3040 - Distribution SYS\Supply/Exhaust/Return fans- FAN | 1014971
19-AZ1 | 19-AZ1 Michael D. Antonovich Antelope Valley Courthouse | 19-AZ1-D3042-220-EFN13 | FAN, EXHAUST #13 | Loren Cook Company | S53298981 | 225SQIB | OM00030670 |  | ROOF | A-59 | NA | NA | 2 | 460 | 3.4 | Electric | 3 | NA | NA | \Classifications\Building System Class\D30-HVAC Systems\D3040 - Distribution SYS\Supply/Exhaust/Return fans- FAN | 1014972
19-AZ1 | 19-AZ1 Michael D. Antonovich Antelope Valley Courthouse | 19-AZ1-D3042-220-EFN14 | FAN, EXHAUST #14 | Loren Cook Company | 138S82648000000701 | 195CPSA | OM00030861 |  | 1ST FLOOR ROOF | AX42 (1) | NA | NA | 2 | 230/460 | 5.6/2.8 | Electric | 3 | NA | NA | \Classifications\Building System Class\D30-HVAC Systems\D3040 - Distribution SYS\Supply/Exhaust/Return fans- FAN | 1014973
19-AZ1 | 19-AZ1 Michael D. Antonovich Antelope Valley Courthouse | 19-AZ1-D3042-220-EFN15 | FAN, EXHAUST #15 | Loren Cook Company | 138S826486000002601 | 195CPSA | OM00030860 |  | 1ST FLOOR ROOF | A39 (1) | NA | NA | 2 | 200-230/460 | 5.6/2.8 | Electric | 3 | NA | NA | \Classifications\Building System Class\D30-HVAC Systems\D3040 - Distribution SYS\Supply/Exhaust/Return fans- FAN | 1014974
19-AZ1 | 19-AZ1 Michael D. Antonovich Antelope Valley Courthouse | 19-AZ1-D3042-220-EFN16 | FAN, EXHAUST #16 | Loren Cook Company | 138S826486000004601 | 150 CPSA | OM00030862 |  | 1ST FLOOR ROOF | AX32 (1) | NA | NA | 1.5 | 230/460 | 4.2/2.1 | Electric | 3 | NA | NA | \Classifications\Building System Class\D30-HVAC Systems\D3040 - Distribution SYS\Supply/Exhaust/Return fans- FAN | 1014975
19-AZ1 | 19-AZ1 Michael D. Antonovich Antelope Valley Courthouse | 19-AZ1-D3042-220-EFN17 | FAN, EXHAUST #17 | Loren Cook Company | 138S826486000006601 | 150 CPSA | OM00030859 |  | 1ST FLOOR ROOF | AX33 (1) | NA | NA | 1/2 | 115 | DNA | Electric | 1 | NA | NA | \Classifications\Building System Class\D30-HVAC Systems\D3040 - Distribution SYS\Supply/Exhaust/Return fans- FAN | 1014976
19-AZ1 | 19-AZ1 Michael D. Antonovich Antelope Valley Courthouse | 19-AZ1-D3042-220-EFN18 | FAN, EXHAUST #18 | Loren Cook Company | 138S826486000008301 | 195 CPSA | OM00030863 |  | 1ST FLOOR ROOF | A44(1) | NA | NA | 2 | 230/460 | 5.6/2.8 | Electric | 3 | NA | NA | \Classifications\Building System Class\D30-HVAC Systems\D3040 - Distribution SYS\Supply/Exhaust/Return fans- FAN | 1014977
19-AZ1 | 19-AZ1 Michael D. Antonovich Antelope Valley Courthouse | 19-AZ1-C1020-110-FRD09 | FIRE DOOR SLIDING (FIRE CURTAIN) | Won Door Corp | 14732 | 883086 | OM00030883 | NA | ELEVATOR LOBBYS | NA | NA | NA | DNA | 220 | DNA | Electric | 3 | NA | NA | \Classifications\Building System Class\C10-General Building Interior\C1020 - Fire Doors\Fire Doors - FRD | 1014978
19-AZ1 | 19-AZ1 Michael D. Antonovich Antelope Valley Courthouse | 19-AZ1-C1020-110-FRD10 | FIRE DOORS SLIDING 1ST FLOOR (FIRE CURTAIN) | ATLAS | NA | NA | OM00030875 |  | MAIN STAIRS LOBBY | NA | NA | NA | 3/4 | 115/230 | 10.8/5.4 | Electric | 3 | NA | NA | \Classifications\Building System Class\C10-General Building Interior\C1020 - Fire Doors\Fire Doors - FRD | 1014979
19-AZ1 | 19-AZ1 Michael D. Antonovich Antelope Valley Courthouse | 19-AZ1-C1020-110-FRD12 | FIRE DOOR OVERHEAD #2A (2ND FLOOR) | ATLAS | NA | DNA | OM00030876 |  | 2ND FLOOR MAIN STAIRS LOBBY | NA | NA | NA | 3/4 | 115/230 | 10.8/5.4 | Electric | 3 | NA | NA | \Classifications\Building System Class\C10-General Building Interior\C1020 - Fire Doors\Fire Doors - FRD | 1014980
19-AZ1 | 19-AZ1 Michael D. Antonovich Antelope Valley Courthouse | 19-AZ1-C1020-110-FRD13 | FIRE DOOR SLIDING #2B (2ND FLOOR ELEVATOR LOBBYS) | Won Door Corp | 883088 | 14735 | OM00030882 |  | ELEVATOR LOBBYS | NA | NA | NA | DNA | 220 | DNA | Electric | 3 | NA | NA | \Classifications\Building System Class\C10-General Building Interior\C1020 - Fire Doors\Fire Doors - FRD | 1014981
19-AZ1 | 19-AZ1 Michael D. Antonovich Antelope Valley Courthouse | 19-AZ1-C1020-110-FRD11 | FIRE DOOR OVERHEAD #3A (3RD FLOOR) | ATLAS | NA | NA | OM00030877 |  | MAIN STAIRS LOBBY | NA | NA | NA | 3/4 | 115/230 | 10.8/5.4 | Electric | 3 | NA | NA | \Classifications\Building System Class\C10-General Building Interior\C1020 - Fire Doors\Fire Doors - FRD | 1014982
19-AZ1 | 19-AZ1 Michael D. Antonovich Antelope Valley Courthouse | 19-AZ1-C1020-110-FRD14 | FIRE DOOR SLIDING #3B (3RD FLOOR) | Won Door Corp | 883087 | 14734 | OM00030881 |  | ELEVATOR LOBBYS | NA | NA | NA | DNA | 220 | DNA | Electric | 3 | NA | NA | \Classifications\Building System Class\C10-General Building Interior\C1020 - Fire Doors\Fire Doors - FRD | 1014983
19-AZ1 | 19-AZ1 Michael D. Antonovich Antelope Valley Courthouse | 19-AZ1-C1020-110-FRD07 | FIRE DOOR OVERHEAD #4A (4TH FLOOR) | ATLAS | NA | AMF50091002 | OM00030878 |  | MAIN STAIRS LOBBY | NA | NA | NA | 3/4 | 115/230 | 10.8/5.4 | Electric | 3 | NA | NA | \Classifications\Building System Class\C10-General Building Interior\C1020 - Fire Doors\Fire Doors - FRD | 1014984
19-AZ1 | 19-AZ1 Michael D. Antonovich Antelope Valley Courthouse | 19-AZ1-C1020-110-FRD08 | FIRE DOOR SLIDING #4B (4TH FLOOR) | Won Door Corp | 883085 | 14733 | OM00030880 |  | ELEVATOR LOBBY | NA | NA | NA | DNA | 220 | DNA | Electric | 3 | NA | NA | \Classifications\Building System Class\C10-General Building Interior\C1020 - Fire Doors\Fire Doors - FRD | 1014985
19-AZ1 | 19-AZ1 Michael D. Antonovich Antelope Valley Courthouse | 19-AZ1-D4031-100-FEX134 | FIRE EXTINGUISHERS (134) | AMEREX | NA | NA | OM00033683 |  | THROUGHOUT BUILDING | NA | NA | NA | NA | NA | NA | NA | NA | NA | NA | \Classifications\Building System Class\D40-Fire Protection SYS\D4030 - FIRE SPEC\Fire Extinguisher - FEX | 1014986
19-AZ1 | 19-AZ1 Michael D. Antonovich Antelope Valley Courthouse | 19-AZ1-D4013-200-PRE01 | FIRE SYSTEMS, STAND PIPE, PREACTION | VIKING | W639658 | F1 | OM00030693 | 298221 | ROOM NEXT TO SALLY PORT | NA | NA | NA | 1/8 | 115 | 3.3 | Electric | 1 | NA | NA | \Classifications\Building System Class\D40-Fire Protection SYS\D4010 - Sprinkler SYS\Fire Systems, Preaction System - PRE | 1014987
19-AZ1 | 19-AZ1 Michael D. Antonovich Antelope Valley Courthouse | 19-AZ1-D5092-210-GEN01 | GENERATOR, EMERGENCY | CUMMINS ONAN | B010207724 | 1500DFLE-1540 | OM00030515 | Permit #E008619 - SN 33148229 | NEAR FUEL TANK | 511016110DF (1) | NA | NA | 2922 | 277/480 | 2255.3 | Diesel | 3 | NA | NA | \Classifications\Building System Class\D50-Electrical SYS\D5090 - Elec SYS\Emergency Generator - GEN | 1014988
19-AZ1 | 19-AZ1 Michael D. Antonovich Antelope Valley Courthouse | 19-AZ1-G2049-300-HSC01 | HARDSCAPE | NA | NA | NA | OM00033447 |  | OUTSIDE OF BUILDING | NA | NA | NA | NA | NA | NA | NA | NA | NA | NA | \Classifications\Building System Class\G20-Other Systems\G2040 - Site Development\Hardscape - HSC | 1014989
19-AZ1 | 19-AZ1 Michael D. Antonovich Antelope Valley Courthouse | 19-AZ1-D3050-310-HPU01 | HEAT PUMP, AIR COOLED #1 (AC1) | CARRIER | 0602G20353 | 48TFL005A611 | OM00030667 |  | SOUTH WEST ELEVATOR ROOM | NA | NA | R-22 | DNA | 460 | 9.6 | Gas | 3 | 72,000 | 59,200 | \Classifications\Building System Class\D30-HVAC Systems\D3050 - Package SYS\Heat Pump,Air Cooled - HPU | 1014990
19-AZ1 | 19-AZ1 Michael D. Antonovich Antelope Valley Courthouse | 19-AZ1-D3050-310-HPU02 | HEAT PUMP, AIR COOLED #2 (AC2) | CARRIER | 4801G50173 | 48TFL006A611 | OM00030677 |  | NORTH EAST ELEVATOR ROOM | NA | NA | R-22 | 3/4 | 460 | 16.4 | Gas | 3 | 72,000 | 59,200 | \Classifications\Building System Class\D30-HVAC Systems\D3050 - Package SYS\Heat Pump,Air Cooled - HPU | 1014991
19-AZ1 | 19-AZ1 Michael D. Antonovich Antelope Valley Courthouse | 19-AZ1-D3050-310-HPU03 | HEAT PUMP, AIR COOLED #3 (AC3) | CARRIER | 3901G32135 | 48TFD014601GA | OM00030673 |  | ROOF | NA | NA | R-22 | DNA | 460 | 27 | Gas | 3 | 224,000 | 179,200 | \Classifications\Building System Class\D30-HVAC Systems\D3050 - Package SYS\Heat Pump,Air Cooled - HPU | 1014992
19-AZ1 | 19-AZ1 Michael D. Antonovich Antelope Valley Courthouse | 19-AZ1-D3050-310-HPU04 | HEAT PUMP, AIR COOLED #4 (AC1B) | CARRIER | 0602G20355 | 48TFL005A611 | OM00030676 |  | ROOF | NA | NA | R-22 | DNA | 460 | 9.6 | Gas | 3 | 72,000 | 59,200 | \Classifications\Building System Class\D30-HVAC Systems\D3050 - Package SYS\Heat Pump,Air Cooled - HPU | 1014993
19-AZ1 | 19-AZ1 Michael D. Antonovich Antelope Valley Courthouse | 19-AZ1-D3050-310-HPU05 | HEAT PUMP, AIR COOLED #5 (AC1C) | CARRIER | NA | 330SQIB | OM00030678 |  | ROOF | NA | NA | R-22 | DNA | 460 | 9.6 | Gas | 3 | DNA | DNA | \Classifications\Building System Class\D30-HVAC Systems\D3050 - Package SYS\Heat Pump,Air Cooled - HPU | 1014994
19-AZ1 | 19-AZ1 Michael D. Antonovich Antelope Valley Courthouse | 19-AZ1-D3050-122-FAH01 | HEATER, FORCED AIR UNIT #1 (GAS) | MODINE | 1011205-7991 | HFG250TMRLN40D2 | OM00030864 |  | 1ST FLOOR ROOF | A54 (1) | 20x25x2 (4) | NA | 3 | 200-208 | 2.0/1.5 | Gas | 3 | 250,000 | 200,000 | \Classifications\Building System Class\D30-HVAC Systems\D3050 - Package SYS\Forced Air Heater,Oil/Gas fired - FAH | 1014995
19-AZ1 | 19-AZ1 Michael D. Antonovich Antelope Valley Courthouse | 19-AZ1-D3050-122-FAH02 | HEATER, FORCED AIR UNIT #2 (GAS) | MODINE | 10312057992 | HFG125TMRLN40D2 | OM00030868 | NA | 1ST FLOOR ROOF | A36 (1) | 16x25x2 (4) | NA | 2 | 200-208 | 7.1/7.2 | Gas | 3 | 250,000 | 200,000 | \Classifications\Building System Class\D30-HVAC Systems\D3050 - Package SYS\Forced Air Heater,Oil/Gas fired - FAH | 1014996
19-AZ1 | 19-AZ1 Michael D. Antonovich Antelope Valley Courthouse | 19-AZ1-G2050-200-LSC01 | LANDSCAPING | NA | NA | NA | OM00033448 |  | OUTSIDE OF BUILDING | NA | NA | NA | NA | NA | NA | NA | NA | NA | NA | \Classifications\Building System Class\G20-Other Systems\G2050 - Landscaping\Landscaping - LSC | 1014997
19-AZ1 | 19-AZ1 Michael D. Antonovich Antelope Valley Courthouse | 19-AZ1-D3060-100-RDS01 | LEAK DETECTION SYSTEM #1 (REFRIGERANT) | Chillgard | K02-1044521-10 | A-RT-A4100F40D | OM00030851 |  | CHILLER ROOM | NA | NA | NA | NA | 115 | 15 | Electric | 1 | NA | NA | \Classifications\Building System Class\D30-HVAC Systems\D3060 - Control & Inst Air\Refrigerant Leak Detection System - RDS | 1014998
19-AZ1 | 19-AZ1 Michael D. Antonovich Antelope Valley Courthouse | 19-AZ1-D5092-250-EML150 | LIGHTING, EMERGENCY (PANEL) | ILLUMINATOR | 76089L1-1 | 2-D-10-S-C8001-S | OM00033710 |  | SWITCH GEAR ROOM | NA | NA | NA | NA | 480 | DNA | Electric | 3 | NA | NA | \Classifications\Building System Class\D50-Electrical SYS\D5090 - Elec SYS\Emergency And Exit Lighting - EML | 1014999
19-AZ1 | 19-AZ1 Michael D. Antonovich Antelope Valley Courthouse | 19-AZ1-D5092-250-ELT25 | LIGHTING, EXTERIOR | NA | NA | NA | OM00033449 |  | OUTSIDE OF BUILDING | NA | NA | NA | NA | 277 | DNA | Electric | 1 | NA | NA | \Classifications\Building System Class\D50-Electrical SYS\D5090 - Elec SYS\Exterior Lighting - ELT | 1015000
19-AZ1 | 19-AZ1 Michael D. Antonovich Antelope Valley Courthouse | 19-AZ1-E1033-310-HLF01 | LOADING DOCK LEVELER (EAST) | Blue Giant Company | 0245680 | A788FH30 | OM00033709 | NA | NEAR MAIN ELECTRICAL ROOM | NA | NA | NA | 3 | 480 | 4.8 | Electric | 3 | NA | NA | \Classifications\Building System Class\E10-Equipment\E1030 - Vehicular Equipment\Hydraulic Lift,Loading Dock - HLF | 1015001
19-AZ1 | 19-AZ1 Michael D. Antonovich Antelope Valley Courthouse | 19-AZ1-E1033-310-HLF02 | LOADING DOCK LEVELER (WEST) | Blue Giant Company | 0145679 | A788FH30 | OM00033660 | NA | NEAR MAIN ELECTRIC ROOM | NA | NA | NA | 3 | 480 | 4.8 | Electric | 3 | NA | NA | \Classifications\Building System Class\E10-Equipment\E1030 - Vehicular Equipment\Hydraulic Lift,Loading Dock - HLF | 1015002
19-AZ1 | 19-AZ1 Michael D. Antonovich Antelope Valley Courthouse | 19-AZ1-D3012-120-GMR01 | GAS, METER READINGS | ROOTS | 0855344 | SM175 | OM00030687 | NA | BOILER ROOM | NA | NA | NA | NA | NA | NA | NA | NA | NA | NA | \Classifications\Building System Class\D30-HVAC Systems\D3010 - Energy Supply\Gas Meter Readings - GMR | 1015003
19-AZ1 | 19-AZ1 Michael D. Antonovich Antelope Valley Courthouse | 19-AZ1-D3012-120-GMR02 | METER, GAS METER READINGS #2 | ROOTS | 0831505 | SM175 | OM00030688 | NA | BOILER ROOM | NA | NA | NA | NA | NA | NA | NA | NA | NA | NA | \Classifications\Building System Class\D30-HVAC Systems\D3010 - Energy Supply\Gas Meter Readings - GMR | 1015004
19-AZ1 | 19-AZ1 Michael D. Antonovich Antelope Valley Courthouse | 19-AZ1-D3050-210-PKU01 | A/C PACKAGE UNIT #1 | United Coolair | 020391 | C6G4A | OM00030869 |  | SWITCH GEAR ROOM | B53 (1) | (2) 16X24X2 | R-22 | 6 | 460 | 19.4 | Electric | 3 | NA | NA | \Classifications\Building System Class\D30-HVAC Systems\D3050 - Package SYS\Package Unit - PKU | 1015005
19-AZ1 | 19-AZ1 Michael D. Antonovich Antelope Valley Courthouse | 19-AZ1-D3050-210-PKU02 | A/C PACKAGE UNIT #2 (PAC2) | United Coolair | 020392 | SP18G1AS | OM00030656 |  | Judges' Parking Area | A-27 | NA | R-22 | 1/2 | 208 | 8 | Electric | 1 | NA | NA | \Classifications\Building System Class\D30-HVAC Systems\D3050 - Package SYS\Package Unit - PKU | 1015006
19-AZ1 | 19-AZ1 Michael D. Antonovich Antelope Valley Courthouse | 19-AZ1-D3031-100-PCH03 | PUMP, CHILLED WATER #3 (P-1C) | BELL & GOSSETT | CL921702A20 | 1510BF | OM00030841 | NA | CHILLER ROOM | NA | NA | NA | 15 | 230/460 | 37.0/18.5 | Electric | 3 | NA | NA | \Classifications\Building System Class\D30-HVAC Systems\D3030 - Cooling SYS\Chilled Water Pump - PCH | 1015007
19-AZ1 | 19-AZ1 Michael D. Antonovich Antelope Valley Courthouse | 19-AZ1-D3031-100-PCH04 | PUMP, CONDENSER WATER #4 (P-3A) | BELL & GOSSETT | CM010002B20 | DNA | OM00030850 | NA | CHILLER ROOM | NA | NA | NA | 6 | 230/460 | 138.9/69 | Electric | 3 | NA | NA | \Classifications\Building System Class\D30-HVAC Systems\D3030 - Cooling SYS\Chilled Water Pump - PCH | 1015008
19-AZ1 | 19-AZ1 Michael D. Antonovich Antelope Valley Courthouse | 19-AZ1-D3031-100-PCH05 | PUMP, CONDENSER WATER #5 (P-3B) | BELL & GOSSETT | CM010003B20 | 2431 | OM00030849 | NA | CHILLER ROOM | NA | NA | NA | 6 | 230/460 | 140/70 | Electric | 3 | NA | NA | \Classifications\Building System Class\D30-HVAC Systems\D3030 - Cooling SYS\Chilled Water Pump - PCH | 1015009
19-AZ1 | 19-AZ1 Michael D. Antonovich Antelope Valley Courthouse | 19-AZ1-D3031-100-PCH06 | PUMP, CONDENSER WATER #6 (P-3C) | BELL & GOSSETT | CM010001B20 | DNA | OM00030848 |  | CHILLER ROOM | NA | NA | NA | 6 | 230/460 | 138.9/69 | Electric | 3 | NA | NA | \Classifications\Building System Class\D30-HVAC Systems\D3030 - Cooling SYS\Chilled Water Pump - PCH | 1015010
19-AZ1 | 19-AZ1 Michael D. Antonovich Antelope Valley Courthouse | 19-AZ1-D3031-100-PCH07 | PUMP, CHILLED WATER #7 (P-2A) | BELL & GOSSETT | CL921802A20 | DNA | OM00030842 | NA | CHILLER ROOM | NA | NA | NA | 20 | 230/460 | 48/24.2 | Electric | 3 | NA | NA | \Classifications\Building System Class\D30-HVAC Systems\D3030 - Cooling SYS\Chilled Water Pump - PCH | 1015011
19-AZ1 | 19-AZ1 Michael D. Antonovich Antelope Valley Courthouse | 19-AZ1-D3031-100-PCH08 | PUMP, CHILLED WATER #8 (P-2B) | BELL & GOSSETT | CL921803A20 | DNA | OM00030843 | NA | CHILLER ROOM | NA | NA | NA | 15 | 230/460 | 48.24.2 | Electric | 3 | NA | NA | \Classifications\Building System Class\D30-HVAC Systems\D3030 - Cooling SYS\Chilled Water Pump - PCH | 1015012
19-AZ1 | 19-AZ1 Michael D. Antonovich Antelope Valley Courthouse | 19-AZ1-D3031-100-PCH09 | PUMP, CHILLED WATER #9 (P-2C) | BELL & GOSSETT | CL921801A20 | NA | OM00030844 |  | CHILLER ROOM | NA | NA | NA | 15 | 230/460 | 48.24.2 | Electric | 3 | NA | NA | \Classifications\Building System Class\D30-HVAC Systems\D3030 - Cooling SYS\Chilled Water Pump - PCH | 1015013
19-AZ1 | 19-AZ1 Michael D. Antonovich Antelope Valley Courthouse | 19-AZ1-D2023-310-HWP01 | PUMP, DOMESTIC HOT WATER #1 | GRUNDFOR | NA | UPS15-55SUC | OM00030506 |  | BOILER ROOM | NA | NA | NA | 1/12 | 120 | DNA | Electric | 1 | NA | NA | \Classifications\Building System Class\D20-Plumbing\D2020 - Domestic Water\Domestic Hot Water Circulating Pump - HWP | 1015014
19-AZ1 | 19-AZ1 Michael D. Antonovich Antelope Valley Courthouse | 19-AZ1-D2023-310-HWP02 | PUMP, DOMESTIC HOT WATER #2 | GRUND FOS | NA | UPS15-55SUC | OM00030507 |  | BOILER ROOM | NA | NA | NA | 1/12 | 120 | DNA | Electric | 1 | NA | NA | \Classifications\Building System Class\D20-Plumbing\D2020 - Domestic Water\Domestic Hot Water Circulating Pump - HWP | 1015015
19-AZ1 | 19-AZ1 Michael D. Antonovich Antelope Valley Courthouse | 19-AZ1-D2023-310-HWP03 | PUMP, DOMESTIC HOT WATER CIRCULATING #3 | BELL & GOSSETT | NA | 106197LF | OM00030512 | NA | BOILER ROOM | NA | NA | NA | 1/12 | 115 | 1.7 | Electric | 1 | NA | NA | \Classifications\Building System Class\D20-Plumbing\D2020 - Domestic Water\Domestic Hot Water Circulating Pump - HWP | 1015016
19-AZ1 | 19-AZ1 Michael D. Antonovich Antelope Valley Courthouse | 19-AZ1-D2023-310-WBS01 | PUMP, DOMESTIC WATER BOOSTER | WEIL | NA | NA | OM00030516 |  | LOWER LEVEL, SW NEXT TO FIRE PUMP ROOM | NA | NA | NA | 7.5/15/15 | 208-230/480 | 11/21/21 | Electric | 3 | NA | NA | \Classifications\Building System Class\D20-Plumbing\D2020 - Domestic Water\Domestic Water Booster System - WBS | 1015017
19-AZ1 | 19-AZ1 Michael D. Antonovich Antelope Valley Courthouse | 19-AZ1-D2030-410-PMS01 | PUMP, EJECTOR SEWAGE | HOMA | NA | AM434-200-8A-ASC | OM00033650 |  | LOWER LEVEL, S WEST | NA | NA | NA | 8 | 460 | 14 | Electric | 3 | NA | NA | \Classifications\Building System Class\D20-Plumbing\D2030 - Sani Waste\Sewage Ejector Pump - PMS | 1015018
19-AZ1 | 19-AZ1 Michael D. Antonovich Antelope Valley Courthouse | 19-AZ1-D4022-210-FSG01 | PUMP, FIRE (ELECTRIC) | AC Fire Pump Systems | 130677600101QKS689 | 393H8100 | OM00030692 |  | NEXT TO INMATE BUS SALLY PORT | NA | NA | NA | 40 | 208-230/460 | 45.1-90.2/104 | Electric | 3 | NA | NA | \Classifications\Building System Class\D40-Fire Protection SYS\D4020 - Stand Pipe\Pump,Fire,Electric Motor Driven - FSG | 1015019
19-AZ1 | 19-AZ1 Michael D. Antonovich Antelope Valley Courthouse | 19-AZ1-D3044-125-PHW01 | Hot Water Pump (P-4A) | Bell & Gossett | CL921902A20 | NA | OM00030508 |  | BOILER ROOM | NA | NA | NA | 15 | 230/460 | 36.8/18.4 | Electric | 3 | NA | NA | \Classifications\Building System Class\D30-HVAC Systems\D3040 - Distribution SYS\Hot Water Pump - PHW | 1015020
19-AZ1 | 19-AZ1 Michael D. Antonovich Antelope Valley Courthouse | 19-AZ1-D3044-125-PHW02 | Hot Water Pump (P-4B) | Bell & Gossett | CL921903A20 | NA | OM00030509 |  | BOILER ROOM | NA | NA | NA | 15 | 230/460 | 36.8/18.4 | Electric | 3 | NA | NA | \Classifications\Building System Class\D30-HVAC Systems\D3040 - Distribution SYS\Hot Water Pump - PHW | 1015021
19-AZ1 | 19-AZ1 Michael D. Antonovich Antelope Valley Courthouse | 19-AZ1-D3044-125-PHW03 | Hot Water Pump (P-4C) | Bell & Gossett | CL921901A20 | NA | OM00030510 |  | BOILER ROOM | NA | NA | NA | 15 | 230/460 | 36.8/18.4 | Electric | 3 | NA | NA | \Classifications\Building System Class\D30-HVAC Systems\D3040 - Distribution SYS\Hot Water Pump - PHW | 1015022
19-AZ1 | 19-AZ1 Michael D. Antonovich Antelope Valley Courthouse | 19-AZ1-D4022-210-JPM01 | PUMP, JOCKEY FIRE PUMP | Webtrol Quality Pumps | NA | L5B103PH | OM00033651 |  | FIRE PUMP ROOM | NA | NA | NA | 1/2 | 480 | 1.3 | Electric | 3 | NA | NA | \Classifications\Building System Class\D40-Fire Protection SYS\D4020 - Stand Pipe\Jockey Pump - JPM | 1015023
19-AZ1 | 19-AZ1 Michael D. Antonovich Antelope Valley Courthouse | 19-AZ1-D2040-100-PSU01 | Sump Pump (SP-1) | Weil Pump Company | NA | W222413 | OM00033649 |  | LOWER LEVEL, SW | NA | NA | NA | 7.5 | 208-230/480 | 19.6/9.8 | Electric | 3 | NA | NA | \Classifications\Building System Class\D20-Plumbing\D2040 - Rain Drain\Sump Pump - PSU | 1015024
19-AZ1 | 19-AZ1 Michael D. Antonovich Antelope Valley Courthouse | 19-AZ1-D2040-100-PSU02 | Sump Pump (SP-5) (Lockup) | HOMA | NA | TP30V24/2/1XP | OM00033676 |  | LOWER LEVEL, ELEV P.T | NA | NA | NA | 2 | 208 | DNA | Electric | 1 | NA | NA | \Classifications\Building System Class\D20-Plumbing\D2040 - Rain Drain\Sump Pump - PSU | 1015025
19-AZ1 | 19-AZ1 Michael D. Antonovich Antelope Valley Courthouse | 19-AZ1-D2040-100-PSU03 | Sump Pump (SP-6) (Lockup) | HOMA | NA | TP30V24/2/1XP | OM00033677 |  | LOWER LEVEL, ELEV P.T | NA | NA | NA | 2 | 208 | DNA | Electric | 1 | NA | NA | \Classifications\Building System Class\D20-Plumbing\D2040 - Rain Drain\Sump Pump - PSU | 1015026
19-AZ1 | 19-AZ1 Michael D. Antonovich Antelope Valley Courthouse | 19-AZ1-D2040-100-PSU04 | Sump Pump (SP-7) (Lockup) | HOMA | NA | TP30V24/2/1XP | OM00033675 |  | LOWER LEVEL, ELEV. P.T | NA | NA | NA | 2 | 208 | DNA | Electric | 1 | NA | NA | \Classifications\Building System Class\D20-Plumbing\D2040 - Rain Drain\Sump Pump - PSU | 1015027
19-AZ1 | 19-AZ1 Michael D. Antonovich Antelope Valley Courthouse | 19-AZ1-D2040-100-PSU05 | Sump Pump (SP-8) (Lockup) | HOMA | NA | TP30V24/2/1XP | OM00033673 |  | LOWER LEVEL, ELEV. P.T | NA | NA | NA | 2 | 208 | DNA | Electric | 1 | NA | NA | \Classifications\Building System Class\D20-Plumbing\D2040 - Rain Drain\Sump Pump - PSU | 1015028
19-AZ1 | 19-AZ1 Michael D. Antonovich Antelope Valley Courthouse | 19-AZ1-D2040-100-PSU06 | Sump Pump (SP-9) (Lockup) | HOMA | NA | TP30V24/2/1XP | OM00033674 |  | LOWER LEVEL, ELEV PT | NA | NA | NA | 2 | 208 | DNA | Electric | 1 | NA | NA | \Classifications\Building System Class\D20-Plumbing\D2040 - Rain Drain\Sump Pump - PSU | 1015029
19-AZ1 | 19-AZ1 Michael D. Antonovich Antelope Valley Courthouse | 19-AZ1-D2040-100-PSU07 | Sump Pump (SP-10) (Frieght Elevator) | WEIL | NA | NA | OM00030513 |  | LOWER LEVEL, SW IN ELEV P.T #5 | NA | NA | NA | 2 | 208 | DNA | Electric | 1 | NA | NA | \Classifications\Building System Class\D20-Plumbing\D2040 - Rain Drain\Sump Pump - PSU | 1015030
19-AZ1 | 19-AZ1 Michael D. Antonovich Antelope Valley Courthouse | 19-AZ1-D2040-100-PSU08 | Sump Pump (SP-11) (Rm L212) | HOMA | NA | TP30V24/2/1XP | OM00033715 |  | LOWER LEVEL, ELEV PT | NA | NA | NA | 2 | 208 | DNA | Electric | 1 | NA | NA | \Classifications\Building System Class\D20-Plumbing\D2040 - Rain Drain\Sump Pump - PSU | 1015031
19-AZ1 | 19-AZ1 Michael D. Antonovich Antelope Valley Courthouse | 19-AZ1-B3010-100-RUF01 | ROOF | NA | NA | NA | OM00033450 |  | TOP OF BUILDING | NA | NA | NA | NA | NA | NA | NA | NA | NA | NA | \Classifications\Building System Class\B30-Roofing\B3010 - Roof Types\Roof - RUF | 1015032
19-AZ1 | 19-AZ1 Michael D. Antonovich Antelope Valley Courthouse | 19-AZ1-D2017-100-SHW01 | SHOWER, EYE WASH & EMERGENCY SHOWERS | Guardian Equipment | NA | NA | OM00033451 |  | LOWER LEVEL, CHILLER ROOM | NA | NA | NA | NA | NA | NA | NA | NA | NA | NA | \Classifications\Building System Class\D20-Plumbing\D2010 - Plumb Fix\Showers - SHW | 1015033
19-AZ1 | 19-AZ1 Michael D. Antonovich Antelope Valley Courthouse | 19-AZ1-G3010-210-PWT01 | TANK, DOMESTIC HOT WATER STORAGE #1 | Roy E Hanson Co | 403771 | 179854 | OM00033706 |  | BOILER ROOM | NA | NA | NA | NA | NA | NA | NA | NA | NA | NA | \Classifications\Building System Class\G30-Site Mechanical Utilities\G3010 - Water Supply\Potable Water Storage Tank - PWT | 1015036
19-AZ1 | 19-AZ1 Michael D. Antonovich Antelope Valley Courthouse | 19-AZ1-G3010-210-PWT02 | TANK, DOMESTIC HOT WATER STORAGE #2 | Roy E Hanson Co | 414715 | NA | OM00030689 |  | BOILER ROOM | NA | NA | NA | NA | NA | NA | NA | NA | NA | NA | \Classifications\Building System Class\G30-Site Mechanical Utilities\G3010 - Water Supply\Potable Water Storage Tank - PWT | 1015037
19-AZ1 | 19-AZ1 Michael D. Antonovich Antelope Valley Courthouse | 19-AZ1-G3063-100-DAT01 | TANK, FUEL STORAGE (DAY TANK) | SIMPLEX | NA | SST100 | OM00030659 |  | NEXT TO GENERATOR | NA | NA | NA | DNA | 220 | DNA | Diesel | 3 | NA | NA | \Classifications\Building System Class\G30-Site Mechanical Utilities\G3060 - Fuel Distribution\Tank, Fuel Storage Day - DAT | 1015326
19-AZ1 | 19-AZ1 Michael D. Antonovich Antelope Valley Courthouse | 19-AZ1-G3063-100-AST01 | TANK, FUEL STORAGE | CONTAINMENT SOLUTIONS | 900715 | LDP2000 | OM00030514 | DNA | NORTHWEST SIDE OF BUILDING | NA | NA | NA | NA | NA | NA | Diesel | NA | NA | NA | \Classifications\Building System Class\G30-Site Mechanical Utilities\G3060 - Fuel Distribution\Tank, Fuel Storage, Above Ground - AST | 1015327
19-AZ1 | 19-AZ1 Michael D. Antonovich Antelope Valley Courthouse | 19-AZ1-D5037-710-FAP01 | FIRE ALARM PANEL | SEIMEN | NA | SIEMEN'S M DEL MXL | OM00033719 | Permit# 758792 | GROUND FLOOR BY STAIRWELL #2 | NA | NA | NA | NA | 110 | DNA | Electric | DNA | NA | NA | \Classifications\Building System Class\D50-Electrical SYS\D5030 - Comm & Security\Fire Alarm Panel - FAP | 1015558
19-AZ1 | 19-AZ1 Michael D. Antonovich Antelope Valley Courthouse | 19-AZ1-D4010-150-FMS03 | FIRE SYSTEM, ALL STAND PIPES #03 | SIMPLEX GRINNELL | NA | NA | OM00036120 |  | STAIRWELL #4 EMERGENCY EXIT | NA | NA | NA | NA | NA | NA | NA | NA | NA | NA | \Classifications\Building System Class\D40-Fire Protection SYS\D4010 - Sprinkler SYS\Fire Systems, stand pipes - FMS | 1015872
19-AZ1 | 19-AZ1 Michael D. Antonovich Antelope Valley Courthouse | 19-AZ1-D4010-150-FMS04 | FIRE SYSTEM, ALL STAND PIPES #04 | SIMPLEX GRINNELL | NA | NA | OM00036119 |  | STAIRWELL #2 EMERGENCY EXIT | NA | NA | NA | NA | NA | NA | NA |  | NA | NA | \Classifications\Building System Class\D40-Fire Protection SYS\D4010 - Sprinkler SYS\Fire Systems, stand pipes - FMS | 1015873
19-AZ1 | 19-AZ1 Michael D. Antonovich Antelope Valley Courthouse | 19-AZ1-D5092-100-CTY01 | UNINTERRUPTIBLE POWER SYSTEM #01 | SYNTHESIS | B222650 | SUC12B2P | OM00036118 |  | TELECOMMUNICATION ROOM | NA | NA | NA | NA | 240 | NA | NA | 1 | NA | NA | \Classifications\Building System Class\D50-Electrical SYS\D5090 - Elec SYS\Uninterruptible Power System - UPS | 1015874
19-AZ1 | 19-AZ1 Michael D. Antonovich Antelope Valley Courthouse | 19-AZ1-B2033-120-DOR01 | DOOR, AUTOMATIC SLIDING #1 (NE EMPLOYEE ENTRANCE) | CHAMBERLAN ELITE | 1011N6635 | SL3000ULDM3 | OM00036112 |  | NE EMPLOYEE PARKING | 4L340 | NA | NA | 1/2 | 110 | 4.7 | NA | 1 | NA | NA | \Classifications\Building System Class\B20-General Building Exterior\B2030 - Exterior Doors\Door,Automatic-Sliding,Revolving - DOR | 1015875
19-AZ1 | 19-AZ1 Michael D. Antonovich Antelope Valley Courthouse | 19-AZ1-B2033-120-DOR02 | DOOR, AUTOMATIC SLIDING #2 (NE EMPLOYEE EXIT) | CHAMBERLAN ELITE | SU04150358761 | SL3000LLDM3 | OM00036113 |  | NE EMPLOYEE PARKING | 4L340 | NA | NA | 1/2 | 110 | 4.7 | NA | 1 | NA | NA | \Classifications\Building System Class\B20-General Building Exterior\B2030 - Exterior Doors\Door,Automatic-Sliding,Revolving - DOR | 1015876
19-AZ1 | 19-AZ1 Michael D. Antonovich Antelope Valley Courthouse | 19-AZ1-B2033-120-DOR03 | DOOR, AUTOMATIC SLIDING #3 (NE EMPLOYEE ENTRANCE) | CHAMBERLAN ELITE | SU041503-58761 | SL3000LLDM3 | OM00036114 |  | NE EMPLOYEE PARKING | 4L340 | NA | NA | 1/2 | 110 | 4.7 | NA | 1 | NA | NA | \Classifications\Building System Class\B20-General Building Exterior\B2030 - Exterior Doors\Door,Automatic-Sliding,Revolving - DOR | 1015877
19-AZ1 | 19-AZ1 Michael D. Antonovich Antelope Valley Courthouse | 19-AZ1-B2033-120-DOR04 | DOOR, AUTOMATIC SLIDING #4 (NE EMPLOYEE) | CHAMBERLAN ELITE | SU04150358765 | SL3000LLDM3 | OM00036115 |  | NE EMPLOYEE PARKING | 4L340 | NA | NA | 1/2 | 110 | 4.7 | NA | 1 | NA | NA | \Classifications\Building System Class\B20-General Building Exterior\B2030 - Exterior Doors\Door,Automatic-Sliding,Revolving - DOR | 1015878
19-AZ1 | 19-AZ1 Michael D. Antonovich Antelope Valley Courthouse | 19-AZ1-B2033-120-DOR05 | DOOR, AUTOMATIC SLIDING #5 (SW EMPLOYEE ENTRANCE) | CHAMBERLAN ELITE | SU04150358750 | SL3000LLDM3 | OM00036110 |  | SW EMPLOYEE PARKING | 4L340 | NA | NA | 1/2 | 110 | 4.7 | NA | 1 | NA | NA | \Classifications\Building System Class\B20-General Building Exterior\B2030 - Exterior Doors\Door,Automatic-Sliding,Revolving - DOR | 1015879
19-AZ1 | 19-AZ1 Michael D. Antonovich Antelope Valley Courthouse | 19-AZ1-B2033-120-DOR06 | DOOR, AUTOMATIC (SW EMPLOYEE SWING EXIT #6) | CHAMBERLAN ELITE | 2111N1445 | CSW200 | OM00036109 |  | SW EMPLOYEE PARKING | NA | NA | NA | 1/2 | Other | 4 | NA | 1 | NA | NA | \Classifications\Building System Class\B20-General Building Exterior\B2030 - Exterior Doors\Door,Automatic-Sliding,Revolving - DOR | 1015880
19-AZ1 | 19-AZ1 Michael D. Antonovich Antelope Valley Courthouse | 19-AZ1-G3010-210-PWT03 | TANK, POTABLE WATER STORAGE TANK #03 | Wessels Tank Company | NA | NA | OM00036111 |  | HOUSE PUMP | NA | NA | NA | NA | NA | NA | NA |  | NA | NA | \Classifications\Building System Class\G30-Site Mechanical Utilities\G3010 - Water Supply\Potable Water Storage Tank - PWT | 1015881
19-AZ1 | 19-AZ1 Michael D. Antonovich Antelope Valley Courthouse | 19-AZ1-D4010-150-FMS05 | FIRE SYSTEM, ALL STAND PIPES #05 (ELEVATOR #9) | NA | NA | NA | OM00036163 |  | PENTHOUSE ELEVATOR ROOM #5 | NA | NA | NA | NA | NA | NA | NA |  | NA | NA | \Classifications\Building System Class\D40-Fire Protection SYS\D4010 - Sprinkler SYS\Fire Systems, stand pipes - FMS | 1015882
19-AZ1 | 19-AZ1 Michael D. Antonovich Antelope Valley Courthouse | 19-AZ1-D4010-150-FMS06 | FIRE SYSTEM, ALL STAND PIPES #06 (PENTHOUSE STAIRS) | NA | NA | NA | OM00036162 |  | 5th Floor - PENTHOUSE | NA | NA | NA | NA | NA | NA | NA |  | NA | NA | \Classifications\Building System Class\D40-Fire Protection SYS\D4010 - Sprinkler SYS\Fire Systems, stand pipes - FMS | 1015883
19-AZ1 | 19-AZ1 Michael D. Antonovich Antelope Valley Courthouse | 19-AZ1-D4010-150-FMS07 | FIRE SYSTEM, ALL STAND PIPES #07 (ELEVATOR #5) | NA | NA | NA | OM00036161 |  | PENTHOUSE NEXT TO STAIR #5 | NA | NA | NA | NA | NA | NA | NA |  | NA | NA | \Classifications\Building System Class\D40-Fire Protection SYS\D4010 - Sprinkler SYS\Fire Systems, stand pipes - FMS | 1015884
19-AZ1 | 19-AZ1 Michael D. Antonovich Antelope Valley Courthouse | 19-AZ1-D2023-310-HWP04 | PUMP, DOMESTIC HOT WATER CIRCULATING #4 | BELL AND GOSSETT | NA | 106197 | OM00036165 |  | ROOF PENTHOUSE | NA | NA | NA | 1/12 | 110 | 1.75 | NA | 1 | NA | NA | \Classifications\Building System Class\D20-Plumbing\D2020 - Domestic Water\Domestic Hot Water Circulating Pump - HWP | 1015885
19-AZ1 | 19-AZ1 Michael D. Antonovich Antelope Valley Courthouse | 19-AZ1-D2023-310-HWP05 | PUMP, DOMESTIC HOT WATER CIRCULATING #5 | ARMSTRONG | NA | H-32/S-35LV | OM00036160 |  | ROOF PENTHOUSE | NA | NA | NA | 1/6 | 110 | 3.6 | NA | 1 | NA | NA | \Classifications\Building System Class\D20-Plumbing\D2020 - Domestic Water\Domestic Hot Water Circulating Pump - HWP | 1015886
19-AZ1 | 19-AZ1 Michael D. Antonovich Antelope Valley Courthouse | 19-AZ1-D2023-310-HWP06 | PUMP, DOMESTIC HOT WATER CIRCULATING #6 | ARMSTRONG | NA | H-32/S-35LV | OM00036159 |  | ROOF PENTHOUSE | NA | NA | NA | 1/6 | 110 | 3.6 | NA | 1 | NA | NA | \Classifications\Building System Class\D20-Plumbing\D2020 - Domestic Water\Domestic Hot Water Circulating Pump - HWP | 1015887
19-AZ1 | 19-AZ1 Michael D. Antonovich Antelope Valley Courthouse | 19-AZ1-D4010-150-FMS08 | FIRE SYSTEM, ALL STAND PIPES #8 (BOILER ROOM) | DNA | DNA | DNA | OM00036158 |  | ROOF PENTHOUSE | NA | NA | NA | NA | NA | NA | NA |  | NA | NA | \Classifications\Building System Class\D40-Fire Protection SYS\D4010 - Sprinkler SYS\Fire Systems, stand pipes - FMS | 1015888
19-AZ1 | 19-AZ1 Michael D. Antonovich Antelope Valley Courthouse | 19-AZ1-C1020-110-FRD01 | DOORS, FIRE DOORS OVERHEAD #1 (BASEMENT) | ATLAS |  | NA | OM00036164 | NA | CENTER STAIRWELL | NA | NA | NA | 3/4 | 115/230 | 10.8/5.4 | NA | 1 | NA | NA | \Classifications\Building System Class\C10-General Building Interior\C1020 - Fire Doors\Fire Doors - FRD | 1015889
19-AZ1 | 19-AZ1 Michael D. Antonovich Antelope Valley Courthouse | 19-AZ1-D4095-230-HBL01 | VENT HOOD #1 (KITCHEN, WET) | GREEN HECK | 05F27518 | GXFW892S | OM00036166 |  | KITCHEN | NA | NA | NA | NA | DNA | DNA | Electric | DNA | NA | NA | \Classifications\Building System Class\D40-Fire Protection SYS\D4090 - Other Fire Protection Systems\Hood and Blower - HBL | 1016186
19-AZ1 | 19-AZ1 Michael D. Antonovich Antelope Valley Courthouse | 19-AZ1-D4095-230-HBL02 | VENT HOOD #2 (SERVING EAST, WET) | GREEN HECK | E5F27519 | GXDW1076S | OM00036167 |  | SERVING EAST SECTION | NA | NA | NA | NA | DNA | DNA | Electric | DNA | NA | NA | \Classifications\Building System Class\D40-Fire Protection SYS\D4090 - Other Fire Protection Systems\Hood and Blower - HBL | 1016187
19-AZ1 | 19-AZ1 Michael D. Antonovich Antelope Valley Courthouse | 19-AZ1-D4095-230-HBL03 | VENT HOOD #3 (SERVING WEST, WET) | GREEN HECK | ESF27626 | GXDW750S | OM00036168 |  | SERVING WEST SECTION | NA | NA | NA | NA | DNA | DNA | Electric | DNA | NA | NA | \Classifications\Building System Class\D40-Fire Protection SYS\D4090 - Other Fire Protection Systems\Hood and Blower - HBL | 1016188
19-AZ1 | 19-AZ1 Michael D. Antonovich Antelope Valley Courthouse | 19-AZ1-B2010-100-BLD01 | Building | NA | NA | NA | OM00037886 |  |  | NA | NA | NA | NA | NA | NA | NA | NA | NA | NA | \Classifications\Building System Class\B20-General Building Exterior\B2010 - Exterior Walls\Building - BLD | 1016542
19-AZ1 | 19-AZ1 Michael D. Antonovich Antelope Valley Courthouse | 19-AZ1-B2034-400-DOH04 | Overhead Rollup Door (North Sally Port) | Teledoor Inc | NA | NA | OM00030873 |  | North Sally port door | NA | NA | NA | 3/4 | 460 | 3 | Electric | 3 | NA | NA | \Classifications\Building System Class\B20-General Building Exterior\B2030 - Exterior Doors\Door,Overhead-Shutter,Manual,Elec,Roll-up - DOH | 1018212
19-AZ1 | 19-AZ1 Michael D. Antonovich Antelope Valley Courthouse | 19-AZ1-B2034-400-DOH08 | Overhead Rollup Door (Bay Next to Loading Dock) | Atlas Door Company | NA | 192397X4-G | OM00033656 |  | Bay Next to Loading Dock | NA | NA | NA | 1/2 | 230/460 | 1.9/0.96 | Electric | 3 | NA | NA | \Classifications\Building System Class\B20-General Building Exterior\B2030 - Exterior Doors\Door,Overhead-Shutter,Manual,Elec,Roll-up - DOH | 1018215
19-AZ1 | 19-AZ1 Michael D. Antonovich Antelope Valley Courthouse | 19-AZ1-D3042-220-EFN07 | Exhaust Fan (Outside Pump Room) | Dayton Fans | NA | 4HX91A | OM00036795 |  | Outside Pump Room | DNA | NA | NA | 1/6 | 115 | 3.6 | Electric | 1 | NA | NA | \Classifications\Building System Class\D30-HVAC Systems\D3040 - Distribution SYS\Supply/Exhaust/Return fans- FAN | 1018216
19-AZ1 | 19-AZ1 Michael D. Antonovich Antelope Valley Courthouse | 19-AZ1-D4013-200-PRE05 | Fire System PreAction Dry Pipe (Fire Pump Rm) | Viking | 00193692 | F1 | OM00040951 |  | Fire Pump Room | NA | NA | NA | NA | NA | NA | NA | NA | NA | NA | \Classifications\Building System Class\D40-Fire Protection SYS\D4010 - Sprinkler SYS\Fire Systems, Preaction System - PRE | 1018217
19-AZ1 | 19-AZ1 Michael D. Antonovich Antelope Valley Courthouse | 19-AZ1-D3040-120-FCU04 | Fan Coil Unit (Rm 1910) | Data Aire Inc | 20010484A | DAPC 2534 | OM00026461 |  | Probation Office Room 1910 | NA | NA | R-22 | 3/4 | 460 | 7.5 | Electric | 3 | NA | NA | \Classifications\Building System Class\D30-HVAC Systems\D3040 - Distribution SYS\Fan Coil Unit - FCU | 1018218
19-AZ1 | 19-AZ1 Michael D. Antonovich Antelope Valley Courthouse | 19-AZ1-D3040-120-FCU05 | Fan Coil Unit (Cafeteria Eating Area) | Envior Tech | HU05021503P15 | H35 | OM00040972 |  | Cafeteria Eating Area Above Ceiling | NA | NA | NA | DNA | 115/208-230 | 8.0/4.0 | Electric | 3 | NA | NA | \Classifications\Building System Class\D30-HVAC Systems\D3040 - Distribution SYS\Fan Coil Unit - FCU | 1018219
19-AZ1 | 19-AZ1 Michael D. Antonovich Antelope Valley Courthouse | 19-AZ1-C1020-110-FRD02 | Fire Doors Overhead (Lobby Window #5) | NA | NA | NA | OM00033681 |  | Lobby in Front of Window #5 | NA | NA | NA | 1/2 | 115/230 | 9.0/4.5 | Electric | 3 | NA | NA | \Classifications\Building System Class\C10-General Building Interior\C1020 - Fire Doors\Fire Doors - FRD | 1018220
19-AZ1 | 19-AZ1 Michael D. Antonovich Antelope Valley Courthouse | 19-AZ1-B2034-400-DOH03 | Overhead Rollup Door (South Sally Port) | Cornell Doors | NA | NA | OM00030874 |  | South Sally port door | NA | NA | NA | 3/4 | 460 | 3 | Electric | 3 | NA | NA | \Classifications\Building System Class\B20-General Building Exterior\B2030 - Exterior Doors\Door,Overhead-Shutter,Manual,Elec,Roll-up - DOH | 1018213
19-AZ1 | 19-AZ1 Michael D. Antonovich Antelope Valley Courthouse | 19-AZ1-B2034-400-DOH07 | Overhead Rollup Door (Loading Dock Bay Door) | NA | NA | NA | OM00033657 |  | Loading Dock Bay Door | NA | NA | NA | NA | DNA | DNA | Electric | DNA | NA | NA | \Classifications\Building System Class\B20-General Building Exterior\B2030 - Exterior Doors\Door,Overhead-Shutter,Manual,Elec,Roll-up - DOH | 1018214
19-AZ1 | 19-AZ1 Michael D. Antonovich Antelope Valley Courthouse | 19-AZ1-C1020-110-FRD05 | Fire Doors Overhead (Lobby Window #14) | NA | NA | NA | OM00033678 |  | Lobby in Front of Window #14 | NA | NA | NA | 1/2 | 115/230 | 9.0/4.5 | Electric | 3 | NA | NA | \Classifications\Building System Class\C10-General Building Interior\C1020 - Fire Doors\Fire Doors - FRD | 1018223
19-AZ1 | 19-AZ1 Michael D. Antonovich Antelope Valley Courthouse | 19-AZ1-D5010-110-MCC01 | Motor Control Center (Pump Rm) | General Electric | M190334 | GE 8000 Line Motor Control | OM00040985 |  | Lower Level Pump Room | NA | NA | NA | NA | DNA | DNA | Electric | DNA | NA | NA | \Classifications\Building System Class\D50-Electrical SYS\D5010 - Elec Service & Dist\Chiller Room Electrical Panel - MCC | 1018226
19-AZ1 | 19-AZ1 Michael D. Antonovich Antelope Valley Courthouse | 19-AZ1-D5010-110-MCC03 | Motor Control Center (Rm 5200) | General Electric | M190336 | GE 8000 Line Motor Control | OM00040962 |  | Boiler Room 5200 | NA | NA | NA | NA | 480 | 600 | Electric | 3 | NA | NA | \Classifications\Building System Class\D50-Electrical SYS\D5010 - Elec Service & Dist\Chiller Room Electrical Panel - MCC | 1018228
19-AZ1 | 19-AZ1 Michael D. Antonovich Antelope Valley Courthouse | 19-AZ1-D5010-110-MCC04 | Motor Control Center (Rm 5200) | General Electric | M190311 | GE 8000 Line Motor Control | OM00040961 |  | Boiler Room 5200 | NA | NA | NA | NA | 480 | 600 | Electric | 3 | NA | NA | \Classifications\Building System Class\D50-Electrical SYS\D5010 - Elec Service & Dist\Chiller Room Electrical Panel - MCC | 1018229
19-AZ1 | 19-AZ1 Michael D. Antonovich Antelope Valley Courthouse | 19-AZ1-D5010-110-MCC05 | Motor Control Center (Penthouse) | General Electric | M190318 | GE 8000 Line Motor Control | OM00040959 |  | Penthouse Right Outside Elevator Door | NA | NA | NA | NA | 480 | 600 | Electric | 3 | NA | NA | \Classifications\Building System Class\D50-Electrical SYS\D5010 - Elec Service & Dist\Chiller Room Electrical Panel - MCC | 1018230
19-AZ1 | 19-AZ1 Michael D. Antonovich Antelope Valley Courthouse | 19-AZ1-D4013-200-PRE04 | Fire System PreAction Dry Pipe (Fire Pump Rm) | Viking | 00154196 | Deluge E1 | OM00040953 |  | Fire Pump Room | NA | NA | NA | NA | NA | NA | NA | NA | NA | NA | \Classifications\Building System Class\D40-Fire Protection SYS\D4010 - Sprinkler SYS\Fire Systems, Preaction System - PRE | 1018231
19-AZ1 | 19-AZ1 Michael D. Antonovich Antelope Valley Courthouse | 19-AZ1-D4013-200-PRE03 | Fire System PreAction Sprinkler (Fire Pump Rm) | Viking | 00154198 | Deluge E1 | OM00040952 |  | Fire Pump Room | NA | NA | NA | NA | NA | NA | NA | NA | NA | NA | \Classifications\Building System Class\D40-Fire Protection SYS\D4010 - Sprinkler SYS\Fire Systems, Preaction System - PRE | 1018232
19-AZ1 | 19-AZ1 Michael D. Antonovich Antelope Valley Courthouse | 19-AZ1-D2040-100-PSU09 | Sump Pump (SP-2) (Pump Rm) | Weil Pump Company | NA | NA | OM00040955 |  | Lower Level Pump Room | NA | NA | NA | 7.5 | 208-230/460 | 19.6-9.8 | Electric | 3 | NA | NA | \Classifications\Building System Class\D20-Plumbing\D2040 - Rain Drain\Sump Pump - PSU | 1018233
19-AZ1 | 19-AZ1 Michael D. Antonovich Antelope Valley Courthouse | 19-AZ1-D2040-100-PSU10 | Sump Pump (Rm L5608) | NA | NA | NA | OM00040969 |  | Public Mens Restroom Janitor Closet Rm L5608 | NA | NA | NA | DNA | DNA | DNA | Electric | DNA | NA | NA | \Classifications\Building System Class\D20-Plumbing\D2040 - Rain Drain\Sump Pump - PSU | 1018234
19-AZ1 | 19-AZ1 Michael D. Antonovich Antelope Valley Courthouse | 19-AZ1-D3031-100-PCH01 | Chilled Water Pump (Rm 1610) | Bell & Gossett | CL921703A20 | 2411 | OM00030695 |  | Chiller Room 1610 | NA | NA | NA | 15 | 230/460 | 37.0/18.5 | Electric | DNA | NA | NA | \Classifications\Building System Class\D30-HVAC Systems\D3030 - Cooling SYS\Chilled Water Pump - PCH | 1018235
19-AZ1 | 19-AZ1 Michael D. Antonovich Antelope Valley Courthouse | 19-AZ1-D3031-100-PCH02 | Chilled Water Pump (Rm 1610) | Bell & Gossett | CL921701A20 | 2411 | OM00030696 |  | Chiller Room 1610 | NA | NA | NA | 15 | 230/460 | 37.0/18.5 | Electric | DNA | NA | NA | \Classifications\Building System Class\D30-HVAC Systems\D3030 - Cooling SYS\Chilled Water Pump - PCH | 1018236
19-AZ1 | 19-AZ1 Michael D. Antonovich Antelope Valley Courthouse | 19-AZ1-D2030-410-PMS02 | Sewage Ejector Pump #2 (Pump Rm) | Homa | NA | NA | OM00040954 |  | Lower Level Pump Room | NA | NA | NA | NA | DNA | DNA | Electric | DNA | NA | NA | \Classifications\Building System Class\D20-Plumbing\D2030 - Sani Waste\Sewage Ejector Pump - PMS | 1018237
19-AZ1 | 19-AZ1 Michael D. Antonovich Antelope Valley Courthouse | 19-AZ1-G3010-210-PWT04 | Potable Water Storage Tank (Rm 1610) | Weesels Tank Co | 303091 | 8H114 | OM00040966 |  | Above Chiller #2 Against Wall | NA | NA | NA | NA | NA | NA | Electric | DNA | NA | NA | \Classifications\Building System Class\G30-Site Mechanical Utilities\G3010 - Water Supply\Potable Water Storage Tank - PWT | 1018239
19-AZ1 | 19-AZ1 Michael D. Antonovich Antelope Valley Courthouse | 19-AZ1-D5010-200-ESD03 | Electrical Switchboard (Rm 1605A) | General Electric | DNA | GE Spectra Series | OM00040967 |  | Main Electrical Room 1605A | NA | NA | NA | NA | 277/480 | 2000 | Electric | 3 | NA | NA | \Classifications\Building System Class\D50-Electrical SYS\D5010 - Elec Service & Dist\Electical Service and Distribution - ESD | 1018238
19-AZ1 | 19-AZ1 Michael D. Antonovich Antelope Valley Courthouse | 19-AZ1-D5010-200-ESD04 | Electrical Switchboard (Rm 5250) | General Electric | NA | GE Spectra Series | OM00040960 |  | Elevator 1 Room 5250 | NA | NA | NA | NA | 480 | 600 | Electric | 3 | NA | NA | \Classifications\Building System Class\D50-Electrical SYS\D5010 - Elec Service & Dist\Electical Service and Distribution - ESD | 1018240
19-AZ1 | 19-AZ1 Michael D. Antonovich Antelope Valley Courthouse | 19-AZ1-D5011-240-TRN02 | Electrical Transformer (Generator Area) | HO | 3280014301 | NA | OM00030658 |  | Generator Area | NA | NA | NA | NA | 480/277 | DNA | Electric | DNA | NA | NA | \Classifications\Building System Class\D50-Electrical SYS\D5010 - Elec Service & Dist\Transformer - TRN | 1018241
19-AZ1 | 19-AZ1 Michael D. Antonovich Antelope Valley Courthouse | 19-AZ1-D2023-310-WBS02 | Domestic Water Booster Pump #2 (Pump Rm) | Weil Pump Company | DNA | DNA | OM00040956 |  | Lower Level Pump Room | NA | NA | NA | 15 | 208-230/460 | 40.6-36.6/18.0 | Electric | 3 | NA | NA | \Classifications\Building System Class\D20-Plumbing\D2020 - Domestic Water\Domestic Water Booster System - WBS | 1018242
19-AZ1 | 19-AZ1 Michael D. Antonovich Antelope Valley Courthouse | 19-AZ1-D2023-310-WBS03 | Domestic Water Booster Pump #3 (Pump Rm) | Weil Pump Company | NA | NA | OM00040957 |  | Lower Level Pump Room | NA | NA | NA | 15 | 208-230/460 | 40.6-36.6/18.0 | Electric | 3 | NA | NA | \Classifications\Building System Class\D20-Plumbing\D2020 - Domestic Water\Domestic Water Booster System - WBS | 1018243
19-AZ1 | 19-AZ1 Michael D. Antonovich Antelope Valley Courthouse | 19-AZ1-D2090-230-WIP01 | Water Treatment Pump (Rm 1610) | Aquatrac Instructions Inc | 0304103219 | A151392S1 | OM00040965 |  | Chiller Room 1610 | NA | NA | NA | DNA | 115 | 0.4 | Electric | 1 | NA | NA | \Classifications\Building System Class\D20-Plumbing\D2090 - Other Plumbing SYS\Water Treatment Inhibitor Pump - WIP | 1018244
19-AZ1 | 19-AZ1 Michael D. Antonovich Antelope Valley Courthouse | 19-AZ1-C1020-110-FRD03 | Fire Doors Overhead (Lobby Window #8) | NA | NA | NA | OM00033680 |  | Lobby in Front of Window #8 | NA | NA | NA | 1/2 | 115/230 | 9.0/4.5 | Electric | 3 | NA | NA | \Classifications\Building System Class\C10-General Building Interior\C1020 - Fire Doors\Fire Doors - FRD | 1018221
19-AZ1 | 19-AZ1 Michael D. Antonovich Antelope Valley Courthouse | 19-AZ1-C1020-110-FRD04 | Fire Doors Overhead (Lobby Window #11) | NA | NA | NA | OM00033679 |  | Lobby in Front of Window #11 | NA | NA | NA | 1/2 | 115/230 | 9.0/4.5 | Electric | 3 | NA | NA | \Classifications\Building System Class\C10-General Building Interior\C1020 - Fire Doors\Fire Doors - FRD | 1018222
19-AZ1 | 19-AZ1 Michael D. Antonovich Antelope Valley Courthouse | 19-AZ1-C1020-110-FRD06 | Fire Doors Overhead (Lobby Window #1) | NA | NA | NA | OM00033682 |  | Lobby in Front of Window #1 | NA | NA | NA | 1/2 | 115/230 | 9.0/4.5 | Electric | 3 | NA | NA | \Classifications\Building System Class\C10-General Building Interior\C1020 - Fire Doors\Fire Doors - FRD | 1018224
19-AZ1 | 19-AZ1 Michael D. Antonovich Antelope Valley Courthouse | 19-AZ1-D2022-100-HWE01 | Hot Water Heater (Clerk Lounge) | Rheem | RHQ141433154 | XE02P06DU14U0 | OM00026464 |  | Clerk Lounge Under Counter | NA | NA | NA | NA | 120 | DNA | Electric | 1 | NA | NA | \Classifications\Building System Class\D20-Plumbing\D2020 - Domestic Water\Domestic Water Heater, Electric - HWE | 1018225
19-AZ1 | 19-AZ1 Michael D. Antonovich Antelope Valley Courthouse | 19-AZ1-D5010-110-MCC02 | Motor Control Center (Rm 1610) | General Electric | M190397 | GE 8000 Line Motor Control | OM00040940 |  | Chiller Room 1610 | NA | NA | NA | NA | DNA | DNA | Electric | DNA | NA | NA | \Classifications\Building System Class\D50-Electrical SYS\D5010 - Elec Service & Dist\Chiller Room Electrical Panel - MCC | 1018227
19-AZ1 | 19-AZ1 Michael D. Antonovich Antelope Valley Courthouse | 19-AZ1-D2023-100-BFP10 | Backflow Preventer (Fire Bypass 3/4") | Febco | J027301 | 825Y 3/4" | OM00040973 | Acct#:04024396 Meter:55930219 Device:1002628 | Grounds on Avenue M along W Prop Line - Requires County of LA Public Works Form | NA | NA | NA | NA | NA | NA | NA |  | NA | NA | \Classifications\Building System Class\D20-Plumbing\D2020 - Domestic Water\Backflow Preventer - BFP | 1018494
19-AZ1 | 19-AZ1 Michael D. Antonovich Antelope Valley Courthouse | 19-AZ1-D4013-200-PRE02 | Preaction Dry Standpipe (Emergency Stairwell #6) | Viking (4") | EN12259-3 | F1 | OM00040974 |  | Emergency Stairwell #6 | NA | NA | NA | NA | NA | NA | NA | NA | NA | NA | \Classifications\Building System Class\D40-Fire Protection SYS\D4010 - Sprinkler SYS\Fire Systems, Preaction System - PRE | 1018933
19-AZ1 | 19-AZ1 Michael D. Antonovich Antelope Valley Courthouse | 19-AZ1-D2023-100-BFP11 | Backflow 2" Cooling Tower Make up | Wilkins | 4005863 | 975XL2 2" | OM00036209 | OW0209916-FA0234825-BD0042017-MARCH | Chiller Room to tower (ORIGINAL BLUE FORM REQUIRED) | NA | NA | NA | NA | NA | NA | NA | NA | NA | NA | \Classifications\Building System Class\D20-Plumbing\D2020 - Domestic Water\Backflow Preventer - BFP | 1019260
19-C1 | 19-C1 Torrance Courthouse | 19-C1-D5092-210-GEN01 | Emergency Standby Generator GEN01 | Onan Electric | 36C87569 | 45DEF-4XR8/1B | OM00005919 | Permit # G7044 A/N 504831 ¦ GEN | Lower Level Chiller Room. MECHANICAL ROOM | NA | NA | NA | 87 | 480 | 60 | Diesel | 3 | NA | NA | \Classifications\Building System Class\D50-Electrical SYS\D5090 - Elec SYS\Emergency Generator - GEN | 1009906
19-C1 | 19-C1 Torrance Courthouse | 19-C1-D1010-100-ELE01 | Elevator,Electric,Pass/Freight 1 State ID 45151 | Otis | CP7584 | 3OUAL | OM00005977 | State ID# 045151¦ ELH-1 | MECHANIC ROOM | NA | NA | NA | NA | 480 | 158 | Electric | DNA | NA | NA | \Classifications\Building System Class\D10-Conveyance Systems\D1010 - Elevator\Elevator,Electric,Pass/Freight - ELE | 1009934
19-C1 | 19-C1 Torrance Courthouse | 19-C1-D1010-100-ELE02 | Elevator,Electric,Pass/Freight 2 ELE02 State ID 45152 | Otis | CP7585 | 3OUAL | OM00005978 | State ID# 045152¦ ELH-2 | MECHANICAL ROOM | NA | NA | NA | 40 | 158 | DNA | Electric | 3 | NA | NA | \Classifications\Building System Class\D10-Conveyance Systems\D1010 - Elevator\Elevator,Electric,Pass/Freight - ELE | 1009935
19-C1 | 19-C1 Torrance Courthouse | 19-C1-D1010-100-ELE03 | Elevator,Electric,Pass/Freight 3 ELE03 State ID 45153 | Otis | CP7587 | 3OUAL | OM00005979 | State ID# 045153 ¦ ELH-3 | MECHANICAL ROOM | NA | NA | NA | 3.5 | 480 | 40 | Electric | 3 | NA | NA | \Classifications\Building System Class\D10-Conveyance Systems\D1010 - Elevator\Elevator,Electric,Pass/Freight - ELE | 1009936
19-C1 | 19-C1 Torrance Courthouse | 19-C1-D1010-100-ELE04 | Elevator,Electric, Passenger(Jail) #4 ELE04 State ID 45154 | Otis | CP7700 | 3OUCL | OM00005952 | State ID# 045154¦ ELH-4 | Detention Room | NA | NA | NA | 3.5 | 480 | 44 | Electric | 3 | NA | NA | \Classifications\Building System Class\D10-Conveyance Systems\D1010 - Elevator\Elevator,Electric,Pass/Freight - ELE | 1009937
19-C1 | 19-C1 Torrance Courthouse | 19-C1-D1010-100-ELE05 | Elevator, Electric, Judge's #5 ELE05 State ID 45155 | Otis | CP7701 | 2IUCL | OM00000637 | State ID# 045155¦ ELH-5 | Floor 1 Secured Area | NA | NA | NA | NA | 480/160 | DNA | Electric | 3 | NA | NA | \Classifications\Building System Class\D10-Conveyance Systems\D1010 - Elevator\Elevator,Electric,Pass/Freight - ELE | 1009938
19-C1 | 19-C1 Torrance Courthouse | 19-C1-D3031-130-CLR01 | Chiller 1 | YORK | YMRM307495 | YTB1C1B2-CGB | OM00005953 | NA | Lower Level Chiller Room | NA | NA | R-11 | NA | 480 | DNA | Electric | 3 | NA | NA | \Classifications\Building System Class\D30-HVAC Systems\D3030 - Cooling SYS\Chiller, Water Cooled - CLR | 1009952
19-C1 | 19-C1 Torrance Courthouse | 19-C1-D3031-130-CLR02 | Chiller 2 | YORK | YMRM307496 | YTB1C1B2-CGB | OM00005954 |  | Lower Level Chiller Room | NA | NA | R-11 | NA | 480 | DNA | Electric | 3 | NA | NA | \Classifications\Building System Class\D30-HVAC Systems\D3030 - Cooling SYS\Chiller, Water Cooled - CLR | 1009953
19-C1 | 19-C1 Torrance Courthouse | 19-C1-D3090-114-CMP01 | Compressor Control Air #2 | Devilbiss | 08337 | UD05004-5 | OM00005960 | State ID# A009736-66 | Lower Level Chiller Room | A68 (1) | NA | NA | 2 | 208-220-440 | 7.2/3.6 | Electric | 3 | NA | NA | \Classifications\Building System Class\D30-HVAC Systems\D3090 - Other HVAC Systems and Equipment\Air Compressor - CMP | 1009957
19-C1 | 19-C1 Torrance Courthouse | 19-C1-D3090-114-CMP02 | Compressor Control Air #1 | Devilbiss | F6421 | UDM5004 | OM00005961 | State ID# A009737-66 | Lower Level Chiller Room | A68 (1) | NA | NA | 2 | 480 | 6.2/3.1 | Electric | 3 | NA | NA | \Classifications\Building System Class\D30-HVAC Systems\D3090 - Other HVAC Systems and Equipment\Air Compressor - CMP | 1009958
19-C1 | 19-C1 Torrance Courthouse | 19-C1-D3090-220-CMD01 | Control Air Dryer | Hankison | N80101150305575 | 8010-115 | OM00005962 | NA | Lower Level Chiller Room | NA | NA | R-134a | 1 | 480 | 4.6 | Electric | 3 | NA | NA | \Classifications\Building System Class\D30-HVAC Systems\D3090 - Other HVAC Systems and Equipment\Compressed Air Dryer - CMD | 1009959
19-C1 | 19-C1 Torrance Courthouse | 19-C1-D3031-100-PCH01 | Chilled Water Pump 1 | Bell & Gosset | 2127586 | 4AC | OM00005964 | NA | Lower Level Chiller Room | NA | NA | NA | 7.5 | 208-430/460 | 21.6/10.8 | Electric | 3 | NA | NA | \Classifications\Building System Class\D30-HVAC Systems\D3030 - Cooling SYS\Chilled Water Pump - PCH | 1009960
19-C1 | 19-C1 Torrance Courthouse | 19-C1-D3031-100-PCH02 | Chilled Water Pump 2 | Bell & Gosset | 2127588 | 4AC | OM00005963 | NA | Lower Level Chiller Room | NA | NA | NA | 7.5 | 208-230-460 | 21.6/10.8-22.2 | Electric | 3 | NA | NA | \Classifications\Building System Class\D30-HVAC Systems\D3030 - Cooling SYS\Chilled Water Pump - PCH | 1009961
19-C1 | 19-C1 Torrance Courthouse | 19-C1-D3031-100-PCH03 | Chilled Water Pump 3 | Bell & Gosset | 2127587 | 4AC | OM00005965 | NA | Lower Level Chiller Room | NA | NA | NA | 7.5 | 480 | 21.6/10.8 | Electric | 3 | NA | NA | \Classifications\Building System Class\D30-HVAC Systems\D3030 - Cooling SYS\Chilled Water Pump - PCH | 1009962
19-C1 | 19-C1 Torrance Courthouse | 19-C1-D3031-100-PCH06 | Condenser Water/tower water Pump 4 | Bell & Gosset | 2128041 | 5E | OM00005943 | NA | Lower Level Chiller Room | NA | NA | NA | 30 | 230/460 | 71/35.5 | Electric | 3 | NA | NA | \Classifications\Building System Class\D30-HVAC Systems\D3030 - Cooling SYS\Chilled Water Pump - PCH | 1009963
19-C1 | 19-C1 Torrance Courthouse | 19-C1-D3031-100-PCH07 | Chilled Water/tower water Pump 2 | Bell & Gosset | NA | 4G | OM00036991 |  | Lower Level Chiller Room | NA | NA | NA | 30 | 230/460 | 71/35.5 | Electric | 3 | NA | NA | \Classifications\Building System Class\D30-HVAC Systems\D3030 - Cooling SYS\Chilled Water Pump - PCH | 1009964
19-C1 | 19-C1 Torrance Courthouse | 19-C1-D3031-100-PCH04 | Chilled Water Pump 4 | Bell & Gosset | NA | 4G | OM00005966 |  | Lower Level Chiller Room | NA | NA | NA | 30 | 230-460 | 74/37 | Electric | 3 | NA | NA | \Classifications\Building System Class\D30-HVAC Systems\D3030 - Cooling SYS\Chilled Water Pump - PCH | 1009965
19-C1 | 19-C1 Torrance Courthouse | 19-C1-D3031-100-PCH05 | Condenser Water Pump 5 | Bell & Gosset | 2128040 | 5E | OM00005967 |  | Lower Level Chiller Room | NA | NA | NA | 30 | 230-460 | 74/37 | Electric | 3 | NA | NA | \Classifications\Building System Class\D30-HVAC Systems\D3030 - Cooling SYS\Chilled Water Pump - PCH | 1009966
19-C1 | 19-C1 Torrance Courthouse | 19-C1-D2023-310-HWP01 | Hot Water Pump 1 | Paco Smart Pumps | RE90D04578B | 10-25955-13001 | OM00005957 | NA | Lower Level Chiller Room | NA | NA | NA | 7.5 | 21.9-20.8/10.4 | v | Electric | 3 | NA | NA | \Classifications\Building System Class\D20-Plumbing\D2020 - Domestic Water\Domestic Hot Water Circulating Pump - HWP | 1009967
19-C1 | 19-C1 Torrance Courthouse | 19-C1-D2023-310-HWP02 | Hot Water Pump 2 | Paco Smart Pumps | RE90D04578A | 10-25955-13001 | OM00005958 | HNA | Lower Level Chiller Room | NA | NA | NA | 7.5 | 230/460 | 19.0/9.5 | Electric | 3 | NA | NA | \Classifications\Building System Class\D20-Plumbing\D2020 - Domestic Water\Domestic Hot Water Circulating Pump - HWP | 1009968
19-C1 | 19-C1 Torrance Courthouse | 19-C1-D2022-100-HWE01 | Domestic Water Heater, Electric | American | 0000410C0309519291 | STCE3-119-540 | OM00005970 | HWG | Lower Level Chiller Room | NA | NA | NA | NA | Other | 65 | Electric | 3 | NA | NA | \Classifications\Building System Class\D20-Plumbing\D2020 - Domestic Water\Domestic Water Heater, Electric - HWE | 1009969
19-C1 | 19-C1 Torrance Courthouse | 19-C1-D2023-310-HWP03 | Hot Water Pump 2 | Marathon | B315 | EIN47C17D2944M | OM00005951 |  | Room 10 - Air Handler Room | NA | NA | NA | 1/3 | NA | 5.8 / 3.1 / 2.9 | Electric | 1 | NA | NA | \Classifications\Building System Class\D20-Plumbing\D2020 - Domestic Water\Domestic Hot Water Circulating Pump - HWP | 1009970
19-C1 | 19-C1 Torrance Courthouse | 19-C1-D2023-310-HWP04 | Hot Water Pump 1 | Bell & Gosset | LD3102222 | E11 | OM00005913 | NA | Floor 1 Chiller Room | NA | NA | NA | 1/2 | 115 | 3.0 | Electric | 3 | NA | NA | \Classifications\Building System Class\D20-Plumbing\D2020 - Domestic Water\Domestic Hot Water Circulating Pump - HWP | 1009971
19-C1 | 19-C1 Torrance Courthouse | 19-C1-D2023-310-HWP05 | Hot Water Pump 2 | Bell & Gosset | NA | C-21 | OM00005918 |  | Floor 2 Chiller Room | NA | NA | NA | 1/4 | 115 | 3.0 | Electric | 3 | NA | NA | \Classifications\Building System Class\D20-Plumbing\D2020 - Domestic Water\Domestic Hot Water Circulating Pump - HWP | 1009972
19-C1 | 19-C1 Torrance Courthouse | 19-C1-D2040-100-PSU01 | Sump Pump - PSU | Weil Pump | 153931 | NA | OM00005971 |  | Lower Level Chiller Room | NA | NA | NA | 1/2 | 480/110 | 1 | Electric | 3 | NA | NA | \Classifications\Building System Class\D20-Plumbing\D2040 - Rain Drain\Sump Pump - PSU | 1009973
19-C1 | 19-C1 Torrance Courthouse | 19-C1-D2030-410-PMS01 | Pump Ejector Sewage - PMS | Landia Pumps Co | 21034 | MPG I | OM00005972 | NA | Lower Level Chiller Room. MECHANICAL ROOM | NA | NA | NA | 9.0 | 480 | 14.8/8.59 | Electric | 3 | NA | NA | \Classifications\Building System Class\D20-Plumbing\D2030 - Sani Waste\Sewage Ejector Pump - PMS | 1009974
19-C1 | 19-C1 Torrance Courthouse | 19-C1-D5010-200-ESD01 | ELECTRICAL SWITCHBOARD - SBR01 | General Electric | DJA1A2T375C2377152 | 47239BC | OM00005973 | MCE | Basement MECHANICAL ROOM | NA | NA | NA | NA | 480 | 600 | Electric | 3 | NA | NA | \Classifications\Building System Class\D50-Electrical SYS\D5010 - Elec Service & Dist\Electical Service and Distribution - ESD | 1009976
19-C1 | 19-C1 Torrance Courthouse | 19-C1-D5010-200-ESD02 | ELECTRICAL SWITCHBOARD- SBR 02 | General Electric | 11989 | DR-2 | OM00005921 | MCE | Lower Level Chiller Room | NA | NA | NA | NA | 480 | 1000 | Electric | 3 | NA | NA | \Classifications\Building System Class\D50-Electrical SYS\D5010 - Elec Service & Dist\Electical Service and Distribution - ESD | 1009977
19-C1 | 19-C1 Torrance Courthouse | 19-C1-D5010-110-MCC01 | Chiller Motor Control Center - MCC | Siemens-Allis | 6NFDMASCTIRUVZ | Siemens - Allis | OM00005934 | NA | Lower Level Chiller Room. MECHANICAL AREA | NA | NA | NA | NA | NA | 216 | Electric | 3 | NA | NA | \Classifications\Building System Class\D50-Electrical SYS\D5010 - Elec Service & Dist\Chiller Room Electrical Panel - MCC | 1009978
19-C1 | 19-C1 Torrance Courthouse | 19-C1-D5010-110-MCC02 | Chiller Motor Control Center - MCC | Siemens-Allis | AYCY14N021 6NFDMASCTIRUVZ | Siemens - Allis | OM00005935 | NA | Lower Level Chiller Room. MECHANICAL ROOM | NA | NA | NA | NA | NA | 216 | Electric | 3 | NA | NA | \Classifications\Building System Class\D50-Electrical SYS\D5010 - Elec Service & Dist\Chiller Room Electrical Panel - MCC | 1009979
19-C1 | 19-C1 Torrance Courthouse | 19-C1-D2023-100-BFP01 | Backflow Preventer 1, 2 inch | Hersey | 159958 | FRP-II 2" | OM00005981 |  | Roof Area BY COOLING TOWER. | NA | NA | NA | NA | NA | NA | NA | NA | NA | NA | \Classifications\Building System Class\D20-Plumbing\D2020 - Domestic Water\Backflow Preventer - BFP | 1009980
19-C1 | 19-C1 Torrance Courthouse | 19-C1-D2023-100-BFP02 | Backflow Preventer 2 | FEBCO | 7053 | 775 | OM00005916 |  | Exterior Mechanical Area | NA | NA | NA | NA | NA | NA | NA | NA | NA | NA | \Classifications\Building System Class\D20-Plumbing\D2020 - Domestic Water\Backflow Preventer - BFP | 1009981
19-C1 | 19-C1 Torrance Courthouse | 19-C1-D3041-110-AHU01 | Air Handling Unit 1 | Trane | AHU-1 | NA | OM00005948 |  | Room 10 - Air Handler Room | BP65 (2) | 16x18x2 (16) | NA | 5 | 208-230/460 | 15.6-14.4/7.2 | Electric | 3 | NA | NA | \Classifications\Building System Class\D30-HVAC Systems\D3040 - Distribution SYS\Air Handling Unit - AHU | 1009984
19-C1 | 19-C1 Torrance Courthouse | 19-C1-D3041-110-AHU02 | Air Handling Unit 2 | Trane | U69194 | Climate Changer H63 | OM00005910 | NA | Air Handler Room | C158 | 20x20x8 (25) | NA | 25 | 230/460 | 61/30.5 | Electric | 3 | NA | NA | \Classifications\Building System Class\D30-HVAC Systems\D3040 - Distribution SYS\Air Handling Unit - AHU | 1009985
19-C1 | 19-C1 Torrance Courthouse | 19-C1-D3041-110-AHU03 | Air Handling Unit 3 | Trane | U69195 | 63-Climate Changer | OM00005907 | NA | Air Handler Room | C 158 (2) | 20x20x8 (25) | NA | 25 | 208-220/440 | 66-62/31 | Electric | 3 | NA | NA | \Classifications\Building System Class\D30-HVAC Systems\D3040 - Distribution SYS\Air Handling Unit - AHU | 1009986
19-C1 | 19-C1 Torrance Courthouse | 19-C1-D3041-110-AHU04 | Air Handling Unit 4 | Trane | U69196 | 63 | OM00005988 | NA | Air Handler Room | 20x20x8 (20) | 20x20x8 (25) | NA | 25 | 230/460 | 60/30 | Electric | 3 | NA | NA | \Classifications\Building System Class\D30-HVAC Systems\D3040 - Distribution SYS\Air Handling Unit - AHU | 1009987
19-C1 | 19-C1 Torrance Courthouse | 19-C1-D3041-110-AHU05 | Air Handling Unit 5 | Trane | U69197 | 63 | OM00005985 | NA | Air Handler Room | CL158 (1) | 20x20x8 (25) | NA | 25 | 220/440 | 58/29 | Electric | 3 | NA | NA | \Classifications\Building System Class\D30-HVAC Systems\D3040 - Distribution SYS\Air Handling Unit - AHU | 1009988
19-C1 | 19-C1 Torrance Courthouse | 19-C1-D3041-110-AHU06 | Air Handling Unit 6 | Trane | U77787 | 63 | OM00005974 | NA | Air Handler Room | CP150 (3) | 20x20x8 (20) | NA | 30 | 208-230/440 | 77.2-73/36 | Electric | 3 | NA | NA | \Classifications\Building System Class\D30-HVAC Systems\D3040 - Distribution SYS\Air Handling Unit - AHU | 1009989
19-C1 | 19-C1 Torrance Courthouse | 19-C1-D3041-110-AHU09 | Air Handling Unit 9 | Recold | NA | NA | OM00005983 |  | Elevator Room | B59 (1) | 16x20x2 (6) | NA | 2 | 208-230/460 | 6.8-6.4/3.2 | Electric | 3 | NA | NA | \Classifications\Building System Class\D30-HVAC Systems\D3040 - Distribution SYS\Air Handling Unit - AHU | 1009991
19-C1 | 19-C1 Torrance Courthouse | 19-C1-D3030-110-CTW01 | Cooling Tower - CTW | Evapco West | 6297673 | USS29318 | OM00005980 | NA | Roof Area | B154 (3) | NA | NA | 7.5 | 230/460 | 18.20/9.10 | Electric | 3 | NA | NA | \Classifications\Building System Class\D30-HVAC Systems\D3030 - Cooling SYS\Cooling Tower - CTW | 1009992
19-C1 | 19-C1 Torrance Courthouse | 19-C1-G3063-100-AST01 | Fuel Storage, above ground - FSA | San Luis Tank | 5058 | NA | OM00005944 | FSA | Outside of Building | NA | NA | NA | NA | NA | NA | Diesel | NA | NA | NA | \Classifications\Building System Class\G30-Site Mechanical Utilities\G3060 - Fuel Distribution\Tank, Fuel Storage, Above Ground - AST | 1009993
19-C1 | 19-C1 Torrance Courthouse | 19-C1-G3063-100-DAT01 | Fuel Storage Day Tank - DAT | NA | NA | NA | OM00005938 | DAT | Generator Room Rm 14. MECHANICAL ROOM | NA | NA | NA | NA | NA | NA | Diesel | NA | NA | NA | \Classifications\Building System Class\G30-Site Mechanical Utilities\G3060 - Fuel Distribution\Tank, Fuel Storage Day - DAT | 1009994
19-C1 | 19-C1 Torrance Courthouse | 19-C1-D5011-240-TRN02 | Transformer 2 | General Electric | 9T23Y2673 | 9123Y2673 | OM00005945 | TRN | Lower Level Chiller Room | NA | NA | NA | NA | 120/240 | DNA | Electric | 3 | NA | NA | \Classifications\Building System Class\D50-Electrical SYS\D5010 - Elec Service & Dist\Transformer - TRN | 1009997
19-C1 | 19-C1 Torrance Courthouse | 19-C1-D5011-240-TRN03 | Transformer 3 | General Electric | Transformer/BA | 9T23Y3874 | OM00005947 | TRN | Lower Level Chiller Room | NA | NA | NA | NA | 208/480 | DNA | Electric | 3 | NA | NA | \Classifications\Building System Class\D50-Electrical SYS\D5010 - Elec Service & Dist\Transformer - TRN | 1009998
19-C1 | 19-C1 Torrance Courthouse | 19-C1-D5037-710-FAP01 | Fire Alarm Panel 1 | Pyrotronics Inc | 1148 P | PYR-A-LARM Type C-B | OM00005930 | FAP-1 | Engineer's Office | NA | NA | NA | NA | 110 | DNA | Electric | 1 | NA | NA | \Classifications\Building System Class\D50-Electrical SYS\D5030 - Comm & Security\Fire Alarm Panel - FAP | 1009999
19-C1 | 19-C1 Torrance Courthouse | 19-C1-D5037-710-FAP02 | Fire Alarm Panel 2 | Flexalarm | 0134-1632 | Type A | OM00005932 | FAP-2 | Engineer's Office | NA | NA | NA | NA | 110 | DNA | Electric | 1 | NA | NA | \Classifications\Building System Class\D50-Electrical SYS\D5030 - Comm & Security\Fire Alarm Panel - FAP | 1010000
19-C1 | 19-C1 Torrance Courthouse | 19-C1-D5036-200-CSY01 | Clock Systems - CSY | Stromberg | 7023 | Master Clock DAS4 | OM00005931 |  | Engineer's Office | NA | NA | NA | NA | NA | DNA | Electric | 1 | NA | NA | \Classifications\Building System Class\D50-Electrical SYS\D5030 - Comm & Security\Clock Systems - CSY | 1010001
19-C1 | 19-C1 Torrance Courthouse | 19-C1-D4010-150-FMS01 | System Extinguishing,Wet Pipe - SEW | Reliable | 89783 | 6E | OM00036780 | SEW-1 | Lower Level Chiller Room | NA | NA | NA | NA | NA | NA | NA | NA | NA | NA | \Classifications\Building System Class\D40-Fire Protection SYS\D4010 - Sprinkler SYS\Fire Systems, stand pipes - FMS | 1010002
19-C1 | 19-C1 Torrance Courthouse | 19-C1-D4031-100-FEX54 | Fire Extinguisher - FEX (54) | MARX | NA | ABC | OM00000642 | FEX-52 | All floors | NA | NA | NA | NA | NA | NA | NA | NA | NA | NA | \Classifications\Building System Class\D40-Fire Protection SYS\D4030 - FIRE SPEC\Fire Extinguisher - FEX | 1010003
19-C1 | 19-C1 Torrance Courthouse | 19-C1-D5092-250-EML35 | Emergency And Exit Lighting - EML (35) | NA | NA | NA | OM00036020 | EML-35 | All floors | NA | NA | NA | NA | NA | DNA | Electric | NA | NA | NA | \Classifications\Building System Class\D50-Electrical SYS\D5090 - Elec SYS\Emergency And Exit Lighting - EML | 1010004
19-C1 | 19-C1 Torrance Courthouse | 19-C1-G2050-200-LSC01 | Landscaping - LSC | NA | NA | NA | OM00033598 | NA | Exterior. GROUNDS | NA | NA | NA | NA | NA | NA | NA | NA | NA | NA | \Classifications\Building System Class\G20-Other Systems\G2050 - Landscaping\Landscaping - LSC | 1010005
19-C1 | 19-C1 Torrance Courthouse | 19-C1-D5092-250-ELT01 | Exterior Lighting - ELT | NA | NA | NA | OM00033597 |  | EXTERIOR GROUNDS | NA | NA | NA | NA | NA | NA | NA | NA | NA | NA | \Classifications\Building System Class\D50-Electrical SYS\D5090 - Elec SYS\Exterior Lighting - ELT | 1010006
19-C1 | 19-C1 Torrance Courthouse | 19-C1-G2049-300-HSC01 | Hardscape - HSC | NA | NA | NA | OM00033596 | NA | Exterior | NA | NA | NA | NA | NA | NA | NA | NA | NA | NA | \Classifications\Building System Class\G20-Other Systems\G2040 - Site Development\Hardscape - HSC | 1010007
19-C1 | 19-C1 Torrance Courthouse | 19-C1-D2030-150-MWL01 | Main/Branch Waste System - MWL | NA | NA | NA | OM00033599 |  | 1 floors MAINTENANCE ROOM | NA | NA | NA | NA | NA | NA | NA | NA | NA | NA | \Classifications\Building System Class\D20-Plumbing\D2030 - Sani Waste\Main/Branch Waste System - MWL | 1010008
19-C1 | 19-C1 Torrance Courthouse | 19-C1-B3010-100-RUF01 | Roof - RUF | NA | NA | NA | OM00033600 | NA | Roof | NA | NA | NA | NA | NA | NA | NA | NA | NA | NA | \Classifications\Building System Class\B30-Roofing\B3010 - Roof Types\Roof - RUF | 1010009
19-C1 | 19-C1 Torrance Courthouse | 19-C1-D3042-220-EFN06 | Exhaust Fan | TRADEUTILITY FAN | U760-80 | 27L2-FC-4814 | OM00005984 | NA | ROOF | A80 (1) | NA | NA | 3/4 | 460/200-230 | 1.7/2.9-3.4 | Electric | DNA | NA | NA | \Classifications\Building System Class\D30-HVAC Systems\D3040 - Distribution SYS\Supply/Exhaust/Return fans- FAN | 1010035
19-C1 | 19-C1 Torrance Courthouse | 19-C1-D2023-310-HWP09 | Hot Water Pump - PHW03 - | Bell & Gosset | DNA | DNA | OM00005987 | NA | MECHANICAL EQUIPMENT ROOM | NA | NA | NA | 1/2 | 115 | 1.25 | Electric | 3 | NA | NA | \Classifications\Building System Class\D20-Plumbing\D2020 - Domestic Water\Domestic Hot Water Circulating Pump - HWP | 1010997
19-C1 | 19-C1 Torrance Courthouse | 19-C1-D2023-310-HWP10 | Hot Water Pump - PHW04 - | Bell & Gosset | 189105 | B01 | OM00005906 | NA | MECHANICAL EQUIPMENT ROOM | NA | NA | NA | 1/4 | 115 | 3.0 | Electric | 3 | NA | NA | \Classifications\Building System Class\D20-Plumbing\D2020 - Domestic Water\Domestic Hot Water Circulating Pump - HWP | 1010998
19-C1 | 19-C1 Torrance Courthouse | 19-C1-D2023-310-HWP11 | Hot Water Pump - PHW03 | Bell & Gosset | NA | LD-3 | OM00005909 |  | MECHANICAL ROOM | NA | NA | NA | 1/4 | 115 | 3.0 | Electric | 3 | NA | NA | \Classifications\Building System Class\D20-Plumbing\D2020 - Domestic Water\Domestic Hot Water Circulating Pump - HWP | 1010999
19-C1 | 19-C1 Torrance Courthouse | 19-C1-B2010-100-BLD01 | BUILDING | NA | NA | NA | OM00033595 | NA | All | NA | NA | NA | NA | NA | NA | NA | NA | NA | NA | \Classifications\Building System Class\B20-General Building Exterior\B2010 - Exterior Walls\Building - BLD | 1013897
19-C1 | 19-C1 Torrance Courthouse | 19-C1-D2017-100-SHW01 | SHOWER, EYE WASH & EMERGENCY SHOWERS | BERKLEY HAWS | NA | BRADLEY | OM00005969 |  | CHILLER ROOM | NA | NA | NA | NA | NA | NA | NA | NA | NA | NA | \Classifications\Building System Class\D20-Plumbing\D2010 - Plumb Fix\Showers - SHW | 1013898
19-C1 | 19-C1 Torrance Courthouse | 19-C1-D3050-250-ACU02 | CONDENSING UNIT WATER COOLED CDR02 | MITSUBISHI ELECTRIC | NA | M2SLIM-PU-1866.US | OM00028983 |  | ROOF | NA | NA | R-22 | NA | DNA | 12 | Electric | 1 | NA | NA | \Classifications\Building System Class\D30-HVAC Systems\D3050 - Package SYS\Air Conditioning,Split System - ACU | 1013900
19-C1 | 19-C1 Torrance Courthouse | 19-C1-D3042-220-EFN01 | EXHAUST FAN 1 | JENN AIR | 2425CRA | Z425CRA | OM00005940 |  | ROOF | 3L320 (1) | NA | NA | 1/2 | 115 | 7.5 | Electric | 1 | NA | NA | \Classifications\Building System Class\D30-HVAC Systems\D3040 - Distribution SYS\Supply/Exhaust/Return fans- FAN | 1013901
19-C1 | 19-C1 Torrance Courthouse | 19-C1-D3042-220-EFN02 | EXHAUST FAN 2 | Jennair | NA | 2425CRA | OM00005942 |  | ROOF | L320 (1) | NA | NA | 1.5 | 208-230/460 | 5.4 | Electric | 1 | NA | NA | \Classifications\Building System Class\D30-HVAC Systems\D3040 - Distribution SYS\Supply/Exhaust/Return fans- FAN | 1013902
19-C1 | 19-C1 Torrance Courthouse | 19-C1-D3042-220-EFN03 | EXHAUST FAN BELT DRIVEN-EFN03 | Jennair | NA | 2425CRA | OM00000633 |  | ROOF | 4L350 | NA | NA | 3/4 | 208-230/460 | 5.4 | Electric | 1 | NA | NA | \Classifications\Building System Class\D30-HVAC Systems\D3040 - Distribution SYS\Supply/Exhaust/Return fans- FAN | 1013903
19-C1 | 19-C1 Torrance Courthouse | 19-C1-D3042-220-EFN07 | EXHAUST FAN 7 | JENN AIR | NA | 2425CRA | OM00005939 |  | ROOF | 4L350 (1) | NA | NA | 1.5 | 208-230/460 | 4.8/2.4 | Electric | 1 | NA | NA | \Classifications\Building System Class\D30-HVAC Systems\D3040 - Distribution SYS\Supply/Exhaust/Return fans- FAN | 1013904
19-C1 | 19-C1 Torrance Courthouse | 19-C1-D3050-250-ACU01 | Air Conditioning, Split System (Air Intake Area) | CARRIER | 4299G00181 | 38AK-007-611 | OM00005937 |  | AIR INTAKE AREA | NA | NA | R-22 | NA | 240 | 8 | Electric | 3 | NA | NA | \Classifications\Building System Class\D30-HVAC Systems\D3050 - Package SYS\Air Conditioning,Split System - ACU | 1013905
19-C1 | 19-C1 Torrance Courthouse | 19-C1-D5011-240-TRN04 | ELECTRICAL TRANSFORMER 4 | ZINSCO | 452-415-7H | HWT | OM00005975 |  | MECHANICAL ROOM | NA | NA | NA | NA | 480-220/120 | DNA | Electric | 3 | NA | NA | \Classifications\Building System Class\D50-Electrical SYS\D5010 - Elec Service & Dist\Transformer - TRN | 1013906
19-C1 | 19-C1 Torrance Courthouse | 19-C1-D5011-240-TRN05 | ELECTRICAL TRANSFORMER 5 | G.E. | NA | 9T23Y3873 | OM00005908 |  | MECHANICAL EQUIPMENT ROOM | NA | NA | NA | NA | 480-220/120 | DNA | Electric | 3 | NA | NA | \Classifications\Building System Class\D50-Electrical SYS\D5010 - Elec Service & Dist\Transformer - TRN | 1013907
19-C1 | 19-C1 Torrance Courthouse | 19-C1-D5011-240-TRN06 | ELECTRICAL TRANSFORMER 1 | CUTTLER HAMMER | J00DOO86 | U75012 Series A | OM00005946 |  | BASEMENT MECHANICAL AREA | NA | NA | NA | NA | 208/120 | 4.7 | Electric | 3 | NA | NA | \Classifications\Building System Class\D50-Electrical SYS\D5010 - Elec Service & Dist\Transformer - TRN | 1013908
19-C1 | 19-C1 Torrance Courthouse | 19-C1-D5011-240-TRN07 | ELECTRICAL TRANSFORMER 7 | G.E. | DNA | 9T23Y3873 | OM00005986 |  | MECHANICAL ROOM | NA | NA | NA | NA | 480-208/120 | DNA | Electric | 3 | NA | NA | \Classifications\Building System Class\D50-Electrical SYS\D5010 - Elec Service & Dist\Transformer - TRN | 1013909
19-C1 | 19-C1 Torrance Courthouse | 19-C1-D5011-240-TRN08 | ELECTRICAL TRANSFORMER 8 | G.E. | NA | 9123A3873 | OM00005905 |  | MECHANICAL EQUIPMENT ROOM | NA | NA | NA | NA | 408-208/120 | DNA | Electric | 3 | NA | NA | \Classifications\Building System Class\D50-Electrical SYS\D5010 - Elec Service & Dist\Transformer - TRN | 1013910
19-C1 | 19-C1 Torrance Courthouse | 19-C1-D3041-110-AHU07 | HOLDING CELL:AIR HANDLING UNIT #7 | RECOLD CORP | D7053 | RECOLD AHB-200 | OM00040731 |  | HOLDING CELL: SALLY PORT | NA | NA | NA | 5 | 220 | 14.0 | Electric | 3 | NA | NA | \Classifications\Building System Class\D30-HVAC Systems\D3040 - Distribution SYS\Air Handling Unit - AHU | 1015505
19-C1 | 19-C1 Torrance Courthouse | 19-C1-B2034-400-DOH01 | Sally Port Rollup Door | Lawrence | 12M172210 | NA | OM00036772 | OM00040730 | HOLDING CELL: SALLY PORT | CHAIN | NA | NA | 1 | 480 | DNA | Electric | 3 | NA | NA | \Classifications\Building System Class\B20-General Building Exterior\B2030 - Exterior Doors\Door,Overhead-Shutter,Manual,Elec,Roll-up - DOH | 1015506
19-C1 | 19-C1 Torrance Courthouse | 19-C1-D3042-220-EFN04 | HOLDING CELL:FAN, EXHAUST #4 | NA | NA | NA | OM00040729 |  | HOLDING CELL: SALLY PORT | PROPELLER | NA | NA | 3-Jan | 115-208/230 | DNA | Electric | 1 | NA | NA | \Classifications\Building System Class\D30-HVAC Systems\D3040 - Distribution SYS\Supply/Exhaust/Return fans- FAN | 1015507
19-C1 | 19-C1 Torrance Courthouse | 19-C1-D3042-220-EFN05 | HOLDING CELL:FAN, EXHAUST #5 | JENNA-AIR | NA | NA | OM00036770 |  | HOLDING CELL: KITCHEN ROOF TOP | NA | NA | NA | 2-Jan | 480 | DNA | Electric | 3 | NA | NA | \Classifications\Building System Class\D30-HVAC Systems\D3040 - Distribution SYS\Supply/Exhaust/Return fans- FAN | 1015508
19-C1 | 19-C1 Torrance Courthouse | 19-C1-D3041-110-AHU10 | AIR HANDLER UNIT #8 (ROOM 14) | DAIRTECH | D-13-141 | D-AHU-10 | OM00036776 | NA | BASEMENT ROOM 14 | B-55 | 20X24X2 (5); 20X20X2 (5) | NA | 7.5 | 208-230/460 | 20.0-18/9.3 | Electric | 3 | NA | NA | \Classifications\Building System Class\D30-HVAC Systems\D3040 - Distribution SYS\Air Handling Unit - AHU | 1016603
19-C1 | 19-C1 Torrance Courthouse | 19-C1-D3021-130-BLR03 | Boiler 1 | Lochinvar | J13H00255566 | CHN2072C | OM00040735 |  | Lower Level Chiller Room | NA | NA | NA | NA | NA | DNA | Natural gas | DNA | 1,999,000 | NA | \Classifications\Building System Class\D30-HVAC Systems\D3020 - Heat SYS\Boiler,Hot Water,Oil/Gas/Comb. - BLR | 1017510
19-C1 | 19-C1 Torrance Courthouse | 19-C1-D3021-130-BLR04 | Boiler 2 | Lochinvar | H13H00253440 | CHN2072C | OM00040736 |  | Basement Lower Level Chiller Room | NA | NA | NA | NA | NA | DNA | Natural gas | DNA | 1,999,999 | NA | \Classifications\Building System Class\D30-HVAC Systems\D3020 - Heat SYS\Boiler,Hot Water,Oil/Gas/Comb. - BLR | 1017511
19-C1 | 19-C1 Torrance Courthouse | 19-C1-D3020-100-HET01 | Heater Water Expansion Tank #1 (Basement) | Santa Fe Tank & Heater Company | 10922 | 21943 | OM00036994 |  | Mechanical Room Above Chiller 2 | NA | NA | NA | NA | NA | NA | NA | NA | NA | NA | \Classifications\Building System Class\D30-HVAC Systems\D3020 - Heat SYS\Heater Water Expansion Tank - HET | 1017570
19-C1 | 19-C1 Torrance Courthouse | 19-C1-D3020-100-HET02 | Heater Water Expansion Tank #2 (Basement) | Ace Tank & Heater Company | 36207 | NA | OM00036995 |  | Mechanical Room Above Boiler 2 | NA | NA | NA | NA | NA | NA | NA | NA | NA | NA | \Classifications\Building System Class\D30-HVAC Systems\D3020 - Heat SYS\Heater Water Expansion Tank - HET | 1017571
19-C1 | 19-C1 Torrance Courthouse | 19-C1-D2090-230-WIP03 | Water Treatment Pump (Inhibitor) | LMI | 07072396592-4 | AA151-392S1 | OM00040726 |  | Chiller Room Near Water Pumps | NA | NA | NA | NA | 120 | 1.4 | NA | 1 | NA | NA | \Classifications\Building System Class\D20-Plumbing\D2090 - Other Plumbing SYS\Water Treatment Inhibitor Pump - WIP | 1017576
19-C1 | 19-C1 Torrance Courthouse | 19-C1-D3020-100-HET03 | Chilled Water Expansion Tank #3 (Basement) | Advance Tank MFG Co | 22287 | 15605 | OM00036996 |  | Mechanical Room Above Chiller Water Pumps | NA | NA | NA | NA | NA | NA | NA | NA | NA | NA | \Classifications\Building System Class\D30-HVAC Systems\D3020 - Heat SYS\Heater Water Expansion Tank - HET | 1017572
19-C1 | 19-C1 Torrance Courthouse | 19-C1-C1020-110-FRD01 | Manual Fire Door, Roll-Up (Mech Rm Entrance) | NA | C846833 | NA | OM00036992 |  | Mechanical Room Entrance | NA | NA | NA | NA | NA | NA | NA | NA | NA | NA | \Classifications\Building System Class\C10-General Building Interior\C1020 - Fire Doors\Fire Doors - FRD | 1017573
19-C1 | 19-C1 Torrance Courthouse | 19-C1-B2034-400-DOH02 | Manual Roll-Up Door (Sally Port) | NA | NA | NA | OM00040727 |  | Storage Room in Sally Port Area | NA | NA | NA | NA | NA | NA | NA | NA | NA | NA | \Classifications\Building System Class\B20-General Building Exterior\B2030 - Exterior Doors\Door,Overhead-Shutter,Manual,Elec,Roll-up - DOH | 1017574
19-C1 | 19-C1 Torrance Courthouse | 19-C1-D2090-230-WIP02 | Water Treatment Pump (Biocide) | Tacmina | 113Z0452 | ARPZ-31-CL-1 | OM00040725 |  | Chiller Room Near Water Pumps | NA | NA | NA | NA | 120 | 2.2 | NA | 1 | NA | NA | \Classifications\Building System Class\D20-Plumbing\D2090 - Other Plumbing SYS\Water Treatment Inhibitor Pump - WIP | 1017575
19-C1 | 19-C1 Torrance Courthouse | 19-C1-D5010-234-ATS02 | Automatic Transfer Switch (Rm 14) | Kohler Co | SGM3262N4 | KSSDMTA0080S | OM00040799 |  | Mech Room 14 | NA | NA | NA | NA | 480 | 80 | Electric | 3 | NA | NA | \Classifications\Building System Class\D50-Electrical SYS\D5010 - Elec Service & Dist\Automatic Transfer Switch - ATS | 1017884
19-C1 | 19-C1 Torrance Courthouse | 19-C1-D4095-230-HBL02 | Fire Supression, Kitchen Exhaust Hood | Pyro Chem Co | PCL460 | NMCH3 | OM00040804 | NA | Cafeteria Kitchen | NA | NA | NA | NA | DNA | DNA | Electric | DNA | NA | NA | \Classifications\Building System Class\D40-Fire Protection SYS\D4090 - Other Fire Protection Systems\Hood and Blower - HBL | 1017885
19-C1 | 19-C1 Torrance Courthouse | 19-C1-D3050-210-PKU01 | Package Unit (Basement Rm 10) | Magic aire | W080413083 | HBB20-3D | OM00040816 |  | Basement Room 10 | NA | 24x24x2 (1) | R-22 | 1 | 480 | 2.6 | Electric | 3 | NA | NA | \Classifications\Building System Class\D30-HVAC Systems\D3050 - Package SYS\Package Unit - PKU | 1017921
19-C1 | 19-C1 Torrance Courthouse | 19-C1-D3042-220-EFN09 | Exhaust Fan (Basement Rm 15) | Trane | NA | NA | OM00040814 |  | Basement Room 15 | A46 (1) | NA | NA | 1/4 | 115 | 3.0 | Electric | 1 | NA | NA | \Classifications\Building System Class\D30-HVAC Systems\D3040 - Distribution SYS\Supply/Exhaust/Return fans- FAN | 1017924
19-C1 | 19-C1 Torrance Courthouse | 19-C1-D3020-100-HET04 | Heater Water Expansion Tank (Chiller Rm) | Bell & Gosset | 91535 | NA | OM00040728 |  | Basement Room E | NA | NA | NA | NA | NA | NA | NA | NA | NA | NA | \Classifications\Building System Class\D30-HVAC Systems\D3020 - Heat SYS\Heater Water Expansion Tank - HET | 1017923
19-C1 | 19-C1 Torrance Courthouse | 19-C1-D2023-310-HWP13 | Domestic Hot Water Pump (Basement Rm E) | Grundfos | 52722370P1 | UP43-75BF216 | OM00033012 |  | Basement Room E | NA | NA | NA | NA | 115 | 10 | Electric | 1 | NA | NA | \Classifications\Building System Class\D20-Plumbing\D2020 - Domestic Water\Domestic Hot Water Circulating Pump - HWP | 1017926
19-C1 | 19-C1 Torrance Courthouse | 19-C1-D2030-410-PMS02 | Sewage Ejector Pump #2 (Mech Rm E) | Landia Pumps Co | 21035 | MPG-1 | OM00040797 |  | Boiler & Chiller Room | NA | NA | NA | 9 | 480 | 14.8 | Electric | 3 | NA | NA | \Classifications\Building System Class\D20-Plumbing\D2030 - Sani Waste\Sewage Ejector Pump - PMS | 1017934
19-C1 | 19-C1 Torrance Courthouse | 19-C1-G3060-320-DFP01 | Diesel Fuel Transfer Pump (Basement Rm 14) | NA | NA | NA | OM00040800 |  | Basement Room 14 | NA | NA | NA | NA | 115 | 5.2 | Electric | 1 | NA | NA | \Classifications\Building System Class\G30-Site Mechanical Utilities\G3060 - Fuel Distribution\Pump, Fuel, Diesel Fuel Transfer Pump - DFP | 1017922
19-C1 | 19-C1 Torrance Courthouse | 19-C1-D2023-310-HWP12 | Domestic Hot Water Pump (Basement Rm 14) | Bell & Gosset | 102222 | LD3 | OM00040801 |  | Basement Room 14 | NA | NA | NA | 1/4 | 115 | 3.0 | Electric | 1 | NA | NA | \Classifications\Building System Class\D20-Plumbing\D2020 - Domestic Water\Domestic Hot Water Circulating Pump - HWP | 1017925
19-C1 | 19-C1 Torrance Courthouse | 19-C1-D3030-110-CTW02 | Cooling Tower (Roof) | Evapco West | NA | USS29318 | OM00028984 |  | Roof Outside Elevator Rm | B154 (3) | NA | NA | 7.5 | 230/460 | 18.2/9.10 | Electric | 3 | NA | NA | \Classifications\Building System Class\D30-HVAC Systems\D3030 - Cooling SYS\Cooling Tower - CTW | 1017928
19-C1 | 19-C1 Torrance Courthouse | 19-C1-D3041-110-AHU11 | Air Handling Unit (Rm 10) | Trane | NA | EXRA | OM00040815 |  | Inside Records Management Office | 4L340 (1) | 24x24x2 (2) | NA | 1/2 | 208-230/460 | 2.1/2.2-1.1 | Electric | 3 | NA | NA | \Classifications\Building System Class\D30-HVAC Systems\D3040 - Distribution SYS\Air Handling Unit - AHU | 1017931
19-C1 | 19-C1 Torrance Courthouse | 19-C1-D3041-110-AHU12 | Air Handling Unit (Rm 10) | Trane | U76082 | 10F2FC4817 | OM00040817 |  | Inside Records Management Office | 4L340 (1) | 24x24x2 (2) | NA | 1/2 | 230/460 | 2.2/2.1 | Electric | 3 | NA | NA | \Classifications\Building System Class\D30-HVAC Systems\D3040 - Distribution SYS\Air Handling Unit - AHU | 1017932
19-C1 | 19-C1 Torrance Courthouse | 19-C1-D3041-110-AHU13 | Air Handling Unit (Next to Kitchen Door) | Trane | NA | NA | OM00040812 |  | Next to Kitchen Door | A46 (1) | 20x25x2 (2) | NA | 3/4 | 115-200/230 | 13.3-6.5/6.6 | Electric | 3 | NA | NA | \Classifications\Building System Class\D30-HVAC Systems\D3040 - Distribution SYS\Air Handling Unit - AHU | 1017933
19-C1 | 19-C1 Torrance Courthouse | 19-C1-D2040-100-PSU02 | Sump Pump (Mech Rm E) | Weil Pump | NA | NA | OM00040798 |  | Boiler & Chiller Room | NA | NA | NA | NA | NA | DNA | Electric | DNA | NA | NA | \Classifications\Building System Class\D20-Plumbing\D2040 - Rain Drain\Sump Pump - PSU | 1017935
19-C1 | 19-C1 Torrance Courthouse | 19-C1-D2023-100-BFP06 | Backflow Preventer 4 (BFP06) | Watts | 000207 | LF009M2 | OM00040760 | ID#:2 | Outside of Buildingﾠ - USE CALIFORNIA WATER SERVICE FORM | NA | NA | NA | NA | NA | NA | NA | NA | NA | NA | \Classifications\Building System Class\D20-Plumbing\D2020 - Domestic Water\Backflow Preventer - BFP | 1021679
19-C1 | 19-C1 Torrance Courthouse | 19-C1-D2023-100-BFP05 | Backflow Preventer 3 (BFP05) | Wilkins | 4278847 | 975XL2 | OM00040759 | ID#:1 | Lower Level Chiller Roomﾠ - USE CALIFORNIA WATER SERVICE FORM | NA | NA | NA | NA | NA | NA | NA | NA | NA | NA | \Classifications\Building System Class\D20-Plumbing\D2020 - Domestic Water\Backflow Preventer - BFP | 1021680
19-C1 | 19-C1 Torrance Courthouse | 19-C1-D2022-100-HWE02 | Domestic Water Heater, Electric | AO Smith | 1821110514599 | Dre-120-100 | OM000019945 |  | LOWER LEVEL CHILLER RM | NA | NA | NA | NA | OTHER | DNA | Electric | DNA | NA | NA | \Classifications\Building System Class\D20-Plumbing\D2020 - Domestic Water\Domestic Water Heater, Electric - HWE | 1022730
19-C1 | 19-C1 Torrance Courthouse | 19-C1-B2034-400-DOH03 | Sally Port Roll Up Gate | Cookson | NA | NA | OM00040730 |  | EXTRANCE/EXIT DOOR | NA | NA | NA | NA | 220 | DNA | Electric | DNA | NA | NA | \Classifications\Building System Class\B20-General Building Exterior\B2030 - Exterior Doors\Door,Overhead-Shutter,Manual,Elec,Roll-up - DOH | 1022731
19-C1 | 19-C1 Torrance Courthouse | 19-C1-D3042-220-EFN10 | TF-1 Transfer Fan | National air balance | NA | NA | OM00004802 |  | BASEMENT, RM 14 | NA | NA | NA | NA | DNA | DNA | DNA | DNA | NA | NA | \Classifications\Building System Class\D30-HVAC Systems\D3040 - Distribution SYS\Supply/Exhaust/Return fans- FAN | 1022733
19-C2 | 19-C2 Torrance Annex | 19-C2-D3090-114-CMP01 | Control Air Compressor - CMP01 | Devilbiss | E9798 | UPJ51521 | OM00015516 | State ID# A010062-65 | Mechanical Room Area | NA | NA | NA | 0.5 | 110 | DNA | Electric | 1 | NA | NA | \Classifications\Building System Class\D30-HVAC Systems\D3090 - Other HVAC Systems and Equipment\Air Compressor - CMP | 1010010
19-C2 | 19-C2 Torrance Annex | 19-C2-D3041-110-AHU01 | Air Handling Unit - AHU | Carrier | 4699F64225 | 39T9XMZEAA | OM00015513 | NA | Mechanical Room Area | NA | 20x20x2 (24) | NA | 25 | 480 | 23.8/11.9 | Electric | 3 | NA | NA | \Classifications\Building System Class\D30-HVAC Systems\D3040 - Distribution SYS\Air Handling Unit - AHU | 1010011
19-C2 | 19-C2 Torrance Annex | 19-C2-D4031-100-FEX04 | Fire Extinguisher - FEX (4) | Amerex | NA | ABC | OM00000648 | FEX - 4 | ALL FLOORS | NA | NA | NA | NA | NA | NA | NA | NA | NA | NA | \Classifications\Building System Class\D40-Fire Protection SYS\D4030 - FIRE SPEC\Fire Extinguisher - FEX | 1010012
19-C2 | 19-C2 Torrance Annex | 19-C2-D5092-250-EML04 | Emergency And Exit Lighting - EML (4) | NA | NA | NA | OM00000649 | EML - 1 | ALL FLOORS | NA | NA | NA | NA | 110 | DNA | Electric | 1 | NA | NA | \Classifications\Building System Class\D50-Electrical SYS\D5090 - Elec SYS\Emergency And Exit Lighting - EML | 1010013
19-C2 | 19-C2 Torrance Annex | 19-C2-D5010-200-ESD01 | Electrical, Switchboard- SBR 01 | Square D | 172654 | MCABCS | OM00000644 | MCE - 1 | Mechanical Room Area | NA | NA | NA | NA | 480 | 400 | Electric | 3 | NA | NA | \Classifications\Building System Class\D50-Electrical SYS\D5010 - Elec Service & Dist\Electical Service and Distribution - ESD | 1010014
19-C2 | 19-C2 Torrance Annex | 19-C2-D5010-200-ESD02 | Electrical, Switchboard- SBR 02 | Square D | 172359 | NL-1 | OM00000646 | MCE - 2 | Mechanical Room Area | NA | NA | NA | NA | 120/208 | 800 | Electric | 3 | NA | NA | \Classifications\Building System Class\D50-Electrical SYS\D5010 - Elec Service & Dist\Electical Service and Distribution - ESD | 1010015
19-C2 | 19-C2 Torrance Annex | 19-C2-D5011-240-TRN01 | Transformer - TRN | Power Zone | H7263 | 15055 | OM00000645 | TRN - 1 | Mechanical Room Area | NA | NA | NA | NA | 480-208/120 | 225 | Electric | 3 | NA | NA | \Classifications\Building System Class\D50-Electrical SYS\D5010 - Elec Service & Dist\Transformer - TRN | 1010016
19-C2 | 19-C2 Torrance Annex | 19-C2-D2040-100-PSU01 | Sump Pump - PSU | Weil Pumps | 500349 | F-2 | OM00000647 | NA | Mechanical Room Area | NA | NA | NA | 3/4 | DNA | 5.6 | Electric | 1 | NA | NA | \Classifications\Building System Class\D20-Plumbing\D2040 - Rain Drain\Sump Pump - PSU | 1010017
19-C2 | 19-C2 Torrance Annex | 19-C2-D2030-150-MWL01 | Main/Branch Waste System - MWL | NA | NA | NA | OM00033608 | NA | 1 | NA | NA | NA | NA | NA | NA | NA | NA | NA | NA | \Classifications\Building System Class\D20-Plumbing\D2030 - Sani Waste\Main/Branch Waste System - MWL | 1010018
19-C2 | 19-C2 Torrance Annex | 19-C2-B3010-100-RUF01 | Roof - RUF | NA | NA | NA | OM00033609 | NA | ROOF | NA | NA | NA | NA | NA | NA | NA | NA | NA | NA | \Classifications\Building System Class\B30-Roofing\B3010 - Roof Types\Roof - RUF | 1010019
19-C2 | 19-C2 Torrance Annex | 19-C2-B2010-100-BLD01 | Building | NA | NA | NA | OM00037887 | [12 empty] | \Classifications\Building System Class\B20-General Building Exterior\B2010 - Exterior Walls\Building - BLD | 1016543
19-C2 | 19-C2 Torrance Annex | 19-C2-B2034-400-DOH01 | Manual Overhead Rollup Door (Mech Rm M) | NA | NA | NA | OM00040813 |  | Eastside of Building by Mech Room | NA | NA | NA | NA | NA | NA | NA | NA | NA | NA | \Classifications\Building System Class\B20-General Building Exterior\B2030 - Exterior Doors\Door,Overhead-Shutter,Manual,Elec,Roll-up - DOH | 1017927
19-C2 | 19-C2 Torrance Annex | 19-C2-D3042-220-EFN01 | Exhaust Fan (Mech Rm M2) | Chigaco Air | U16656221 | EXRA | OM00015514 |  | Mech Room M2 | NA | NA | NA | 7.5 | 220/440 | DNA | Electric | 3 | NA | NA | \Classifications\Building System Class\D30-HVAC Systems\D3040 - Distribution SYS\Supply/Exhaust/Return fans- FAN | 1017929
19-C2 | 19-C2 Torrance Annex | 19-C2-D3090-220-CMD01 | Compressor Air Dryer (Basement) | Speedaire | 033110194101718G | 5Z772A | OM00015515 |  | Basement | NA | NA | R-134A | NA | 115 | 1.8 | Electric | 1 | NA | NA | \Classifications\Building System Class\D30-HVAC Systems\D3090 - Other HVAC Systems and Equipment\Compressed Air Dryer - CMD | 1017930
19-C3 | 19-C3 S. Bay Muni Court Jury Assembly Trailer | 19-C3-D3050-210-PKU01 | Package Unit 1 | Marvair | KJ27732 | AVP36HPA05NB | OM00005926 |  | Jury Trailer | NA | NA | R-22 | NA | 208/230 | 18.0 | Electric | 1 | NA | NA | \Classifications\Building System Class\D30-HVAC Systems\D3050 - Package SYS\Package Unit - PKU | 1010020
19-C3 | 19-C3 S. Bay Muni Court Jury Assembly Trailer | 19-C3-D3050-210-PKU02 | Package Unit 2 | Marvair | KJ27747 | AVP36HPA05NB | OM00005927 |  | Jury Trailer EXTERIOR | NA | NA | R-22 | NA | 208/230 | 18.0 | Electric | 1 | NA | NA | \Classifications\Building System Class\D30-HVAC Systems\D3050 - Package SYS\Package Unit - PKU | 1010021
19-C3 | 19-C3 S. Bay Muni Court Jury Assembly Trailer | 19-C3-D3050-210-PKU03 | Package Unit 3 | Marvair | KJ27718 | AVP36HPA05NB | OM00005928 |  | Jury Trailer | NA | NA | R-22 | NA | 208/230 | 18.0 | Electric | 1 | NA | NA | \Classifications\Building System Class\D30-HVAC Systems\D3050 - Package SYS\Package Unit - PKU | 1010022
19-C3 | 19-C3 S. Bay Muni Court Jury Assembly Trailer | 19-C3-D3050-210-PKU04 | Package Unit 4 | Marvair | KJ27744 | AVP36HPA05NB | OM00005929 |  | Jury Trailer EXTERIOR | NA | NA | R-22 | NA | 208/230 | 18.0 | Electric | 1 | NA | NA | \Classifications\Building System Class\D30-HVAC Systems\D3050 - Package SYS\Package Unit - PKU | 1010023
19-C3 | 19-C3 S. Bay Muni Court Jury Assembly Trailer | 19-C3-D5092-250-EML02 | LIGHTING, EMERGENCY & EXIT (2) | NA | NA | NA | OM00000653 | EML-1 | Jury Trailer | NA | NA | NA | NA | 110 | DNA | Electric | 1 | NA | NA | \Classifications\Building System Class\D50-Electrical SYS\D5090 - Elec SYS\Emergency And Exit Lighting - EML | 1010024
19-C3 | 19-C3 S. Bay Muni Court Jury Assembly Trailer | 19-C3-D4031-100-FEX04 | Fire Extinguisher - FEX (4) | Amerex | NA | NA | OM00036022 | FEX -4 | Jury Trailer | NA | NA | NA | NA | NA | NA | NA | NA | NA | NA | \Classifications\Building System Class\D40-Fire Protection SYS\D4030 - FIRE SPEC\Fire Extinguisher - FEX | 1010025
19-C3 | 19-C3 S. Bay Muni Court Jury Assembly Trailer | 19-C3-D2030-150-MWL01 | Main/Branch Waste System - MWL | NA | NA | NA | OM00005912 | NA | ALL | NA | NA | NA | NA | NA | NA | NA | NA | NA | NA | \Classifications\Building System Class\D20-Plumbing\D2030 - Sani Waste\Main/Branch Waste System - MWL | 1010026
19-C3 | 19-C3 S. Bay Muni Court Jury Assembly Trailer | 19-C3-B3010-100-RUF01 | Roof - RUF | NA | NA | NA | OM00026566 | NA | ROOF. JURY TRAILER | NA | NA | NA | NA | NA | NA | NA | NA | NA | NA | \Classifications\Building System Class\B30-Roofing\B3010 - Roof Types\Roof - RUF | 1010027
19-C3 | 19-C3 S. Bay Muni Court Jury Assembly Trailer | 19-C3-B2010-100-BLD01 | Building | NA | NA | NA | OM00037888 | [12 empty] | \Classifications\Building System Class\B20-General Building Exterior\B2010 - Exterior Walls\Building - BLD | 1016544
19-C3 | 19-C3 S. Bay Muni Court Jury Assembly Trailer | 19-C3-D4010-150-FMS01 | Wet Stand Pipe | Victaulic | NA | NA | OM00040734 |  | Exterior North Wall | NA | NA | NA | NA | NA | NA | NA | NA | NA | NA | \Classifications\Building System Class\D40-Fire Protection SYS\D4010 - Sprinkler SYS\Fire Systems, stand pipes - FMS | 1018245
19-C4 | 19-C4 S. Bay Municipal Traffic Court Trailer | 19-C4-D3050-210-PKU01 | Package Unit 1 | Bard | 87K870499103 | 34WH6 | OM00000654 |  | Traffic Trailer | NA | NA | R-22 | NA | 230/208 | 19.0/21.8 | Electric | 1 | NA | NA | \Classifications\Building System Class\D30-HVAC Systems\D3050 - Package SYS\Package Unit - PKU | 1010028
19-C4 | 19-C4 S. Bay Municipal Traffic Court Trailer | 19-C4-D3050-210-PKU02 | Package Unit 2 | Bard | 87K870499067 | 34WH6 | OM00000655 |  | Traffic Trailer | NA | NA | R-22 | NA | 230/208 | 19.0/21.8 | Electric | 1 | NA | NA | \Classifications\Building System Class\D30-HVAC Systems\D3050 - Package SYS\Package Unit - PKU | 1010029
19-C4 | 19-C4 S. Bay Municipal Traffic Court Trailer | 19-C4-D3050-210-PKU03 | Package Unit 3 | Bard | 87K870499406 | 34WH6 | OM00000656 |  | Traffic Trailer | NA | NA | R-22 | NA | 230/208 | 19.0/21.8 | Electric | 1 | NA | NA | \Classifications\Building System Class\D30-HVAC Systems\D3050 - Package SYS\Package Unit - PKU | 1010030
19-C4 | 19-C4 S. Bay Municipal Traffic Court Trailer | 19-C4-D3050-210-PKU04 | Package Unit 4 | Bard | 87K870499102 | 34WH6 | OM00000657 |  | Traffic Trailer | NA | NA | R-22 | NA | 230/208 | 19.0/21.8 | Electric | 1 | NA | NA | \Classifications\Building System Class\D30-HVAC Systems\D3050 - Package SYS\Package Unit - PKU | 1010031
19-C4 | 19-C4 S. Bay Municipal Traffic Court Trailer | 19-C4-D5092-250-EML04 | Emergency And Exit Lighting - EML (4) | NA | NA | NA | OM00000659 | EML-4 | Traffic Trailer | NA | NA | NA | NA | 110 | DNA | Electric | 1 | NA | NA | \Classifications\Building System Class\D50-Electrical SYS\D5090 - Elec SYS\Emergency And Exit Lighting - EML | 1010032
19-C4 | 19-C4 S. Bay Municipal Traffic Court Trailer | 19-C4-D4031-100-FEX04 | Fire Extinguisher - FEX (4) | Amerex | NA | NA | OM00000660 | FEX -2 | Traffic Trailer | NA | NA | NA | NA | NA | NA | NA | NA | NA | NA | \Classifications\Building System Class\D40-Fire Protection SYS\D4030 - FIRE SPEC\Fire Extinguisher - FEX | 1010033
19-C4 | 19-C4 S. Bay Municipal Traffic Court Trailer | 19-C4-D2030-150-MWL01 | Main/Branch Waste System - MWL | NA | NA | NA | OM00028982 | NA | ALL | NA | NA | NA | NA | NA | NA | NA | NA | NA | NA | \Classifications\Building System Class\D20-Plumbing\D2030 - Sani Waste\Main/Branch Waste System - MWL | 1010034
19-C4 | 19-C4 S. Bay Municipal Traffic Court Trailer | 19-C4-B2010-100-BLD01 | BUILDING | NA | NA | NA | OM00015512 |  | ALL | NA | NA | NA | NA | NA | NA | NA | NA | NA | NA | \Classifications\Building System Class\B20-General Building Exterior\B2010 - Exterior Walls\Building - BLD | 1013911
19-C4 | 19-C4 S. Bay Municipal Traffic Court Trailer | 19-C4-G2050-200-LSC01 | LANDSCAPING | NA | NA | NA | OM00005936 |  | ALL GROUNDS | NA | NA | NA | NA | NA | NA | NA | NA | NA | NA | \Classifications\Building System Class\G20-Other Systems\G2050 - Landscaping\Landscaping - LSC | 1013912
19-C4 | 19-C4 S. Bay Municipal Traffic Court Trailer | 19-C4-G2049-300-HSC01 | HARDSCAPE | NA | NA | NA | OM00005911 |  | ALL | NA | NA | NA | NA | NA | NA | NA | NA | NA | NA | \Classifications\Building System Class\G20-Other Systems\G2040 - Site Development\Hardscape - HSC | 1013913
19-C4 | 19-C4 S. Bay Municipal Traffic Court Trailer | 19-C4-B3010-100-RUF01 | Roof | NA | NA | NA | OM00036021 |  | Roof | NA | NA | NA | NA | NA | NA | NA | NA | NA |  | \Classifications\Building System Class\B30-Roofing\B3010 - Roof Types\Roof - RUF | 1014879
19-E1 | 19-E1 Inglewood Juvenile Court | 19-E1-D1010-100-ELE01 | ELEVATOR 1(HYD) | OTIS | CA36784 | PA0454B | OM00015594 | State ID# 029100 | MECHANICAL ROOM | NA | NA | NA | 15 | 230/460 | 42.2/22.6 | Hydraulic | 3 | NA | NA | \Classifications\Building System Class\D10-Conveyance Systems\D1010 - Elevator\Elevator,Hydraulic,Pass/Freight - ELE | 1009211
19-E1 | 19-E1 Inglewood Juvenile Court | 19-E1-D2022-260-HWG01 | DOMESTIC HOT WATER HEATER HWG01 | RHEEM | RHUN0708404554 | 22V50FN | OM00015597 |  | MECHANICAL ROOM | NA | NA | NA | NA | NA | NA | gas | 1 | 40,000 | NA | \Classifications\Building System Class\D20-Plumbing\D2020 - Domestic Water\Domestic Water Heater, Gas - HWG | 1009212
19-E1 | 19-E1 Inglewood Juvenile Court | 19-E1-D3041-210-SFN01 | SUPPLY FAN-SFN01 | TRANE | NA | NA | OM00015579 |  | MECHANICAL ROOM | B128 (3) | 20x20x2 (2) | NA | 10 | 230/460 | 25.8/12.9 | electric | 1 | NA | NA | \Classifications\Building System Class\D30-HVAC Systems\D3040 - Distribution SYS\Supply/Exhaust/Return fans- FAN | 1009215
19-E1 | 19-E1 Inglewood Juvenile Court | 19-E1-D3044-125-PHW01 | HEATING HOT WATER PUMP 1 | Wesco Pump | 76302 | 2G | OM00015595 | NA | MECHANICAL ROOM | NA | NA | NA | 3/4 | 208-220/440 | 2.6/1.3 | electric | 3 | NA | NA | \Classifications\Building System Class\D30-HVAC Systems\D3040 - Distribution SYS\Hot Water Pump - PHW | 1009216
19-E1 | 19-E1 Inglewood Juvenile Court | 19-E1-D3031-140-CLR01 | CHILLER, AIR COOLED #1 (EXTERIOR SW CORNER) | CARRIER | 3401F07388 | 30RAN040K501KA | OM00015578 | NA | EXTERIOR SOUTHWEST CORNER OF BUILDING | NA | NA | R-22 | NA | 240 | DNA | electric | 3 | NA | NA | \Classifications\Building System Class\D30-HVAC Systems\D3030 - Cooling SYS\Chiller, Air Cooled - CLR | 1009217
19-E1 | 19-E1 Inglewood Juvenile Court | 19-E1-D3090-114-CMP01 | CONTROL AIR COMPRESSOR CMP01 | QUINCY COMPRESSORS | 200310070008 | QTS3QCB3 | OM00015593 | State ID# A012786-15 | MECHANICAL ROOM | NA | NA | NA | 1 | 240 | 9.3 | electric | 1 | NA | NA | \Classifications\Building System Class\D30-HVAC Systems\D3090 - Other HVAC Systems and Equipment\Air Compressor - CMP | 1009218
19-E1 | 19-E1 Inglewood Juvenile Court | 19-E1-D3090-220-CMD01 | COMPRESSED AIR DRYER CMD01 | HANKINSON | N80101150201055 | 8010115 | OM00015591 | NA | MECHANICAL ROOM | NA | NA | R-134a | NA | 110 | DNA | electric | 1 | NA | NA | \Classifications\Building System Class\D30-HVAC Systems\D3090 - Other HVAC Systems and Equipment\Compressed Air Dryer - CMD | 1009220
19-E1 | 19-E1 Inglewood Juvenile Court | 19-E1-D4031-100-FEX08 | FIRE EXTINGUISHER (8) | MARX BROTHERS | NA | AMEREX | OM00033560 |  | WHOLE BLDG | NA | NA | NA | NA | NA | NA | NA | NA | NA | NA | \Classifications\Building System Class\D40-Fire Protection SYS\D4030 - FIRE SPEC\Fire Extinguisher - FEX | 1009221
19-E1 | 19-E1 Inglewood Juvenile Court | 19-E1-D5010-200-ESD01 | Main Electrical Panel #1 | SQARE D | 39559 | TYPE PK | OM00015598 | NA | MECHANICAL ROOM | NA | NA | NA | NA | 125/250 | 400 | electric | 3 | NA | NA | \Classifications\Building System Class\D50-Electrical SYS\D5010 - Elec Service & Dist\Electical Service and Distribution - ESD | 1009222
19-E1 | 19-E1 Inglewood Juvenile Court | 19-E1-D5010-200-ESD02 | Main Electrical Panel #2 | SQARE D | 39560 | TYPE PK | OM00015599 |  | MECHANICAL ROOM | NA | NA | NA | NA | 125/250 | 400 | electric | 3 | NA | NA | \Classifications\Building System Class\D50-Electrical SYS\D5010 - Elec Service & Dist\Electical Service and Distribution - ESD | 1009223
19-E1 | 19-E1 Inglewood Juvenile Court | 19-E1-D5092-250-EML19 | EXIT SIGNS (19) | NA | NA | NA | OM00033561 |  | WHOLE BLDG | NA | NA | NA | NA | NA | NA | NA | NA | NA | NA | \Classifications\Building System Class\D50-Electrical SYS\D5090 - Elec SYS\Emergency And Exit Lighting - EML | 1009225
19-E1 | 19-E1 Inglewood Juvenile Court | 19-E1-B3010-100-RUF01 | Building Roof - RUF01 | NA | NA | NA | OM00033558 |  | Roof | NA | NA | NA | NA | NA | NA | NA | NA | NA | NA | \Classifications\Building System Class\B30-Roofing\B3010 - Roof Types\Roof - RUF | 1010224
19-E1 | 19-E1 Inglewood Juvenile Court | 19-E1-B2010-100-BLD01 | BUILDING | NA | NA | NA | OM00033564 | NA | ALL | NA | NA | NA | NA | NA | NA | NA | NA | NA | NA | \Classifications\Building System Class\B20-General Building Exterior\B2010 - Exterior Walls\Building - BLD | 1013914
19-E1 | 19-E1 Inglewood Juvenile Court | 19-E1-D3042-220-EFN02 | FAN EXHAUST BELT DRIVEN FAN EFN02 | TRANE | 015P2B | AS93 | OM00015083 |  | South East of Roof Entry Door | 4L360 (1) | NA | NA | NA | 230/460 | 37.00-18.50 | Electric | 3 | NA | NA | \Classifications\Building System Class\D30-HVAC Systems\D3040 - Distribution SYS\Supply/Exhaust/Return fans- FAN | 1013915
19-E1 | 19-E1 Inglewood Juvenile Court | 19-E1-D5010-200-ESD03 | ELECTRICAL SWITCHBOARD UNDER 560V SBR03 | SQUARE D | NA | CCP-3 | OM00033559 |  | M-ROOM | NA | NA | NA | NA | 240 | 600 | Electric | 3 | NA | NA | \Classifications\Building System Class\D50-Electrical SYS\D5010 - Elec Service & Dist\Electical Service and Distribution - ESD | 1013917
19-E1 | 19-E1 Inglewood Juvenile Court | 19-E1-G2050-200-LSC01 | LANDSCAPING | NA | NA | NA | OM00033563 |  | GROUNDS | NA | NA | NA | NA | NA | NA | NA | NA | NA | NA | \Classifications\Building System Class\G20-Other Systems\G2050 - Landscaping\Landscaping - LSC | 1013918
19-E1 | 19-E1 Inglewood Juvenile Court | 19-E1-G2049-300-HSC01 | HARDSCAPE | NA | NA | NA | OM00033562 |  | GROUNDS | NA | NA | NA | NA | NA | NA | NA | NA | NA | NA | \Classifications\Building System Class\G20-Other Systems\G2040 - Site Development\Hardscape - HSC | 1013919
19-E1 | 19-E1 Inglewood Juvenile Court | 19-E1-D2023-100-BFP01 | BACKFLOW PREVENTER #1 (2" DOMESTIC) | SMR | 712993 | P-711-S | OM00036833 | OW0209916-FA0234839-BD0035584-FEBRUARY | Grounds - SW CORNER OF BLDG CARD #2 (LAPHD FORM REQUIRED) | NA | NA | NA | NA | NA | NA | NA | NA | NA | NA | \Classifications\Building System Class\D20-Plumbing\D2020 - Domestic Water\Backflow Preventer - BFP | 1015412
19-E1 | 19-E1 Inglewood Juvenile Court | 19-E1-D2023-100-BFP02 | BACKFLOW PREVENTER #2 (3/4" BOILER MAKEUP) | FEBCO | A000647 | 825YR | OM00036835 | OW0209916-FA0234839-BD0002096-FEBRUARY | First Floor - BOILER ROOM CARD #1 (LAPHD FORM REQUIRED) | NA | NA | NA | NA | NA | NA | NA | NA | NA | NA | \Classifications\Building System Class\D20-Plumbing\D2020 - Domestic Water\Backflow Preventer - BFP | 1015413
19-E1 | 19-E1 Inglewood Juvenile Court | 19-E1-B2034-400-DOH01 | HOLDING CELL:DOOR, OVERHEAD (ROLL UP, VAN) | TELEDOR | NA | NA | OM00015596 |  | HOLDING CELL: SOUTH EAST CORNER OF FACILITY | NA | NA | NA | NA | NA | DNA | Electric | 1 | NA | NA | \Classifications\Building System Class\B20-General Building Exterior\B2030 - Exterior Doors\Door,Overhead-Shutter,Manual,Elec,Roll-up - DOH | 1015518
19-E1 | 19-E1 Inglewood Juvenile Court | 19-E1-D2023-310-HWP01 | Domestic Hot Water Circulating Pump (Rm B1) | Bell & Gosset | 106192LF | Series 100 | OM00015600 |  | Basement Boiler Room B1 | NA | NA | NA | 1/12 | 115 | 1.75 | Electric | 1 | NA | NA | \Classifications\Building System Class\D20-Plumbing\D2020 - Domestic Water\Domestic Hot Water Circulating Pump - HWP | 1017655
19-E1 | 19-E1 Inglewood Juvenile Court | 19-E1-D3041-230-RFN01 | Return Fan (NE Roof) | Utility Blower Corp | NA | 1022D | OM00015577 |  | North East Roof | B120 | NA | NA | 1 | 220/440 | 3.6/1.8 | Electric | 1 | NA | NA | \Classifications\Building System Class\D30-HVAC Systems\D3040 - Distribution SYS\Supply/Exhaust/Return fans- FAN | 1017656
19-E1 | 19-E1 Inglewood Juvenile Court | 19-E1-D3021-130-BLR03 | Boiler 1 (BLR03) | ACE Heating | 73043 | WRPG-525 | OM00041073 |  | Basement Mechanical Room | NA | NA | NA | 12.9 | 120 | 6.4 | Gas | 1 | 525,000 | 430,500 | \Classifications\Building System Class\D30-HVAC Systems\D3020 - Heat SYS\Boiler,Hot Water,Oil/Gas/Comb. - BLR | 1020397
19-E1 | 19-E1 Inglewood Juvenile Court | 19-E1-D3021-130-BLR04 | Boiler 2 (BLR04) | ACE Heating | 73044 | WRNG-525 | OM00041074 |  | Basement B1 Mechanical Room | NA | NA | NA | 12.9 | 120 | 6.4 | Gas | 1 | 525,000 | 430,500 | \Classifications\Building System Class\D30-HVAC Systems\D3020 - Heat SYS\Boiler,Hot Water,Oil/Gas/Comb. - BLR | 1020398
19-F1 | 19-F1 Inglewood Courthouse | 19-F1-D2023-100-BFP01 | BACKFLOW PREVENTER #1 (2") East Irrigation | FEBCO | AB8814 | 765 | OM00036830 | OW0209916-FA0234838-BD0029648-A88814-FEBRUARY | Grounds - E SIDE OF PLAZA IN PLANTER (LAPHD FORM REQUIRED) | NA | NA | NA | NA | NA | NA | NA | NA | NA | NA | \Classifications\Building System Class\D20-Plumbing\D2020 - Domestic Water\Backflow Preventer - BFP | 1007754
19-F1 | 19-F1 Inglewood Courthouse | 19-F1-D2023-100-BFP03 | BACKFLOW PREVENTER #3 (1 1/2" CHILLER) | WATTS | 93188 | 009M2OT | OM00036832 | OW0209916-FA0234838-BD0011034-FEBRUARY | 7TH FLOOR ROOF-CHILLER BY COOLING TOWERS-NORTH SIDE (LAPHD FORM REQUIRED) | NA | NA | NA | NA | NA | NA | NA | NA | NA | NA | \Classifications\Building System Class\D20-Plumbing\D2020 - Domestic Water\Backflow Preventer - BFP | 1007756
19-F1 | 19-F1 Inglewood Courthouse | 19-F1-D2023-100-BFP04 | BACKFLOW PREVENTER #4 (1 1/2" CHILLER) | WATTS | 37491 | 009QTM1 | OM00015082 | OW0209916-FA0234838-BD0029649-FEBRUARY | 7TH FLOOR BOILER ROOM 705 (LAPHD FORM REQUIRED) | NA | NA | NA | NA | NA | NA | NA | NA | NA | NA | \Classifications\Building System Class\D20-Plumbing\D2020 - Domestic Water\Backflow Preventer - BFP | 1007757
19-F1 | 19-F1 Inglewood Courthouse | 19-F1-D1010-100-ELE01 | Elevator Car #1 ELE | Otis | CP20921 | 21AUV | OM00015067 | State ID# 063194¦ #1 | Elevator Mechanical Room | NA | NA | NA | NA | 480 | DNA | electric | 3 | NA | NA | \Classifications\Building System Class\D10-Conveyance Systems\D1010 - Elevator\Elevator,Electric,Pass/Freight - ELE | 1008295
19-F1 | 19-F1 Inglewood Courthouse | 19-F1-D1010-100-ELE02 | Elevator Car #2 ELE | Otis | CP20923 | 21AUV | OM00015069 | State ID# 063195¦ #2 | Elevator Mechanical Room | NA | NA | NA | NA | 480 | DNA | electric | 3 | NA | NA | \Classifications\Building System Class\D10-Conveyance Systems\D1010 - Elevator\Elevator,Electric,Pass/Freight - ELE | 1008296
19-F1 | 19-F1 Inglewood Courthouse | 19-F1-D1010-100-ELE03 | Elevator Car #3 ELE | Otis | CP20925 | 21AUV | OM00015070 | State ID# 063196¦ #3 | Elevator Mechanical Room | NA | NA | NA | NA | 480 | DNA | electric | 3 | NA | NA | \Classifications\Building System Class\D10-Conveyance Systems\D1010 - Elevator\Elevator,Electric,Pass/Freight - ELE | 1008297
19-F1 | 19-F1 Inglewood Courthouse | 19-F1-D1010-100-ELE04 | Elevator Car #4, ELE04 | Otis | CP20927 | 21AUV | OM00015071 | State ID# 063222¦ #4 | Elevator Mechanical Room | NA | NA | NA | NA | 480 | DNA | electric | 3 | NA | NA | \Classifications\Building System Class\D10-Conveyance Systems\D1010 - Elevator\Elevator,Electric,Pass/Freight - ELE | 1008298
19-F1 | 19-F1 Inglewood Courthouse | 19-F1-D1010-100-ELE05 | Elevator Car #5 ELE | Otis | CP20879 | 21UCLS | OM00015072 | State ID# 063193¦ #5 | Elevator Mechanical Room | NA | NA | NA | NA | 480 | DNA | electric | 3 | NA | NA | \Classifications\Building System Class\D10-Conveyance Systems\D1010 - Elevator\Elevator,Electric,Pass/Freight - ELE | 1008299
19-F1 | 19-F1 Inglewood Courthouse | 19-F1-D1010-100-ELE06 | Elevator Car #6 ELE | Otis | CP20883 | 21UCLS | OM00015049 | State ID# 063192¦ #6 | Elevator Mechanical Room | NA | NA | NA | NA | 480 | DNA | electric | 3 | NA | NA | \Classifications\Building System Class\D10-Conveyance Systems\D1010 - Elevator\Elevator,Electric,Pass/Freight - ELE | 1008300
19-F1 | 19-F1 Inglewood Courthouse | 19-F1-B3010-100-RUF01 | Roof | NA | NA | NA | OM00015085 | NA | Roof | NA | NA | NA | NA | NA | NA | NA | NA | NA | NA | \Classifications\Building System Class\B30-Roofing\B3010 - Roof Types\Roof - RUF | 1008302
19-F1 | 19-F1 Inglewood Courthouse | 19-F1-D4010-150-FMS01 | Dry Stand Pipes SEW01 | NA | NA | NA | OM00015087 | NA | Roof | NA | NA | NA | NA | NA | NA | NA | NA | NA | NA | \Classifications\Building System Class\D40-Fire Protection SYS\D4010 - Sprinkler SYS\Fire Systems, stand pipes - FMS | 1008303
19-F1 | 19-F1 Inglewood Courthouse | 19-F1-D3031-130-CLR01 | Chiller #1 | Carrier | 3099J59841 | 19XR-3232244BFH64 | OM00015088 | NA | Mechanical Room | NA | NA | R-134a | NA | 480 | 50 | electric | 3 | NA | NA | \Classifications\Building System Class\D30-HVAC Systems\D3030 - Cooling SYS\Chiller, Water Cooled - CLR | 1008304
19-F1 | 19-F1 Inglewood Courthouse | 19-F1-D3031-130-CLR02 | Chiller #2 CLR | Carrier | 2999J59840 | 19XR-3232244BFH64 | OM00015089 | NA | Mechanical Room | NA | NA | R-134a | NA | 480 | 50 | electric | 3 | NA | NA | \Classifications\Building System Class\D30-HVAC Systems\D3030 - Cooling SYS\Chiller, Water Cooled - CLR | 1008305
19-F1 | 19-F1 Inglewood Courthouse | 19-F1-D3031-100-PCH03 | Condensor Water Pump P1 PMP | Thrush Products Inc | NA | NA | OM00015092 | NA | Mechanical Room | NA | NA | NA | NA | 230/460 | 41/20.5 | electric | 3 | NA | NA | \Classifications\Building System Class\D30-HVAC Systems\D3030 - Cooling SYS\Chilled Water Pump - PCH | 1008308
19-F1 | 19-F1 Inglewood Courthouse | 19-F1-D3031-100-PCH04 | Condensor Water Pump P2 PMP | Thrush Products Inc | NA | NA | OM00015093 | NA | Mechanical Room | NA | NA | NA | NA | 230/460 | 41/20.5 | electric | 3 | NA | NA | \Classifications\Building System Class\D30-HVAC Systems\D3030 - Cooling SYS\Chilled Water Pump - PCH | 1008309
19-F1 | 19-F1 Inglewood Courthouse | 19-F1-D3044-125-PHW05 | Heating Hot Water Pump P5 PMP | Bell & Gossett | DNA | 1510 (Type) | OM00015094 | NA | Mechanical Room | NA | NA | NA | 20 | 480 | DNA | electric | 3 | NA | NA | \Classifications\Building System Class\D30-HVAC Systems\D3040 - Distribution SYS\Hot Water Pump - PHW | 1008310
19-F1 | 19-F1 Inglewood Courthouse | 19-F1-D3044-125-PHW06 | Heating Hot Water Pump P6 PMP | Bell & Gossett | 754391 | 3CB-11 1/2-BF | OM00015095 | NA | Mechanical Room | NA | NA | NA | 20 | 480 | DNA | electric | 3 | NA | NA | \Classifications\Building System Class\D30-HVAC Systems\D3040 - Distribution SYS\Hot Water Pump - PHW | 1008311
19-F1 | 19-F1 Inglewood Courthouse | 19-F1-D3020-100-HET01 | Heating HW Exspnsion Tank HET | Roy E Hanson Jr MFG Co | 164370 | NA | OM00015102 | NA | Mechanical Room | NA | NA | NA | NA | NA | NA | NA | NA | NA | NA | \Classifications\Building System Class\D30-HVAC Systems\D3020 - Heat SYS\Heater Water Expansion Tank - HET | 1008314
19-F1 | 19-F1 Inglewood Courthouse | 19-F1-D2023-310-HWP07 | Domestic Hot Water Recirc Pump, HWP07 | Bell & Gossett | 106192LF | Series 100-AB | OM00015103 | NA | Mechanical Room | NA | NA | NA | NA | 110 | 2 | electric | 1 | NA | NA | \Classifications\Building System Class\D20-Plumbing\D2020 - Domestic Water\Domestic Hot Water Circulating Pump - HWP | 1008315
19-F1 | 19-F1 Inglewood Courthouse | 19-F1-D3042-220-EFN06 | Exhaust Fan #6 | Trane Air Conditioning | U5M043086 | CF-20-A-1-SW-1-CW-VB-S-H | OM00015105 |  | Mechanical Room | B-64 | NA | NA | 5 | 230/460 | 14.1/7.05 | electric | 3 | NA | NA | \Classifications\Building System Class\D30-HVAC Systems\D3040 - Distribution SYS\Supply/Exhaust/Return fans- FAN | 1008317
19-F1 | 19-F1 Inglewood Courthouse | 19-F1-D3042-220-EFN07 | Exhaust Fan #7 | Trane Air Conditioning | NA | CF-20-A-1-SW-3-CW-VB-S-H | OM00015108 |  | Mechanical Room | B105 (2) | NA | NA | NA | 230/460 | 14.1/7.05 | electric | 3 | NA | NA | \Classifications\Building System Class\D30-HVAC Systems\D3040 - Distribution SYS\Supply/Exhaust/Return fans- FAN | 1008318
19-F1 | 19-F1 Inglewood Courthouse | 19-F1-D3030-110-CTW01 | Cooling Tower #1 CTW | E.D. Goodfellow Co Inc | NA | CBU250 | OM00033526 | NA | Mechanical Room | RB79 (1) | NA | NA | 15 | 230/460 | 40-37/18.40 | electric | 3 | NA | NA | \Classifications\Building System Class\D30-HVAC Systems\D3030 - Cooling SYS\Cooling Tower - CTW | 1008319
19-F1 | 19-F1 Inglewood Courthouse | 19-F1-D3030-110-CTW02 | Cooling Tower #2 CTW | E.D. Goodfellow Co Inc | 7603781 | CBU250 | OM00033527 | NA | Located On Roof | RB79 (1) | NA | NA | NA | 480 | DNA | electric | 3 | NA | NA | \Classifications\Building System Class\D30-HVAC Systems\D3030 - Cooling SYS\Cooling Tower - CTW | 1008320
19-F1 | 19-F1 Inglewood Courthouse | 19-F1-D2017-100-SHW01 | Eye Wash Station SHW01 | Haws | NA | NA | OM00015077 | NA | Mechanical Room | NA | NA | NA | NA | NA | NA | NA | NA | NA | NA | \Classifications\Building System Class\D20-Plumbing\D2010 - Plumb Fix\Showers - SHW | 1008322
19-F1 | 19-F1 Inglewood Courthouse | 19-F1-D3041-110-AHU06 | AHU Penthouse AHU | Trane Climate Changer | U6B043444 | TYPE 14 | OM00015078 | NA | Mechanical Room | 78 (2) | 12x24x12 (3) | NA | NA | 480 | DNA | electric | 3 | NA | NA | \Classifications\Building System Class\D30-HVAC Systems\D3040 - Distribution SYS\Air Handling Unit - AHU | 1008323
19-F1 | 19-F1 Inglewood Courthouse | 19-F1-D3041-110-AHU05 | AHU #5 AHU | Trane Climate Changer | U6B043443 | NA | OM00015063 | NA | Mechanical Room | B136 (3) | 24x24x12 (15) | NA | 25 | 208-230/460 | 66.1-59.8/29.9 | electric | 3 | NA | NA | \Classifications\Building System Class\D30-HVAC Systems\D3040 - Distribution SYS\Air Handling Unit - AHU | 1008324
19-F1 | 19-F1 Inglewood Courthouse | 19-F1-D3041-230-RFN04 | AHU #5 Return Fan,RFN04 | Trane | U6B043572 | T41V | OM00015061 | NA | Mechanical Room | BX93 (2) | NA | NA | 10 | 230/460 | 28.6/14.3 | electric | 3 | NA | NA | \Classifications\Building System Class\D30-HVAC Systems\D3040 - Distribution SYS\Supply/Exhaust/Return fans- FAN | 1008326
19-F1 | 19-F1 Inglewood Courthouse | 19-F1-D3041-110-AHU04 | AHU #4 AHU | Trane Climate Changer | U6B043442 | NA | OM00015291 | NA | Mechanical Room | NA | 20x20x12x15 | NA | 35 | 230/460 | 35.0/31.2 | electric | 3 | NA | NA | \Classifications\Building System Class\D30-HVAC Systems\D3040 - Distribution SYS\Air Handling Unit - AHU | 1008327
19-F1 | 19-F1 Inglewood Courthouse | 19-F1-D3041-230-RFN06 | Fan Return #4, RFN06 | Trane Cabinet Fan | U6A043562 | 135DV | OM00015289 | NA | Mechanical Room | BX85 (2) | NA | NA | 10 | 230/460 | 28.6/14.3 | electric | 3 | NA | NA | \Classifications\Building System Class\D30-HVAC Systems\D3040 - Distribution SYS\Supply/Exhaust/Return fans- FAN | 1008329
19-F1 | 19-F1 Inglewood Courthouse | 19-F1-D3041-110-AHU03 | AHU #3 AHU | Trane Climate Changer | U6A043399 | NA | OM00015296 | NA | Mechanical Room | BX136 (3) | 24x24x12 (15) | NA | 25 | 230/460 | 66/33 | electric | 3 | NA | NA | \Classifications\Building System Class\D30-HVAC Systems\D3040 - Distribution SYS\Air Handling Unit - AHU | 1008330
19-F1 | 19-F1 Inglewood Courthouse | 19-F1-D3041-230-RFN08 | Return Fan #3, RFN08 | Trane Cabinet Fan | U6A043561 | T35V | OM00015298 | NA | Mechanical Room | BX85 (2) | NA | NA | 10 | 230/460 | 26.4/13.3 | electric | 3 | NA | NA | \Classifications\Building System Class\D30-HVAC Systems\D3040 - Distribution SYS\Supply/Exhaust/Return fans- FAN | 1008332
19-F1 | 19-F1 Inglewood Courthouse | 19-F1-D3041-210-SFN09 | Fan Supply #2, SFN09 | Trane Climate Changer | U6A043398 | Type 50 | OM00015310 | NA | Mechanical Room | B136 (3) | 24x24x15 (15) | NA | 35 | 480 | DNA | electric | 3 | NA | NA | \Classifications\Building System Class\D30-HVAC Systems\D3040 - Distribution SYS\Supply/Exhaust/Return fans- FAN | 1008334
19-F1 | 19-F1 Inglewood Courthouse | 19-F1-D3041-230-RFN10 | Fan Return #2,RFN10 | Trane Cabinet Fan | U6A043560 | T35V | OM00015307 | NA | Mechanical Room | B85 (2) | NA | NA | 10 | 230/460 | 29-26.8/13.4 | electric | 3 | NA | NA | \Classifications\Building System Class\D30-HVAC Systems\D3040 - Distribution SYS\Supply/Exhaust/Return fans- FAN | 1008335
19-F1 | 19-F1 Inglewood Courthouse | 19-F1-D3090-114-CMP01 | Contol Air Compressor #1 CAC | DeVinlbiss Company | 47255 | 4468 | OM00015312 | State ID# A009627-78 | Mechanical Room | AP40 V-Belt (2) | NA | NA | NA | 480-280-230 | 16.5 | electric | 3 | NA | NA | \Classifications\Building System Class\D30-HVAC Systems\D3090 - Other HVAC Systems and Equipment\Air Compressor - CMP | 1008337
19-F1 | 19-F1 Inglewood Courthouse | 19-F1-D3090-114-CMP02 | Contol Air Compressor #2 CAC | DeVinlbiss Company | 47257 | 44643 | OM00015313 | State ID# A012785-15 | Mechanical Room | A 90 X2 | NA | NA | 5 | 480 | 7.0 | electric | 3 | NA | NA | \Classifications\Building System Class\D30-HVAC Systems\D3090 - Other HVAC Systems and Equipment\Air Compressor - CMP | 1008338
19-F1 | 19-F1 Inglewood Courthouse | 19-F1-D3041-230-RFN12 | Fan Return#1, RFN12 | Trane Cabinet Fan | U6B043571 | T50V | OM00015319 | NA | Mechanical Room | B116 (3) | NA | NA | 20 | 230/460 | 48.3/24.4 | electric | 3 | NA | NA | \Classifications\Building System Class\D30-HVAC Systems\D3040 - Distribution SYS\Supply/Exhaust/Return fans- FAN | 1008342
19-F1 | 19-F1 Inglewood Courthouse | 19-F1-G3063-100-AST01 | Diesel Storage Tank FSU | Convault | M298229 | RN10002SF | OM00015334 |  | Diesel Tank Storage Area | NA | NA | NA | NA | NA | NA | Diesel | NA | NA | NA | \Classifications\Building System Class\G30-Site Mechanical Utilities\G3060 - Fuel Distribution\Tank, Fuel Storage, Above Ground - AST | 1008343
19-F1 | 19-F1 Inglewood Courthouse | 19-F1-D5037-710-FAP01 | Fire Control Room FAP | Firenet | 90703718 | HA963400251 | OM00015331 |  | Incident command Room | NA | NA | NA | NA | 240 | 9 | electric | 1 | NA | NA | \Classifications\Building System Class\D50-Electrical SYS\D5030 - Comm & Security\Fire Alarm Panel - FAP | 1008344
19-F1 | 19-F1 Inglewood Courthouse | 19-F1-D3041-210-SFN08 | Supply Fan #8 (Parking Structure Basement) | Trane Air Conditioning | U5M043084 | CR-33-A-1-DW-3-CW-TAU-S-H | OM00015340 | NA | West Pkng Structure | B103 (3) | NA | NA | 15 | 230/460 | 41/20.5 | electric | 3 | NA | NA | \Classifications\Building System Class\D30-HVAC Systems\D3040 - Distribution SYS\Supply/Exhaust/Return fans- FAN | 1008351
19-F1 | 19-F1 Inglewood Courthouse | 19-F1-D4022-250-PFD01 | Diesel Fire Pump#1,PFD01 | Peerless Pumps | 377431F | 4ABF-10 | OM00015341 |  | West Pkng Structure | NA | NA | NA | 575 | 115 | NA | diesel | NA | NA | NA | \Classifications\Building System Class\D40-Fire Protection SYS\D4020 - Stand Pipe\Pump,Fire,Diesel Engine Driven - PFD | 1008353
19-F1 | 19-F1 Inglewood Courthouse | 19-F1-D4022-250-PFD02 | Diesel Fire Pump#2, PFD02 | Peerless Pumps | 377430-F | 4ABF-10 | OM00015342 |  | West Pkng Structure | NA | NA | NA | 115 | NA | 15 | diesel | NA | NA | NA | \Classifications\Building System Class\D40-Fire Protection SYS\D4020 - Stand Pipe\Pump,Fire,Diesel Engine Driven - PFD | 1008354
19-F1 | 19-F1 Inglewood Courthouse | 19-F1-D4022-210-JPM01 | Jockey Pump JPM01 | Peerless Pumps | FI6809 | 4 Stage | OM00015343 | NA | Diesel Mechanical Room | NA | NA | NA | 3 | 230/460 | 7.6/3.8 | electric | 1 | NA | NA | \Classifications\Building System Class\D40-Fire Protection SYS\D4020 - Stand Pipe\Jockey Pump - JPM | 1008355
19-F1 | 19-F1 Inglewood Courthouse | 19-F1-D2040-100-PSU03 | Sump Pump 1 | Weil Pump Submersible | 239598 | 3-260114-1 | OM00015344 | NA | Diesel Mechanical Room | NA | NA | NA | 1 | 480 | 1.9 | electric | 3 | NA | NA | \Classifications\Building System Class\D20-Plumbing\D2040 - Rain Drain\Sump Pump - PSU | 1008357
19-F1 | 19-F1 Inglewood Courthouse | 19-F1-D2040-100-PSU02 | Sump Pump 2 | Weil Pump Submersible | NA | 3260114-1 | OM00015345 | NA | Diesel Mechanical Room | NA | NA | NA | 1 | 480 | 1.9 | electric | 3 | NA | NA | \Classifications\Building System Class\D20-Plumbing\D2040 - Rain Drain\Sump Pump - PSU | 1008358
19-F1 | 19-F1 Inglewood Courthouse | 19-F1-D5036-200-CSY01 | Clock Systems - CSY | Standard | 124 | 1460 | OM00026020 | NA | Floor 1 | NA | NA | NA | NA | NA | DNA | Electric | DNA | NA | NA | \Classifications\Building System Class\D50-Electrical SYS\D5030 - Comm & Security\Clock Systems - CSY | 1010084
19-F1 | 19-F1 Inglewood Courthouse | 19-F1-D2023-100-BFP06 | BACKFLOW PREVENTER #6 (4") | Hersey | 3390354-53 | 40-20A-02 4" | OM00015328 | ID#:1¦W Device (SN 20640 has been recorded for this device) | E/O Parking Structure Exit at Regent St - W Device | NA | NA | NA | NA | NA | NA | NA | NA | NA | NA | \Classifications\Building System Class\D20-Plumbing\D2020 - Domestic Water\Backflow Preventer - BFP | 1010628
19-F1 | 19-F1 Inglewood Courthouse | 19-F1-G3010-210-FWT01 | Storage Tank Sprinkler FWT01 | National Tank | 32196A | NA | OM00033520 | NA | Diesel Mechanical Room | NA | NA | NA | NA | NA | NA | NA | NA | NA | NA | \Classifications\Building System Class\G30-Site Mechanical Utilities\G3010 - Water Supply\Fire Water Tank - FWT | 1011282
19-F1 | 19-F1 Inglewood Courthouse | 19-F1-G3010-210-FWT02 | Storage Tank Sprinkler FWT02 | National Tank | 32196B | NA | OM00033519 | NA | Diesel Mechanical Room | NA | NA | NA | NA | NA | NA | NA | NA | NA | NA | \Classifications\Building System Class\G30-Site Mechanical Utilities\G3010 - Water Supply\Fire Water Tank - FWT | 1011283
19-F1 | 19-F1 Inglewood Courthouse | 19-F1-D1010-100-ELE07 | Elevator Car #7 ELE | Otis | CP20907 | 20HICL | OM00015050 | State ID# 063198 | Elevator Mechanical Room | NA | NA | NA | NA | 480 | DNA | ELECTRIC | 3 | NA | NA | \Classifications\Building System Class\D10-Conveyance Systems\D1010 - Elevator\Elevator,Electric,Pass/Freight - ELE | 1011636
19-F1 | 19-F1 Inglewood Courthouse | 19-F1-B2010-100-BLD01 | BUILDING | NA | NA | NA | OM00033516 | NA | ALL | NA | NA | NA | NA | NA | NA | NA | NA | NA | NA | \Classifications\Building System Class\B20-General Building Exterior\B2010 - Exterior Walls\Building - BLD | 1013920
19-F1 | 19-F1 Inglewood Courthouse | 19-F1-D2040-100-PSU01 | SUMP PUMP PSU01 | Weil Pump Company | 239-594 | 140304-1/3 | OM00015336 |  | BASEMENT - WEST SIDE | NA | NA | NA | NA | 115 | DNA | Electric | 3 | NA | NA | \Classifications\Building System Class\D20-Plumbing\D2040 - Rain Drain\Sump Pump - PSU | 1013922
19-F1 | 19-F1 Inglewood Courthouse | 19-F1-D3031-100-PCH05 | CHILL WATER PUMP P3 PMP PCH05 | Bell & Gossett | NA | VSC-10 7/8 BF-LHR | OM00040149 |  | MECHANICAL ROOM | NA | NA | NA | NA | 230/460 | 62/31 | Electric | 3 | NA | NA | \Classifications\Building System Class\D30-HVAC Systems\D3030 - Cooling SYS\Chilled Water Pump - PCH | 1013923
19-F1 | 19-F1 Inglewood Courthouse | 19-F1-D3031-100-PCH06 | CHILLED WATER PUMP P4 PCH06 | Bell & Gossett | 751497MT | VSC-10 7/8 BF-LHR | OM00015302 |  | MECHANICAL ROOM | NA | NA | NA | 25 | 230/460 | 60/30 | Electric | 3 | NA | NA | \Classifications\Building System Class\D30-HVAC Systems\D3030 - Cooling SYS\Chilled Water Pump - PCH | 1013924
19-F1 | 19-F1 Inglewood Courthouse | 19-F1-D3041-210-SFN01 | Supply Fan #7 (Parking Structure Rm B7) | Trane Air Conditioning | U5M013083 | CF-36-A-1-DW-3-CCW-TH-S-H | OM00015337 |  | MECHANICAL ROOM | NA | 24X24X15 | NA | 5 | 230/460 | 14 | Electric | 3 | NA | NA | \Classifications\Building System Class\D30-HVAC Systems\D3040 - Distribution SYS\Supply/Exhaust/Return fans- FAN | 1013925
19-F1 | 19-F1 Inglewood Courthouse | 19-F1-D3041-210-SFN02 | AIR HANDLER SFN02 | Trane Climate Changer | U6A043400 | NA | OM00026571 |  | MECHANICAL OFFICE | A42 (1) | NA | NA | 5 | 230/460 | 14.4 | Electric | 3 | NA | NA | \Classifications\Building System Class\D30-HVAC Systems\D3040 - Distribution SYS\Supply/Exhaust/Return fans- FAN | 1013926
19-F1 | 19-F1 Inglewood Courthouse | 19-F1-D3042-220-EFN01 | Exhaust Fan #11 (Parking Structure Basement) | Trane Air Conditioning | U5M043082 | CF-36-A-1-DW-3-CW-BH-S-H | OM00015346 |  | BASEMENT | B120 (3) | NA | NA | 15 | 230/460 | 21.0/20.5 | Electric | 3 | NA | NA | \Classifications\Building System Class\D30-HVAC Systems\D3040 - Distribution SYS\Supply/Exhaust/Return fans- FAN | 1013927
19-F1 | 19-F1 Inglewood Courthouse | 19-F1-D3042-220-EFN10 | FAN EXHAUST BELT DRIVEN FAN EFN10 | Trane Air Conditioning | U5M043081 | CF-36-A-1-DW-3-CCW-BH-S-H | OM00033514 |  | BASEMENT | B20 (3) | NA | NA | 15 | 230/460 | 41/20.5 | Electric | 3 | NA | NA | \Classifications\Building System Class\D30-HVAC Systems\D3040 - Distribution SYS\Supply/Exhaust/Return fans- FAN | 1013928
19-F1 | 19-F1 Inglewood Courthouse | 19-F1-D3042-220-EFN13 | EXHAUST FAN #13 | TRANE | U5UO13083 | CF-36-A-DW-3CCW-TSHS | OM00026570 |  | BASEMENT WEST SIDE | B120 | NA | NA | 15 | NA | NA | Electric | 3 | NA | NA | \Classifications\Building System Class\D30-HVAC Systems\D3040 - Distribution SYS\Supply/Exhaust/Return fans- FAN | 1013929
19-F1 | 19-F1 Inglewood Courthouse | 19-F1-D3050-250-ACU01 | DATA ROOM AIR CONDITIONING SPLIT SYSTEM | CARRIER | 2104X88516 | 38HDC024-341 | OM00033806 |  | NA | NA | DNA | R-22 | NA | 460 | DNA | Electric | 3 | NA | NA | \Classifications\Building System Class\D30-HVAC Systems\D3050 - Package SYS\Air Conditioning,Split System - ACU | 1013930
19-F1 | 19-F1 Inglewood Courthouse | 19-F1-D2023-100-BFP10 | BACKFLOW PREVENTER #10 (2" COOLING TOWER) | FEBCO | 244310 | 825YR | OM00016126 | OW0209916-FA0234838-BD0029650-FEBRUARY | 7TH FLOOR-COOLING WATER COOLING TOWER (LAPHD FORM REQUIRED) | NA | NA | NA | NA | NA | NA | NA | NA | NA | NA | \Classifications\Building System Class\D20-Plumbing\D2020 - Domestic Water\Backflow Preventer - BFP | 1013931
19-F1 | 19-F1 Inglewood Courthouse | 19-F1-D4031-100-FEX55 | Fire Extinguishers (55) | MART BROTHERS | Multiple | NA | OM00033554 |  | ALL | NA | NA | NA | NA | NA | NA | NA | NA | NA | NA | \Classifications\Building System Class\D40-Fire Protection SYS\D4030 - FIRE SPEC\Fire Extinguisher - FEX | 1013932
19-F1 | 19-F1 Inglewood Courthouse | 19-F1-D5010-200-ESD01 | ELECTRICAL MAIN PANEL | SYLVANIA | 660385 | S-028742-2 | OM00033601 |  | MECHANICAL EQUIPMENT ROOM | NA | NA | NA | NA | 277-480 | 2500 | Electric | DNA | NA | NA | \Classifications\Building System Class\D50-Electrical SYS\D5010 - Elec Service & Dist\Electical Service and Distribution - ESD | 1013933
19-F1 | 19-F1 Inglewood Courthouse | 19-F1-D5010-200-ESD10 | ELECTRICAL SWITCHBOARD | SYLVANIA | NA | NA | OM00015303 |  | MECHANICAL ROOM | NA | NA | NA | NA | DNA | DNA | Electric | DNA | NA | NA | \Classifications\Building System Class\D50-Electrical SYS\D5010 - Elec Service & Dist\Electical Service and Distribution - ESD | 1013934
19-F1 | 19-F1 Inglewood Courthouse | 19-F1-D5010-200-ESD11 | ELECTRICAL SWITCHBOARD SBR02 | SYLVANIA | K-313310 | NA | OM00015321 |  | MECHANICAL ROOM | NA | NA | NA | NA | 480 | DNA | Electric | 3 | NA | NA | \Classifications\Building System Class\D50-Electrical SYS\D5010 - Elec Service & Dist\Electical Service and Distribution - ESD | 1013935
19-F1 | 19-F1 Inglewood Courthouse | 19-F1-D3060-100-RDS02 | CO2 Monitor | Teletrol Integrator | 029829 | 186 | OM00015084 |  | WEST PARKING STRUCTURE | NA | NA | NA | NA | 120/240 | NA | Electric | NA | NA | NA | \Classifications\Building System Class\D30-HVAC Systems\D3060 - Control & Inst Air\Refrigerant Leak Detection System - RDS | 1013936
19-F1 | 19-F1 Inglewood Courthouse | 19-F1-D5092-250-EML153 | LIGHTING, EMERGENCY (23) & EXIT (130) | NA | NA | NA | OM00033557 |  | ALL | NA | NA | NA | NA | NA | DNA | Electric | DNA | NA | NA | \Classifications\Building System Class\D50-Electrical SYS\D5090 - Elec SYS\Emergency And Exit Lighting - EML | 1013937
19-F1 | 19-F1 Inglewood Courthouse | 19-F1-G2050-200-LSC01 | LANDSCAPING | NA | NA | NA | OM00033555 |  | ALL | NA | NA | NA | NA | NA | NA | NA | NA | NA | NA | \Classifications\Building System Class\G20-Other Systems\G2050 - Landscaping\Landscaping - LSC | 1013939
19-F1 | 19-F1 Inglewood Courthouse | 19-F1-G2049-300-HSC01 | HARDSCAPE | NA | NA | NA | OM00033556 |  | ALL | NA | NA | NA | NA | NA | NA | NA | NA | NA | NA | \Classifications\Building System Class\G20-Other Systems\G2040 - Site Development\Hardscape - HSC | 1013940
19-F1 | 19-F1 Inglewood Courthouse | 19-F1-B2034-400-DOH01 | Roll-Up Overhead Door #1 (Judges' Parking) | Lawerence Roll-Up Door | 106737 | NA | OM00033522 |  | Lower Level Parking Structure Judges' Secured Parking | NA | NA | NA | 3/4 | 208-230/460 | 2.8-3.0/1.5 | Electric | 1 | NA | NA | \Classifications\Building System Class\B20-General Building Exterior\B2030 - Exterior Doors\Door,Overhead-Shutter,Manual,Elec,Roll-up - DOH | 1015583
19-F1 | 19-F1 Inglewood Courthouse | 19-F1-B2034-400-DOH02 | Roll-Up Overhead Door #2 (Sheriffs' Parking) | NA | NA | NA | OM00033515 |  | East Side Sheriffs' Parking Garage off Florance St | NA | NA | NA | 3/4 | 208-230/460 | 2.8-3.0/1.5 | Electric | 3 | NA | NA | \Classifications\Building System Class\B20-General Building Exterior\B2030 - Exterior Doors\Door,Overhead-Shutter,Manual,Elec,Roll-up - DOH | 1015584
19-F1 | 19-F1 Inglewood Courthouse | 19-F1-B2034-400-DOH03 | Roll-Up Overhead Door #3 (Bus Exit Sally Port) | RAYNOR | S001455859 | NA | OM00036782 |  | Sally Port Exit Door | NA | NA | NA | NA | NA | DNA | Electric | 1 | NA | NA | \Classifications\Building System Class\B20-General Building Exterior\B2030 - Exterior Doors\Door,Overhead-Shutter,Manual,Elec,Roll-up - DOH | 1015585
19-F1 | 19-F1 Inglewood Courthouse | 19-F1-B2034-400-DOH04 | Roll-Up Overhead Door #4 (Sheriffs' Exit Regent St) | NA | NA | NA | OM00015330 |  | Sheriffs' Parking Garage Regent St | NA | NA | NA | NA | NA | DNA | Electric | 1 | NA | NA | \Classifications\Building System Class\B20-General Building Exterior\B2030 - Exterior Doors\Door,Overhead-Shutter,Manual,Elec,Roll-up - DOH | 1015586
19-F1 | 19-F1 Inglewood Courthouse | 19-F1-B2034-400-DOH05 | Roll-Up Overhead Door #5 (Loading Dock Florence St) | R&S Door Products | NA | NA | OM00015332 |  | Loading Dock on Florence St | NA | NA | NA | NA | NA | DNA | Electric | 1 | NA | NA | \Classifications\Building System Class\B20-General Building Exterior\B2030 - Exterior Doors\Door,Overhead-Shutter,Manual,Elec,Roll-up - DOH | 1015587
19-F1 | 19-F1 Inglewood Courthouse | 19-F1-B2034-400-DOH07 | Roll-Up Overhead Door #7 (Bus Entry Sally Port) | Porvene Doors | DNA | HDRS Series II | OM00015333 |  | Sally Port Entry Door | NA | NA | NA | DNA | DNA | DNA | Electric | 1 | NA | NA | \Classifications\Building System Class\B20-General Building Exterior\B2030 - Exterior Doors\Door,Overhead-Shutter,Manual,Elec,Roll-up - DOH | 1015588
19-F1 | 19-F1 Inglewood Courthouse | 19-F1-B2034-400-DOH08 | Roll-Up Overhead Door #8 (Loading Dock Regent St) | R&S Door Products | NA | NA | OM00015335 |  | Loading Dock on Regent St | NA | NA | NA | NA | NA | DNA | Electric | 1 | NA | NA | \Classifications\Building System Class\B20-General Building Exterior\B2030 - Exterior Doors\Door,Overhead-Shutter,Manual,Elec,Roll-up - DOH | 1015589
19-F1 | 19-F1 Inglewood Courthouse | 19-F1-B2033-120-DOR01 | DOOR, AUTOMATIC #1 (SLIDING GATE) | RICHARDS WILCOX MFG | 6369 | AUT-O-DOR 1295 E | OM00040191 |  | EAST PARKING STRUCTURE | NA | NA | NA | 1 | 208-230/460 | 3.6-3.4/1.7 | Electric | 3 | NA | NA | \Classifications\Building System Class\B20-General Building Exterior\B2030 - Exterior Doors\Door,Automatic-Sliding,Revolving - DOR | 1015590
19-F1 | 19-F1 Inglewood Courthouse | 19-F1-B2033-120-DOR02 | DOOR, AUTOMATIC #2 (SLIDING GATE) | RICHARDS WILCOX MFG | 6368 | AUT-O-DOR 1295 E | OM00015292 |  | WEST PARKING STRUCTURE | NA | NA | NA | 1 | 208-230/460 | 3.6-3.4/1.7 | Electric | 3 | NA | NA | \Classifications\Building System Class\B20-General Building Exterior\B2030 - Exterior Doors\Door,Automatic-Sliding,Revolving - DOR | 1015591
19-F1 | 19-F1 Inglewood Courthouse | 19-F1-D5010-234-ATS01 | ELECTRICAL, AUTOMATIC TRANSFER SWITCH #1 | ASCO | 1150642 WE | J07ATBB30600N5XC | OM00015300 |  | 1st Floor Room 103 | NA | NA | NA | NA | 480 | 600 | Electric | 3 | NA | NA | \Classifications\Building System Class\D50-Electrical SYS\D5010 - Elec Service & Dist\Automatic Transfer Switch - ATS | 1015933
19-F1 | 19-F1 Inglewood Courthouse | 19-F1-G3063-100-DAT01 | Diesel Fuel Day Tank | Pryco Fuel System | NA | AUT-O-DOR 1295 E | OM00036824 | NA | Generator | NA | NA | NA | NA | NA | NA | Diesel |  | NA | NA | \Classifications\Building System Class\G30-Site Mechanical Utilities\G3060 - Fuel Distribution\Tank, Fuel Storage Day - DAT | 1017478
19-F1 | 19-F1 Inglewood Courthouse | 19-F1-D2022-260-HWG02 | Domestic Water Heater (Rm 705) | AO Smith | 1318M000745 | GCBN75100 | OM00040172 | NA | Boiler Room 705 | NA | NA | NA | NA | 120 | 5 | Gas |  | 75,100 | NA | \Classifications\Building System Class\D20-Plumbing\D2020 - Domestic Water\Domestic Water Heater, Gas - HWG | 1018040
19-F1 | 19-F1 Inglewood Courthouse | 19-F1-D5010-234-ATS02 | Automatic Transfer Switch #2 (Rm 110) | ASCO | 1150641 RE | J3ADTSA30600NGXC | OM00015299 |  | Mech/Electrical Rm 110 | NA | NA | NA | NA | 480 | 600 | Electric | 3 | NA | NA | \Classifications\Building System Class\D50-Electrical SYS\D5010 - Elec Service & Dist\Automatic Transfer Switch - ATS | 1018255
19-F1 | 19-F1 Inglewood Courthouse | 19-F1-D5010-234-ATS03 | Automatic Transfer Switch (Parking Rm B8) | Asco | 72802Y1 | 38635091C | OM00030791 |  | Parking Structure Rm B8 | NA | NA | NA | NA | 480 | 50 | Electric | 3 | NA | NA | \Classifications\Building System Class\D50-Electrical SYS\D5010 - Elec Service & Dist\Automatic Transfer Switch - ATS | 1018256
19-F1 | 19-F1 Inglewood Courthouse | 19-F1-D5010-234-ATS04 | Automatic Transfer Switch (Parking Rm B6) | Asco | 72802Y2 | 3863509IC | OM00015316 |  | Parking Structure Rm B6 | NA | NA | NA | NA | 480 | 50 | Electric | 3 | NA | NA | \Classifications\Building System Class\D50-Electrical SYS\D5010 - Elec Service & Dist\Automatic Transfer Switch - ATS | 1018257
19-F1 | 19-F1 Inglewood Courthouse | 19-F1-D3090-220-CMD02 | Compressor Air Dryer (Air Handler Rm) | Hankinson | H510A1151006089 | HPR510 | OM00033525 |  | Air Handler Room | NA | NA | R-134a | NA | 115 | DNA | NA | 3 | NA | NA | \Classifications\Building System Class\D30-HVAC Systems\D3090 - Other HVAC Systems and Equipment\Compressed Air Dryer - CMD | 1018258
19-F1 | 19-F1 Inglewood Courthouse | 19-F1-D3090-114-CMP03 | Control Air Compressor (Rm 188) | Kellogg-American Inc | 838705 | 211SV | OM00026572 | State ID# A009628-78 | ABM Office Rm 188 | NA | NA | NA | NA | 230/460 | 3.6/1.8 | Electric | 3 | NA | NA | \Classifications\Building System Class\D30-HVAC Systems\D3090 - Other HVAC Systems and Equipment\Air Compressor - CMP | 1018259
19-F1 | 19-F1 Inglewood Courthouse | 19-F1-B2034-400-DOH06 | Overhead Manual Rollup Door (Loading Dock Rm 116) | Cookson | NA | NA | OM00015326 |  | Loading Dock Next to Rm 116 | NA | NA | NA | NA | NA | NA | NA | NA | NA | NA | \Classifications\Building System Class\B20-General Building Exterior\B2030 - Exterior Doors\Door,Overhead-Shutter,Manual,Elec,Roll-up - DOH | 1018260
19-F1 | 19-F1 Inglewood Courthouse | 19-F1-D5010-200-ESD02 | Main Electrical Panel (Rm 110) | GTE System | 660384 | S0287421 | OM00015309 |  | Mech/Electrical Rm 110 | NA | NA | NA | NA | 277/480 | 2500 | Electric | 3 | NA | NA | \Classifications\Building System Class\D50-Electrical SYS\D5010 - Elec Service & Dist\Electical Service and Distribution - ESD | 1018261
19-F1 | 19-F1 Inglewood Courthouse | 19-F1-D2040-100-PSU07 | Sump Pump (Parking Structure Rm B7) | Weil Pump Company | DNA | 140304 | OM00015290 |  | Parking Structure Fire Pump Room B3 | NA | NA | NA | 1/3 | 115 | 7.1 | Electric | 1 | NA | NA | \Classifications\Building System Class\D20-Plumbing\D2040 - Rain Drain\Sump Pump - PSU | 1018266
19-F1 | 19-F1 Inglewood Courthouse | 19-F1-D2040-100-PSU08 | Sump Pump (Parking Structure Florence Side) | Weil Pump Company | 239596 | 140304 | OM00016138 |  | Parking Structure Florence St Side | NA | NA | NA | 1/3 | 115 | 7.1 | Electric | 1 | NA | NA | \Classifications\Building System Class\D20-Plumbing\D2040 - Rain Drain\Sump Pump - PSU | 1018267
19-F1 | 19-F1 Inglewood Courthouse | 19-F1-D2023-310-WBS01 | Water Booster Pump (Rm 103) | Paco Pump | 97D1050801 | 1012709130001174 | OM00030798 |  | Air Handler Room 103 | NA | NA | NA | 7.5 | 208-230/460 | 18.5-17.4/8.7 | Electric | 3 | NA | NA | \Classifications\Building System Class\D20-Plumbing\D2020 - Domestic Water\Domestic Water Booster System - WBS | 1018268
19-F1 | 19-F1 Inglewood Courthouse | 19-F1-D2023-310-WBS03 | Water Booster Pump (Rm 103) | Paco Pump | 97D1050801B | 10157051300011821 | OM00015322 |  | Air Handler Room 103 | NA | NA | NA | 15 | 208-230/460 | 37-35/17.5 | Electric | 3 | NA | NA | \Classifications\Building System Class\D20-Plumbing\D2020 - Domestic Water\Domestic Water Booster System - WBS | 1018270
19-F1 | 19-F1 Inglewood Courthouse | 19-F1-D5010-200-ESD08 | Electrical Switchboard (Rm 325) | GTE Sylvania | 691715 | 287425 | OM00015064 |  | Electrical Room 325 | NA | NA | NA | NA | 120/208 | 600 | Electric | 3 | NA | NA | \Classifications\Building System Class\D50-Electrical SYS\D5010 - Elec Service & Dist\Electical Service and Distribution - ESD | 1018279
19-F1 | 19-F1 Inglewood Courthouse | 19-F1-D5010-110-MCC01 | Chiller Motor Control Center (Rm 704) | Cutler Hammer | NA | NA | OM00040123 |  | Chiller Room 704 | NA | NA | NA | NA | NA | DNA | Electric | DNA | NA | NA | \Classifications\Building System Class\D50-Electrical SYS\D5010 - Elec Service & Dist\Chiller Room Electrical Panel - MCC | 1018262
19-F1 | 19-F1 Inglewood Courthouse | 19-F1-D2040-100-PSU04 | Sump Pump (Parking Structure) | Weil Pump Company | 239595 | 140304 | OM00030785 |  | Parking Structure | NA | NA | NA | 1/3 | 115 | 7.1 | Electric | 1 | NA | NA | \Classifications\Building System Class\D20-Plumbing\D2040 - Rain Drain\Sump Pump - PSU | 1018263
19-F1 | 19-F1 Inglewood Courthouse | 19-F1-D2040-100-PSU05 | Sump Pump (Parking Structure Rm B3) | Weil Pump Company | 239599 | 260114 | OM00000585 |  | Parking Structure Fire Pump Room B3 | NA | NA | NA | NA | NA | DNA | Electric | DNA | NA | NA | \Classifications\Building System Class\D20-Plumbing\D2040 - Rain Drain\Sump Pump - PSU | 1018264
19-F1 | 19-F1 Inglewood Courthouse | 19-F1-D2040-100-PSU06 | Sump Pump (Parking Structure Rm B3) | Weil Pump Company | NA | NA | OM00030787 |  | Parking Structure Fire Pump Room B3 | NA | NA | NA | NA | NA | DNA | Electric | DNA | NA | NA | \Classifications\Building System Class\D20-Plumbing\D2040 - Rain Drain\Sump Pump - PSU | 1018265
19-F1 | 19-F1 Inglewood Courthouse | 19-F1-D2023-310-WBS02 | Water Booster Pump (Rm 103) | Paco Pump | 97D105081A | 10157051300011821 | OM00030799 |  | Air Handler Room 103 | NA | NA | NA | 15 | 208-230/460 | 38-36/18 | Electric | 3 | NA | NA | \Classifications\Building System Class\D20-Plumbing\D2020 - Domestic Water\Domestic Water Booster System - WBS | 1018269
19-F1 | 19-F1 Inglewood Courthouse | 19-F1-D3041-210-SFN06 | Supply Fan (Parking Structure) | Trane Air Conditioning | U77D00712 | T14 | OM00030758 |  | Parking Structure | A85 (2) | NA | NA | 5 | 230/460 | 13.2/6.6 | Electric | 3 | NA | NA | \Classifications\Building System Class\D30-HVAC Systems\D3040 - Distribution SYS\Supply/Exhaust/Return fans- FAN | 1018271
19-F1 | 19-F1 Inglewood Courthouse | 19-F1-D3041-210-SFN04 | Supply Fan (Parking Structure Rm B9) | Trane Air Conditioning | U5M043085 | CF36A1DW3UBCWSH | OM00033523 |  | Parking Structure Rm B9 | B120 (3) | NA | NA | 15 | 230/460 | 37.0/18.5 | Electric | 3 | NA | NA | \Classifications\Building System Class\D30-HVAC Systems\D3040 - Distribution SYS\Supply/Exhaust/Return fans- FAN | 1018272
19-F1 | 19-F1 Inglewood Courthouse | 19-F1-D5010-200-ESD03 | Electrical Switchboard (Rm 110) | GTE Sylvania | 662566 | S0287421 | OM00015062 |  | Electrical Room 110 | NA | NA | NA | NA | 277/480 | 2000 | Electric | 3 | NA | NA | \Classifications\Building System Class\D50-Electrical SYS\D5010 - Elec Service & Dist\Electical Service and Distribution - ESD | 1018273
19-F1 | 19-F1 Inglewood Courthouse | 19-F1-D5010-200-ESD04 | Electrical Switchboard (Rm 110) | GTE Sylvania | 691710 | 287423 | OM00033553 |  | Electrical Room 110 | NA | NA | NA | NA | 277/480 | 600 | Electric | 3 | NA | NA | \Classifications\Building System Class\D50-Electrical SYS\D5010 - Elec Service & Dist\Electical Service and Distribution - ESD | 1018274
19-F1 | 19-F1 Inglewood Courthouse | 19-F1-D5010-200-ESD05 | Electrical Switchboard (Rm 110) | GTE Sylvania | 691720 | S028742 | OM00015295 |  | Electrical Room 110 | NA | NA | NA | NA | 120/208 | 400 | Electric | 3 | NA | NA | \Classifications\Building System Class\D50-Electrical SYS\D5010 - Elec Service & Dist\Electical Service and Distribution - ESD | 1018275
19-F1 | 19-F1 Inglewood Courthouse | 19-F1-D5010-200-ESD06 | Electrical Switchboard (Rm 110) | GTE Sylvania | 691716 | 287426 | OM00015308 |  | Electrical Room 110 | NA | NA | NA | NA | 120/208 | 400 | Electric | 3 | NA | NA | \Classifications\Building System Class\D50-Electrical SYS\D5010 - Elec Service & Dist\Electical Service and Distribution - ESD | 1018276
19-F1 | 19-F1 Inglewood Courthouse | 19-F1-D5010-200-ESD07 | Electrical Switchboard (Rm 110) | GTE Sylvania | 662569 | S0287422 | OM00015294 |  | Electrical Room 110 | NA | NA | NA | NA | 277/480 | 2500 | Electric | 3 | NA | NA | \Classifications\Building System Class\D50-Electrical SYS\D5010 - Elec Service & Dist\Electical Service and Distribution - ESD | 1018277
19-F1 | 19-F1 Inglewood Courthouse | 19-F1-D5010-200-ESD09 | Electrical Switchboard (Rm 704) | GTE Sylvania | NA | NA | OM00015096 |  | Chiller Room 704 | NA | NA | NA | NA | DNA | DNA | Electric | DNA | NA | NA | \Classifications\Building System Class\D50-Electrical SYS\D5010 - Elec Service & Dist\Electical Service and Distribution - ESD | 1018278
19-F1 | 19-F1 Inglewood Courthouse | 19-F1-D5092-210-GEN02 | Generator, Standby | PRAMAC | LK-5-300 | GEW44OM | OM00002633 | Permit# G33656 | Basement, Generator Mechanical Room | NA | NA | NA | 548 | 480 | 526 | Diesel | 3 | NA | NA | \Classifications\Building System Class\D50-Electrical SYS\D5090 - Elec SYS\Emergency Generator - GEN | 1019561
19-F1 | 19-F1 Inglewood Courthouse | 19-F1-D2023-100-BFP12 | Backflow Prevention Device (BFP12) 4" | Wilkins Zurn | 598F | 375ASTR | OM00041084 | ID#:4 | S SIDE BY ROLL UP GATE | NA | NA | NA | NA | NA | NA | NA | NA | NA | NA | \Classifications\Building System Class\D20-Plumbing\D2020 - Domestic Water\Backflow Preventer - BFP | 1021331
19-F1 | 19-F1 Inglewood Courthouse | 19-F1-D2023-100-BFP11 | Backflow Prevention Device - Fire System (BFP11) 4" | Wilkins Zurn | 4237539 | 950xld | OM00041083 | ID#:2 | E/O Parking Structure Exit at Regent St - W Device | NA | NA | NA | NA | NA | NA | NA | NA | NA | NA | \Classifications\Building System Class\D20-Plumbing\D2020 - Domestic Water\Backflow Preventer - BFP | 1021332
19-F1 | 19-F1 Inglewood Courthouse | 19-F1-D2023-100-BFP13 | Backflow, bypass for 6 " | WILKINS | 4237539 | Model 950XLD 3/4 size | Dummy Asset | ID#:3 ¦ bypass for SN 598F 6" | [11 empty] | \Classifications\Building System Class\D20-Plumbing\D2020 - Domestic Water\Backflow Preventer - BFP | 1021706
19-F1 | 19-F1 Inglewood Courthouse | 19-F1-D3021-130-BLR03 | Hot Water Boiler 01 | RBI | 031673503 | FB1950 | OM00040749 | 586160 | RM 705 | NA | NA | NA | NA | 120 | 12 | Gas | 1 | 1950000 | 1657500 | \Classifications\Building System Class\D30-HVAC Systems\D3020 - Heat SYS\Boiler,Hot Water,Oil/Gas/Comb. - BLR | 1021803
19-F1 | 19-F1 Inglewood Courthouse | 19-F1-D3021-130-BLR04 | Hot Water Boiler 02 | RBI | 031673399 | FB1950 | OM00040750 | 586165 | RM 705 | NA | NA | NA | NA | 120 | 12 | Gas | 1 | 1950000 | 1657500 | \Classifications\Building System Class\D30-HVAC Systems\D3020 - Heat SYS\Boiler,Hot Water,Oil/Gas/Comb. - BLR | 1021804
19-F1 | 19-F1 Inglewood Courthouse | 19-F1-D3021-130-BLR05 | Hot Water Boiler 03 | RBI | 031673400 | FB1950 | OM00040751 | 586166 | RM 705 | NA | NA | NA | NA | 120 | 12 | Gas | 1 | 1950000 | 1657500 | \Classifications\Building System Class\D30-HVAC Systems\D3020 - Heat SYS\Boiler,Hot Water,Oil/Gas/Comb. - BLR | 1021805
19-F1 | 19-F1 Inglewood Courthouse | 19-F1-D3021-130-BLR06 | Hot Water Boiler 04 | RBI | 041673668 | FB1950 | OM00040752 | 586163 | RM 705 | NA | NA | NA | NA | 120 | 12 | Gas | 1 | 1950000 | 1657500 | \Classifications\Building System Class\D30-HVAC Systems\D3020 - Heat SYS\Boiler,Hot Water,Oil/Gas/Comb. - BLR | 1021806
19-F1 | 19-F1 Inglewood Courthouse | 19-F1-D2090-230-WIP01 | CHEMICAL INJECTION SYSTEM | Raynor | NA | NA | DNA |  | Next to Cooling towers | NA | NA | NA | NA | NA | NA | Electric | NA | NA | NA | \Classifications\Building System Class\D20-Plumbing\D2090 - Other Plumbing SYS\Water Treatment Inhibitor Pump - WIP | 1022657
19-F1 | 19-F1 Inglewood Courthouse | 19-F1-D5010-200-ESD12 | Elevator Electrical Switchboard | SYLVANIA | 691714 | 28742-7 | DNA |  | Elevator Mechanical Room | NA | NA | NA | NA | NA | NA | Electric | NA | NA | NA | \Classifications\Building System Class\D50-Electrical SYS\D5010 - Elec Service & Dist\Electical Service and Distribution - ESD | 1022658
19-F1 | 19-F1 Inglewood Courthouse | 19-F1-D3068-100-BAS01 | BUILDING AUTOMATION SYSTEM | E.D. Goodfellow Co Inc | NA | NA | DNA |  | Mechanical room | NA | NA | NA | NA | NA | NA | Electric | NA | NA | NA | \Classifications\Building System Class\D30-HVAC Systems\D3060 - Control & Inst Air\Building Automation System - BAS | 1022659
19-F1 | 19-F1 Inglewood Courthouse | 19-F1-D3041-210-SFN10 | Supply Fan #1 | Trane | U6B-043419 | 86 | DNA |  | Mechanical room | NA | NA | NA | NA | 480 | NA | Electric | NA | NA | NA | \Classifications\Building System Class\D30-HVAC Systems\D3040 - Distribution SYS\Supply/Exhaust/Return fans- FAN | 1022660
19-F1 | 19-F1 Inglewood Courthouse | 19-F1-D2023-100-BFP14 | BACKFLOW PREVENTER #2 (2") West irrigation (BFP14) | Febco | H038192 | 765, 2" | OM00046493 | OW0209916-FA0234838-BD0029647-08240-FEBRUARY | GROUNDS - W SIDE PLAZA - PLANTER | NA | NA | NA | NA | NA | NA | NA | NA | NA | NA | \Classifications\Building System Class\D20-Plumbing\D2020 - Domestic Water\Backflow Preventer - BFP | 1022929
19-F2 | 19-F2 East Parking Structure | 19-F2-D1010-100-ELE01 | LIFT, ELEVATOR #1 (ELE01 - PARKING LOT) | OTIS | CP20908 | DNA | OM00033524 | State ID# 063197¦ #7 | SOUTHEAST PARKING LOT | 3V560 (6) | NA | NA | 40 | 460 | 49.4 | electric | 3 | NA | NA | \Classifications\Building System Class\D10-Conveyance Systems\D1010 - Elevator\Elevator,Electric,Pass/Freight - ELE | 1008301
19-G1 | 19-G1 Burbank Courthouse | 19-G1-D3041-110-AHU02 | AIR HANDLER UNIT #2 | MCQUAY SNYDER GENERAL | 3ZA00368-06 | LSL111CH | OM00026737 |  | MECH ROOM | A-59 (2) | 16X20X2 (6) | NA | 5 | 230/460 | 12.4/6.2 | Electric | 3 | NA | NA | \Classifications\Building System Class\D30-HVAC Systems\D3040 - Distribution SYS\Air Handling Unit - AHU | 1012979
19-G1 | 19-G1 Burbank Courthouse | 19-G1-D3041-110-AHU03 | AIR HANDLER UNIT #3 | MCQUAY SNYDER GENERAL | 3ZA03366-06 | LSL111CV | OM00026738 |  | MECH ROOM | A-59 | 16X20X2 (6) | NA | 5 | 230/460 | 12.4/6.2 | Electric | 3 | NA | NA | \Classifications\Building System Class\D30-HVAC Systems\D3040 - Distribution SYS\Air Handling Unit - AHU | 1012980
19-G1 | 19-G1 Burbank Courthouse | 19-G1-D3041-110-AHU04 | AIR HANDLER UNIT #4 | MCQUAY SNYDER GENERAL | 3ZA00367-06 | LSL103CV | OM00026717 |  | ELECTRICAL PANEL ROOM | A-59 | 16X20X2 (6) | NA | 5 | 230/460 | 12.4/6.2 | Electric | 3 | NA | NA | \Classifications\Building System Class\D30-HVAC Systems\D3040 - Distribution SYS\Air Handling Unit - AHU | 1012981
19-G1 | 19-G1 Burbank Courthouse | 19-G1-D5010-234-ATS01 | ELECTRICAL AUTOMATIC TRANSFER SWITCH | CUMMINS TRANSFER SWITCH | L910437419 | LTEU200L | OM00026707 |  | BEHIND EXIT DOOR OF EMPLOYEE BREAKROOM | NA | NA | NA | NA | 480 | 200 | Electric | 3 | NA | NA | \Classifications\Building System Class\D50-Electrical SYS\D5010 - Elec Service & Dist\Automatic Transfer Switch - ATS | 1012983
19-G1 | 19-G1 Burbank Courthouse | 19-G1-D2023-100-BFP01 | BACKFLOW PREVENTER #1 (3/4 INCH) | WILKINS | 775566 | 975XL 3/4" | OM00026687 |  | CHILLER ROOM | NA | NA | NA | NA | NA | NA | NA | NA | NA | NA | \Classifications\Building System Class\D20-Plumbing\D2020 - Domestic Water\Backflow Preventer - BFP | 1012984
19-G1 | 19-G1 Burbank Courthouse | 19-G1-D3021-140-BLR02 | HOT WATER BOILER #2 (GAS,OIL,COMBO) | Rite Engineering | 23897 | #85 | OM00026715 | DNA | NEW SIDE | NA | NA | NA | NA | NA | NA | Natural gas | NA | 850,000 | 790,000 | \Classifications\Building System Class\D30-HVAC Systems\D3020 - Heat SYS\Boiler,Hot Water,Oil/Gas/Comb. - BLR | 1012986
19-G1 | 19-G1 Burbank Courthouse | 19-G1-D3031-130-CLR01 | WATER COOLED CHILLER | CARRIER | 2002Q01557 | 30HXC096RZE540KA | OM00026684 | DNA | CHILLER ROOM | NA | NA | R-134a | DNA | 208/230 | 114.9 | Electric | 3 | NA | NA | \Classifications\Building System Class\D30-HVAC Systems\D3030 - Cooling SYS\Chiller, Water Cooled - CLR | 1012987
19-G1 | 19-G1 Burbank Courthouse | 19-G1-D3090-220-CMD01 | AIR DRY COMPRESSOR #1 | QUINCY | 5034805 | 0C00706DXI | OM00026682 | DNA | CHILLER ROOM | 3360 | NA | NA | DNA | 208/230-115 | 7.2-7.5/15.0 | Electric | 1 | NA | NA | \Classifications\Building System Class\D30-HVAC Systems\D3090 - Other HVAC Systems and Equipment\Compressed Air Dryer - CMD | 1012988
19-G1 | 19-G1 Burbank Courthouse | 19-G1-D3090-220-CMD02 | AIR DRY COMPRESSOR #2 | HANKINSON | F-23607 | VA-65 | OM00026696 | DNA | BASEMENT | NA | NA | NA | 1.5 | 208-230 | 8.8-8.6 | Electric | 1 | NA | NA | \Classifications\Building System Class\D30-HVAC Systems\D3090 - Other HVAC Systems and Equipment\Compressed Air Dryer - CMD | 1012989
19-G1 | 19-G1 Burbank Courthouse | 19-G1-D3030-110-CTW01 | COOLING TOWER | BALTIMORE AIR COIL CO | 94200019 | VTO-78KCR | OM00026713 | DNA | NEW SIDE | NA | NA | NA | 30 | 480 | 37.5 | Electric | 3 | NA | NA | \Classifications\Building System Class\D30-HVAC Systems\D3030 - Cooling SYS\Cooling Tower - CTW | 1012990
19-G1 | 19-G1 Burbank Courthouse | 19-G1-B2034-400-DOH01 | DOOR, OVERHEAD ROLLUP #1 (ELECTRIC) | DNA | DNA | DNA | OM00035013 |  | REAR OF COURT SALLY PORT | NA | NA | NA | DNA | 220 | DNA | Electric | 3 | NA | NA | \Classifications\Building System Class\B20-General Building Exterior\B2030 - Exterior Doors\Door,Overhead-Shutter,Manual,Elec,Roll-up - DOH | 1012991
19-G1 | 19-G1 Burbank Courthouse | 19-G1-D3042-220-EFN01 | EXHAUST FAN #1 (BELT DRIVEN) | AO SMITH | DNA | DX30B | OM00026708 | DNA | NEW SIDE ROOF | BA39 | NA | NA | 2 | 460/280-230 | 3.5/6.6-7.0 | Electric | 3 | NA | NA | \Classifications\Building System Class\D30-HVAC Systems\D3040 - Distribution SYS\Supply/Exhaust/Return fans- FAN | 1012993
19-G1 | 19-G1 Burbank Courthouse | 19-G1-D3042-220-EFN02 | EXHAUST FAN #2 (BELT DRIVEN) | AO SMITH | DNA | DX7B | OM00026709 | DNA | NEW SIDE | 4L-220 | NA | NA | 1/4 | 115 | 5.1 | Electric | 1 | NA | NA | \Classifications\Building System Class\D30-HVAC Systems\D3040 - Distribution SYS\Supply/Exhaust/Return fans- FAN | 1012994
19-G1 | 19-G1 Burbank Courthouse | 19-G1-D3042-220-EFN03 | EXHAUST FAN #3 (BELT DRIVEN) | AO SMITH | DNA | DX7B | OM00026710 | DNA | NEW SIDE | 4L-220 | NA | NA | 1/4 | 115 | 5.1 | Electric | 1 | NA | NA | \Classifications\Building System Class\D30-HVAC Systems\D3040 - Distribution SYS\Supply/Exhaust/Return fans- FAN | 1012995
19-G1 | 19-G1 Burbank Courthouse | 19-G1-D1010-100-ELE01 | ELEVATOR #1 (HYDRAULIC) | LINCOLN | 056707 | DNA | OM00026728 | State ID# 056707 | ELEVATOR ROOM | NA | NA | NA | 40 | 230/460 | 100/50 | Hydraulic | 3 | NA | NA | \Classifications\Building System Class\D10-Conveyance Systems\D1010 - Elevator\Elevator,Hydraulic,Pass/Freight - ELE | 1012996
19-G1 | 19-G1 Burbank Courthouse | 19-G1-D1010-100-ELE02 | ELEVATOR #2 (HYDRAULIC) | MOTION CONTROL ENGINEERING INC | 10502/1053 | HMC-1000 | OM00026727 | State ID# 100890 | ELEVATOR ROOM | NA | NA | NA | 40 | 230/460 | 100/50 | Hydraulic | 3 | NA | NA | \Classifications\Building System Class\D10-Conveyance Systems\D1010 - Elevator\Elevator,Hydraulic,Pass/Freight - ELE | 1012997
19-G1 | 19-G1 Burbank Courthouse | 19-G1-D1010-100-ELE03 | ELEVATOR #3 (HYDRAULIC) | LINCOLN | DNA | DNA | OM00035014 | State ID# 117636 | ELEVATOR ROOM | NA | NA | NA | 40 | 230/460 | 100/50 | Hydraulic | 3 | NA | NA | \Classifications\Building System Class\D10-Conveyance Systems\D1010 - Elevator\Elevator,Hydraulic,Pass/Freight - ELE | 1012998
19-G1 | 19-G1 Burbank Courthouse | 19-G1-D5037-710-FAP01 | FIRE ALARM PANEL | EDWARD GENERAL SIGNAL | DNA | 5721B | OM00026725 | DNA | LOCKUP | NA | NA | NA | NA | 115 | DNA | Electric | 1 | NA | NA | \Classifications\Building System Class\D50-Electrical SYS\D5030 - Comm & Security\Fire Alarm Panel - FAP | 1012999
19-G1 | 19-G1 Burbank Courthouse | 19-G1-D4010-150-FMS01 | FIRE SYSTEMS, STANDPIPES | POWHATAN AUTOSPKR | 21202 | DNA | OM00026730 | DNA | EASTSIDE OF BUILDING | NA | NA | NA | NA | NA | NA | NA | NA | NA | NA | \Classifications\Building System Class\D40-Fire Protection SYS\D4010 - Sprinkler SYS\Fire Systems, stand pipes - FMS | 1013000
19-G1 | 19-G1 Burbank Courthouse | 19-G1-C1020-110-FRD01 | FIRE DOOR #1, OVERHEAD (FIRE RATING 3) | COOKSON | 515498 | DNA | OM00026692 | DNA | ENTRANCE TO CLERK OFFICE | NA | NA | NA | NA | DNA | DNA | Electric | DNA | NA | NA | \Classifications\Building System Class\C10-General Building Interior\C1020 - Fire Doors\Fire Doors - FRD | 1013001
19-G1 | 19-G1 Burbank Courthouse | 19-G1-C1020-110-FRD02 | FIRE DOOR #2, OVERHEAD | DNA | DNA | DNA | OM00026723 | DNA | PUBLIC HALL | NA | NA | NA | DNA | DNA | DNA | Electric | DNA | NA | NA | \Classifications\Building System Class\C10-General Building Interior\C1020 - Fire Doors\Fire Doors - FRD | 1013002
19-G1 | 19-G1 Burbank Courthouse | 19-G1-C1020-110-FRD03 | FIRE DOOR #3 (SLIDING DOOR) | WON-DOR | 471102 | R6799 | OM00026726 | DNA | ENTRANCE TO LOCKUP ELEVATOR | NA | NA | NA | DNA | DNA | DNA | Electric | DNA | NA | NA | \Classifications\Building System Class\C10-General Building Interior\C1020 - Fire Doors\Fire Doors - FRD | 1013003
19-G1 | 19-G1 Burbank Courthouse | 19-G1-D5092-210-GEN01 | GENERATOR, EMERGENCY | PRYCO | 08320839 | PYSO50UL | OM00035012 | EMERGENCY GENERATOR G7050 | NEAR SALLY PORT | NA | NA | NA | 75 | DNA | DNA | Diesel | DNA | NA | NA | \Classifications\Building System Class\D50-Electrical SYS\D5090 - Elec SYS\Emergency Generator - GEN | 1013004
19-G1 | 19-G1 Burbank Courthouse | 19-G1-D3020-100-HET01 | WATER HEATER EXPANSION TANK #1 | DNA | DNA | DNA | OM00026695 | DNA | BOILER ROOM | NA | NA | NA | NA | NA | NA | NA | NA | NA | NA | \Classifications\Building System Class\D30-HVAC Systems\D3020 - Heat SYS\Heater Water Expansion Tank - HET | 1013005
19-G1 | 19-G1 Burbank Courthouse | 19-G1-D5010-110-MCC01 | CHILLER MOTOR CONTROL CENTER | GENERAL ELECTRIC | J-85239 | 968X0129L01 | OM00026685 | DNA | CHILLER ROOM | NA | NA | NA | NA | 480 | 600 | Electric | 3 | NA | NA | \Classifications\Building System Class\D50-Electrical SYS\D5010 - Elec Service & Dist\Chiller Room Electrical Panel - MCC | 1013006
19-G1 | 19-G1 Burbank Courthouse | 19-G1-D5010-200-ESD01 | MAIN ELECTRICAL PANEL | GENERAL ELECTRIC | DNA | DNA | OM00026705 | DNA | OUTSIDE EXTI DOOR OF EMPLOYEE BREAKROOM | NA | NA | NA | NA | 480 | 1200 | Electric | 3 | NA | NA | \Classifications\Building System Class\D50-Electrical SYS\D5010 - Elec Service & Dist\Electical Service and Distribution - ESD | 1013007
19-G1 | 19-G1 Burbank Courthouse | 19-G1-D3050-250-ACU02 | Air Conditioning, Split System (Roof) | CARRIER | 0697E14126 | 38CKB060600 | OM00026735 |  | SOUTHEAST OF BUILDING | A-59 | NA | R-22 | NA | 460 | 8.0 | Electric | 3 | NA | NA | \Classifications\Building System Class\D30-HVAC Systems\D3050 - Package SYS\Air Conditioning,Split System - ACU | 1013008
19-G1 | 19-G1 Burbank Courthouse | 19-G1-D3031-100-PCH01 | CONDENSER WATER PUMP #2 (chiller room) | Weinman | 812954 | 25G2A-75PN12GA | OM00026690 | DNA | CHILLER ROOM | NA | NA | NA | 7.5 | 208/230-460 | 19-18/9 | Electric | 3 | NA | NA | \Classifications\Building System Class\D30-HVAC Systems\D3030 - Cooling SYS\Chilled Water Pump - PCH | 1013009
19-G1 | 19-G1 Burbank Courthouse | 19-G1-D3031-100-PCH02 | CHILLED WATER PUMP #1 (chiller room) | Weinman | 812955 | 2.562A-Y34 | OM00026691 | DNA | CHILLER ROOM | NA | NA | NA | 15 | 208/230-460 | 38-36/18 | Electric | 3 | NA | NA | \Classifications\Building System Class\D30-HVAC Systems\D3030 - Cooling SYS\Chilled Water Pump - PCH | 1013010
19-G1 | 19-G1 Burbank Courthouse | 19-G1-D3031-100-PCH03 | CONDENSER WATER PUMP #1 (electric room) | AURORA PUMP CO | F020130222B | IMM32181 | OM00026703 | DNA | ELECTRICAL PANEL ROOM | NA | NA | NA | 5 | 230/460 | 14.7 | Electric | 3 | NA | NA | \Classifications\Building System Class\D30-HVAC Systems\D3030 - Cooling SYS\Chilled Water Pump - PCH | 1013011
19-G1 | 19-G1 Burbank Courthouse | 19-G1-D3031-100-PCH04 | CONDENSER WATER PUMP #2 (electric room) | AURORA PUMP CO | 02-442122 | 341A-BF | OM00026704 | DNA | ELECTRICAL PANEL ROOM | NA | NA | NA | 5 | 230/460 | 14.7 | Electric | 3 | NA | NA | \Classifications\Building System Class\D30-HVAC Systems\D3030 - Cooling SYS\Chilled Water Pump - PCH | 1013012
19-G1 | 19-G1 Burbank Courthouse | 19-G1-D3044-125-PHW01 | HOT WATER PUMP #1 | WEINMAN | A12956 | 15G12AW50P1 | OM00026689 | DNA | CHILLER ROOM | NA | NA | NA | 5 | 208/230-460 | 13-12/6 | Electric | 3 | NA | NA | \Classifications\Building System Class\D30-HVAC Systems\D3040 - Distribution SYS\Hot Water Pump - PHW | 1013013
19-G1 | 19-G1 Burbank Courthouse | 19-G1-D3044-125-PHW02 | HOT WATER PUMP #2 | BELL & GOSSETT | DNA | 2.5BB | OM00026720 | DNA | ELECTRICAL PANEL ROOM | NA | NA | NA | 5 | 208/230 | 12.9 6.44 | Electric | 3 | NA | NA | \Classifications\Building System Class\D30-HVAC Systems\D3040 - Distribution SYS\Hot Water Pump - PHW | 1013014
19-G1 | 19-G1 Burbank Courthouse | 19-G1-D3044-125-PHW03 | HOT WATER PUMP #3 | BELL & GOSSETT | DNA | 2.5BB | OM00026721 | DNA | ELECTRICAL PANEL ROOM | NA | NA | NA | 5 | 208/230 | 12.9/6.44 | Electric | 3 | NA | NA | \Classifications\Building System Class\D30-HVAC Systems\D3040 - Distribution SYS\Hot Water Pump - PHW | 1013015
19-G1 | 19-G1 Burbank Courthouse | 19-G1-D2040-100-PSU01 | SUMP PUMP #1 | LIBERTY PUMPS | DNA | DNA | OM00026700 | DNA | ELECTRICAL PANEL ROOM | NA | NA | NA | DNA | 115 | 10.5 | Electric | DNA | NA | NA | \Classifications\Building System Class\D20-Plumbing\D2040 - Rain Drain\Sump Pump - PSU | 1013016
19-G1 | 19-G1 Burbank Courthouse | 19-G1-D2040-100-PSU02 | SUMP PUMP #2 | DNA | DNA | DNA | OM00026699 | DNA | BOILER ROOM | NA | NA | NA | DNA | 115 | 10.5 | Electric | 1 | NA | NA | \Classifications\Building System Class\D20-Plumbing\D2040 - Rain Drain\Sump Pump - PSU | 1013017
19-G1 | 19-G1 Burbank Courthouse | 19-G1-G3010-210-PWT01 | POTABLE WATER STORAGE TANK #1 | DNA | DNA | DNA | OM00026686 | DNA | CHILLER ROOM | NA | NA | NA | NA | NA | NA | NA | NA | NA | NA | \Classifications\Building System Class\G30-Site Mechanical Utilities\G3010 - Water Supply\Potable Water Storage Tank - PWT | 1013018
19-G1 | 19-G1 Burbank Courthouse | 19-G1-G3010-210-PWT02 | POTABLE WATER STORAGE TANK #2 | BRUNNER | DNA | DNA | OM00026688 | DNA | CHILLER ROOM | NA | NA | NA | NA | NA | NA | NA | NA | NA | NA | \Classifications\Building System Class\G30-Site Mechanical Utilities\G3010 - Water Supply\Potable Water Storage Tank - PWT | 1013019
19-G1 | 19-G1 Burbank Courthouse | 19-G1-D5010-200-ESD02 | ELECTRICAL SWITCHBOARD (UNDER 560 VOLTS) | GENERAL ELECTRIC | DNA | DNA | OM00026706 | DNA | BEHIND EXIT DOOR OF EMPLOYEE BREAKROOM | NA | NA | NA | NA | 480 | 1200 | Electric | 3 | NA | NA | \Classifications\Building System Class\D50-Electrical SYS\D5010 - Elec Service & Dist\Electical Service and Distribution - ESD | 1013020
19-G1 | 19-G1 Burbank Courthouse | 19-G1-D5011-240-TRN01 | ELECTRICAL TRANSFORMER | CUTLER-HAMMER | J02H01920 | V49013 | OM00026681 | DNA | ABM SHOP | NA | NA | NA | NA | 480 | 150 | Electric | 3 | NA | NA | \Classifications\Building System Class\D50-Electrical SYS\D5010 - Elec Service & Dist\Transformer - TRN | 1013021
19-G1 | 19-G1 Burbank Courthouse | 19-G1-D5011-240-TRN02 | ELECTRICAL TRANSFORMER #2 | GENERAL ELECTRIC | DNA | 9T23B3876 | OM00026701 | DNA | ELECTRICAL PANEL ROOM | NA | NA | NA | NA | 480 | 150 | Electric | 3 | NA | NA | \Classifications\Building System Class\D50-Electrical SYS\D5010 - Elec Service & Dist\Transformer - TRN | 1013022
19-G1 | 19-G1 Burbank Courthouse | 19-G1-D5011-240-TRN03 | ELECTRICAL TRANSFORMER #3 | MGM | 9302-150D-015-1 | HT150A3K2 | OM00026702 | DNA | ELECTRICAL PANEL ROOM | NA | NA | NA | NA | 480 | 150 | Electric | 3 | NA | NA | \Classifications\Building System Class\D50-Electrical SYS\D5010 - Elec Service & Dist\Transformer - TRN | 1013023
19-G1 | 19-G1 Burbank Courthouse | 19-G1-D5011-240-TRN05 | ELECTRICAL TRANSFORMER #5 | GE | DNA | DNA | OM00026716 | DNA | NEW SIDE | NA | NA | NA | NA | 480 | 150 | Electric | 3 | NA | NA | \Classifications\Building System Class\D50-Electrical SYS\D5010 - Elec Service & Dist\Transformer - TRN | 1013024
19-G1 | 19-G1 Burbank Courthouse | 19-G1-D1013-310-WCL01 | WHEELCHAIR LIFT #1 | DNA | DNA | DNA | OM00026722 | PEND RISK RVW | DEPT 1 COURTROOM | NA | NA | NA | DNA | DNA | DNA | Electric | DNA | NA | NA | \Classifications\Building System Class\D10-Conveyance Systems\D1010 - Elevator\Wheelchair Lift - WCL | 1013025
19-G1 | 19-G1 Burbank Courthouse | 19-G1-D1013-310-WCL02 | WHEELCHAIR LIFT #2 | DNA | DNA | DNA | OM00026724 | PEND RISK RVW | DEPT "G" | NA | NA | NA | DNA | DNA | DNA | Electric | DNA | NA | NA | \Classifications\Building System Class\D10-Conveyance Systems\D1010 - Elevator\Wheelchair Lift - WCL | 1013026
19-G1 | 19-G1 Burbank Courthouse | 19-G1-D2090-230-WIP01 | PUMP, WATER TREATMENT | WALCHEM | 0601302419 | WCT-310-IN2 | OM00026683 | DNA | CHILLER ROOM | NA | NA | NA | DNA | 115 | 10 | Electric | NA | NA | NA | \Classifications\Building System Class\D20-Plumbing\D2090 - Other Plumbing SYS\Water Treatment Inhibitor Pump - WIP | 1013027
19-G1 | 19-G1 Burbank Courthouse | 19-G1-B2010-100-BLD01 | BUILDING | NA | NA | NA | OM00035011 | NA | ENTIRE BUILDING | NA | NA | NA | NA | NA | NA | NA | NA | NA | NA | \Classifications\Building System Class\B20-General Building Exterior\B2010 - Exterior Walls\Building - BLD | 1013028
19-G1 | 19-G1 Burbank Courthouse | 19-G1-B3010-100-RUF01 | ROOFING SYSTEM | DNA | NA | NA | OM00035007 | NA | ROOF | NA | NA | NA | NA | NA | NA | NA | NA | NA | NA | \Classifications\Building System Class\B30-Roofing\B3010 - Roof Types\Roof - RUF | 1013029
19-G1 | 19-G1 Burbank Courthouse | 19-G1-G2050-200-LSC01 | LANDSCAPE | NA | NA | NA | OM00035006 | NA | GROUNDS | NA | NA | NA | NA | NA | NA | NA | NA | NA | NA | \Classifications\Building System Class\G20-Other Systems\G2050 - Landscaping\Landscaping - LSC | 1013030
19-G1 | 19-G1 Burbank Courthouse | 19-G1-G2049-300-HSC01 | HARDSCAPE | DNA | DNA | DNA | OM00035005 | DNA | GROUNDS | NA | NA | NA | NA | NA | NA | NA | NA | NA | NA | \Classifications\Building System Class\G20-Other Systems\G2040 - Site Development\Hardscape - HSC | 1013031
19-G1 | 19-G1 Burbank Courthouse | 19-G1-D4031-100-FEX45 | FIRE EXTINGUISHERS (45) | NA | NA | NA | OM00035008 |  | THROUGHOUT BUILDING | NA | NA | NA | NA | NA | NA | NA | NA | NA | NA | \Classifications\Building System Class\D40-Fire Protection SYS\D4030 - FIRE SPEC\Fire Extinguisher - FEX | 1013032
19-G1 | 19-G1 Burbank Courthouse | 19-G1-D5092-250-EML80 | EMERGENCY (30) & EXIT (50) LIGHTS | NA | NA | NA | OM00035009 |  | THROUGHOUT BUILDING | NA | NA | NA | NA | 115, 110 | NA | Electric | NA | NA | NA | \Classifications\Building System Class\D50-Electrical SYS\D5090 - Elec SYS\Emergency And Exit Lighting - EML | 1013033
19-G1 | 19-G1 Burbank Courthouse | 19-G1-D5092-250-ELT30 | EXTERIOR LIGHTING (30) | NA | NA | NA | OM00035010 |  | EXTERIOR AROUND BUILDING | NA | NA | NA | NA | 277, 115, 110 | DNA | Electric | DNA | NA | NA | \Classifications\Building System Class\D50-Electrical SYS\D5090 - Elec SYS\Exterior Lighting - ELT | 1013034
19-G1 | 19-G1 Burbank Courthouse | 19-G1-D3068-100-BAS01 | BUILDING AUTOMATION SYSTEM | DNA | DNA | DNA | OM00033792 | DNA | NEAR EXIT ABM OFFICE | NA | NA | NA | NA | 120 | DNA | Electric | 3 | NA | NA | \Classifications\Building System Class\D30-HVAC Systems\D3060 - Control & Inst Air\Building Automation System - BAS | 1013035
19-G1 | 19-G1 Burbank Courthouse | 19-G1-D3041-110-AHU01 | AIR HANDLER UNIT #1 | MCQUAY SNYDER GENERAL | 3ZA00365-06 | LSL108CH | OM00026736 |  | MECH ROOM | A-59 | 16X25X2 (2), 16x20x2 (2) | NA | 5 | 230/460 | 12.4/6.2 | Electric | 3 | NA | NA | \Classifications\Building System Class\D30-HVAC Systems\D3040 - Distribution SYS\Air Handling Unit - AHU | 1013037
19-G1 | 19-G1 Burbank Courthouse | 19-G1-D2023-100-BFP02 | BACKFLOW PREVENTER #2 (3 INCH) | FEBCO | 9405160626 | 805YD 3" | OM00026729 | Acct#:951-848 Meter#: 62616 Assembly ID#: 374 | DOMESTIC FOR NEW SIDE OF BUILDING - Test on Purveyors form (USE CITY OF BURBANK TESTING FORMS) | NA | NA | NA | NA | NA | NA | NA | NA | NA | NA | \Classifications\Building System Class\D20-Plumbing\D2020 - Domestic Water\Backflow Preventer - BFP | 1013038
19-G1 | 19-G1 Burbank Courthouse | 19-G1-D2023-100-BFP04 | BACKFLOW PREVENTER #4 (3 INCH) | FEBCO | N0710090847 | 825YD 3" | OM00026732 | Acct#:951-848 Meter#: 51415/51431 Assembly ID#: 372 | NEXT TO PUBLIC ENTRANCE - - (USE CITY OF BURBANK TESTING FORMS) | NA | NA | NA | NA | NA | NA | NA | NA | NA | NA | \Classifications\Building System Class\D20-Plumbing\D2020 - Domestic Water\Backflow Preventer - BFP | 1013040
19-G1 | 19-G1 Burbank Courthouse | 19-G1-D2023-100-BFP05 | Backflow Preventer #5 (Irrigation) (1.25") | FEBCO | 11503 | 825Y (1.25") | OM00026733 | OW0211055-FA0235943-BD0053621 | REAR OF COURT BUILDING NEXT TO PUBLIC ENTRANCE (LAPHD FORM REQUIRED) | NA | NA | NA | NA | NA | NA | NA | NA | NA | NA | \Classifications\Building System Class\D20-Plumbing\D2020 - Domestic Water\Backflow Preventer - BFP | 1013041
19-G1 | 19-G1 Burbank Courthouse | 19-G1-D2023-100-BFP06 | BACKFLOW PREVENTER #6 (3/4 INCH) | WILKINS | 2513966 | 975XL 3/4" | OM00026697 | OW0211055-FA0205958-BD0004859 | BOILER - CARD #2 A CIVIC CENTER (LAPHD FORM REQUIRED) | NA | NA | NA | NA | NA | NA | NA | NA | NA | NA | \Classifications\Building System Class\D20-Plumbing\D2020 - Domestic Water\Backflow Preventer - BFP | 1013042
19-G1 | 19-G1 Burbank Courthouse | 19-G1-D3020-100-HET02 | WATER HEATER EXPANSION TANK #2 | WENDLAND | 32849 | DNA | OM00026718 | DNA | ELECTRICAL PANEL ROOM | NA | NA | NA | NA | NA | NA | NA | NA | NA | NA | \Classifications\Building System Class\D30-HVAC Systems\D3020 - Heat SYS\Heater Water Expansion Tank - HET | 1013043
19-G1 | 19-G1 Burbank Courthouse | 19-G1-D3020-100-HET03 | WATER HEATER EXPANSION TANK #3 | WESSELLS COMP | CRNH08511 | 12NA33 | OM00026719 | DNA | ELECTRICAL PANEL ROOM | NA | NA | NA | NA | NA | NA | NA | NA | NA | NA | \Classifications\Building System Class\D30-HVAC Systems\D3020 - Heat SYS\Heater Water Expansion Tank - HET | 1013044
19-G1 | 19-G1 Burbank Courthouse | 19-G1-D3020-100-HET04 | WATER HEATER EXPANSION TANK #4 | JOHN WOOD COMPANY | DNA | DNA | OM00026714 | DNA | NEW SIDE OVER BOILER | NA | NA | NA | NA | NA | NA | NA | NA | NA | NA | \Classifications\Building System Class\D30-HVAC Systems\D3020 - Heat SYS\Heater Water Expansion Tank - HET | 1013045
19-G1 | 19-G1 Burbank Courthouse | 19-G1-D2022-260-HWG01 | WATER HEATER DOMESTIC #1, GAS (89 GALLONS) | AO SMITH | MC94-0330155S56 | BTC 154920 | OM00026693 | DNA | SECURED HALL | NA | NA | NA | NA | 120 | 5 | Gas | NA | 154,000 | DNA | \Classifications\Building System Class\D20-Plumbing\D2020 - Domestic Water\Domestic Water Heater, Gas - HWG | 1013046
19-G1 | 19-G1 Burbank Courthouse | 19-G1-D3041-110-AHU06 | AIR HANDLER UNIT #6 | CARRIER | 3399F43452 | 39T6LQA-QGR-AB | OM00035130 |  | MECH ROOM UPSTAIRS | C-158 (2) | 20X25X8 | NA | 40 | 460 | 60 | Electric | 3 | NA | NA | \Classifications\Building System Class\D30-HVAC Systems\D3040 - Distribution SYS\Air Handling Unit - AHU | 1013048
19-G1 | 19-G1 Burbank Courthouse | 19-G1-D3041-230-RFN01 | RETURN FAN | UTILITY FAN CORP | A03613 | 4-1300 | OM00035131 | DNA | MECHANICAL | B-97 (2) | NA | NA | 1.5-.67 | 460 | 2.2-1.4 | Electric | 3 | NA | NA | \Classifications\Building System Class\D30-HVAC Systems\D3040 - Distribution SYS\Supply/Exhaust/Return fans- FAN | 1013050
19-G1 | 19-G1 Burbank Courthouse | 19-G1-D2040-100-PSU03 | SUMP PUMP #3 | DNA | DNA | EC1108-01-04-08-14-18-3 | OM00035128 | DNA | ALLEY WAY BESIDE SALLY PORT | NA | NA | NA | 2 | 460 | 8.2 | Electric | 3 | NA | NA | \Classifications\Building System Class\D20-Plumbing\D2040 - Rain Drain\Sump Pump - PSU | 1013051
19-G1 | 19-G1 Burbank Courthouse | 19-G1-D2040-100-PSU04 | SUMP PUMP #4 | DNA | DNA | EC1108-01-04-08-14-18-3 | OM00035129 | DNA | ALLEY BESIDE SALLY PORT | NA | NA | NA | 2 | 460 | 8.2 | Electric | 3 | NA | NA | \Classifications\Building System Class\D20-Plumbing\D2040 - Rain Drain\Sump Pump - PSU | 1013052
19-G1 | 19-G1 Burbank Courthouse | 19-G1-D2023-100-BFP08 | BACKFLOW PREVENTER #8 (2") | FEBCO | AF0466 | 825Y 2" | OM00036347 | Acct#:951-848 Meter#: 51415/51431 Assembly ID#: 373 | EXTERIOR BY THE MAIN PUBLIC ENTRANCE (USE CITY OF BURBANK TESTING FORMS) | NA | NA | NA | NA | NA | NA | NA | NA | NA | NA | \Classifications\Building System Class\D20-Plumbing\D2020 - Domestic Water\Backflow Preventer - BFP | 1015421
19-G1 | 19-G1 Burbank Courthouse | 19-G1-D2023-100-BFP09 | BACKFLOW PREVENTER #9 (1") | WILKINS | 174412 | 975XL 1" | OM00036346 |  | ROOF BY THE COOLING TOWER | NA | NA | NA | NA | NA | NA | NA | NA | NA | NA | \Classifications\Building System Class\D20-Plumbing\D2020 - Domestic Water\Backflow Preventer - BFP | 1015422
19-G1 | 19-G1 Burbank Courthouse | 19-G1-D3031-140-CLR01 | CHILLER, AIR COOLED | CARRIER | 0999F02570 | 30GT-090---510KA | OM00026740 |  | OUTSIDE BUILDING | NA | NA | R-22 | DNA | 240 | 397 | Electric | 3 | DNA | DNA | \Classifications\Building System Class\D30-HVAC Systems\D3030 - Cooling SYS\Chiller, Air Cooled - CLR | 1015759
19-G1 | 19-G1 Burbank Courthouse | 19-G1-D3041-110-AHU09 | AIR HANDLER UNIT | MCQUAY SNYDER GENERAL | 3ZA00363-04 | LSL114DH | OM00037670 | NA | BASEMENT MECH ROOM | NA | 16X25X2 (6) | DNA | 5 | 240-480 | 12.4-6.2 | Electric | 3 | NA | NA | \Classifications\Building System Class\D30-HVAC Systems\D3040 - Distribution SYS\Air Handling Unit - AHU | 1016598
19-G1 | 19-G1 Burbank Courthouse | 19-G1-D3041-110-AHU08 | AIR HANDLER UNIT (BASEMENT) | MCQUAY SNYDER GENERAL | 3ZA00364-04 | LSL117DH | OM00037671 | NA | BASEMENT ROOM 030 | B-54 (2) | 16X20X2 (4) | NA | 7.5 | 240/480 | 22.5/11.3 | Electric | 3 | NA | NA | \Classifications\Building System Class\D30-HVAC Systems\D3040 - Distribution SYS\Air Handling Unit - AHU | 1016597
19-G1 | 19-G1 Burbank Courthouse | 19-G1-D3090-220-CMD03 | AIR DRYER COMPRESSOR | HANKINSON | 0331-101-9403-647N | 8005 | OM00037672 | NA | BASEMENT MECH ROOM | NA | NA | R-134a | 1/16 | 110 | 2 | Electric | 1 | NA | NA | \Classifications\Building System Class\D30-HVAC Systems\D3090 - Other HVAC Systems and Equipment\Compressed Air Dryer - CMD | 1016599
19-G1 | 19-G1 Burbank Courthouse | 19-G1-D4010-150-FMS02 | STAND PIPES, FIRE SYSTEM | DNA | DNA | DNA | OM00035939 | NA | BASEMENT STAIRWELL #2 | NA | NA | NA | NA | NA | NA | NA |  | NA | NA | \Classifications\Building System Class\D40-Fire Protection SYS\D4010 - Sprinkler SYS\Fire Systems, stand pipes - FMS | 1016730
19-G1 | 19-G1 Burbank Courthouse | 19-G1-B2034-400-DOH02 | DOOR, OVERHEAD ROLL-UP (ELECTRICAL) | DNA | DNA | DNA | OM00035015 | NA | EXTERIOR, OUTSIDE REAR | NA | NA | NA | DNA | DNA | DNA | NA |  | NA | NA | \Classifications\Building System Class\B20-General Building Exterior\B2030 - Exterior Doors\Door,Overhead-Shutter,Manual,Elec,Roll-up - DOH | 1016731
19-G1 | 19-G1 Burbank Courthouse | 19-G1-D3012-120-GMR01 | GAS METER READER | ROOTS METER | 1317973 | BM 058901-102 | OM00037674 | NA | OUTSIDE GROUNDS, REAR EAST SIDE | NA | NA | NA | NA | NA | NA | NA |  | NA | NA | \Classifications\Building System Class\D30-HVAC Systems\D3010 - Energy Supply\Gas Meter Readings - GMR | 1016732
19-G1 | 19-G1 Burbank Courthouse | 19-G1-D3041-230-RFN02 | RETURN FAN #1 (BELT DRIVEN) | MCQUAY SNYDER GENERAL | 34A00369-06 | LYF106CH | OM00035940 | NA | BASEMENT MECH ROOM | DNA | DNA (2) | NA | 5 | 240-480 | 12.4-6.2 | Electric | 3 | NA | NA | \Classifications\Building System Class\D30-HVAC Systems\D3040 - Distribution SYS\Supply/Exhaust/Return fans- FAN | 1016733
19-G1 | 19-G1 Burbank Courthouse | 19-G1-D3041-230-RFN03 | RETURN FAN #2 (BELT DRIVEN) | MCQUAY SNYDER GENERAL | 3ZA00370-06 | LYF108CH | OM00037669 | NA | BASEMENT MECH ROOM | DNA | DNA | NA | 7.5 | 240-480 | 19.2-9.6 | Electric | 3 | NA | NA | \Classifications\Building System Class\D30-HVAC Systems\D3040 - Distribution SYS\Supply/Exhaust/Return fans- FAN | 1016734
19-G1 | 19-G1 Burbank Courthouse | 19-G1-D3041-230-RFN04 | RETURN FAN (BELT DRIVEN) | CARRIER | 3399F43461 | 39T6H-JLZ-AB | OM00037676 | NA | PENTHOUSE MECH ROOM | DNA | DNA | NA | 10 | 240-480 | 25.2-12.6 | Electric | 3 | NA | NA | \Classifications\Building System Class\D30-HVAC Systems\D3040 - Distribution SYS\Supply/Exhaust/Return fans- FAN | 1016735
19-G1 | 19-G1 Burbank Courthouse | 19-G1-C1020-110-FRD04 | FIRE DOOR OVERHEAD (JURY ASSEMBLY BIG DOOR) | DNA | DNA | DNA | OM00037709 | NA | BIG DOOR JURY ASSEMBLY AREA | NA | NA | NA | NA | DNA | DNA | DNA |  | NA | NA | \Classifications\Building System Class\C10-General Building Interior\C1020 - Fire Doors\Fire Doors - FRD | 1016736
19-G1 | 19-G1 Burbank Courthouse | 19-G1-C1020-110-FRD05 | FIRE DOOR OVERHEAD (JURY ASSEMBLY SUPERVISOR) |  |  |  | OM00037707 |  | SUPERVISOR JURY ASSEMBLY | NA | NA | NA | NA | DNA | DNA | DNA |  | NA | NA | \Classifications\Building System Class\C10-General Building Interior\C1020 - Fire Doors\Fire Doors - FRD | 1016737
19-G1 | 19-G1 Burbank Courthouse | 19-G1-C1020-110-FRD06 | FIRE DOOR OVERHEAD (TRAFFIC WINDOW) | DNA | DNA | DNA | OM00037705 | NA | TRAFFIC WINDOW ON 1ST FLOOR | NA | NA | NA | NA | DNA | DNA | DNA |  | NA | NA | \Classifications\Building System Class\C10-General Building Interior\C1020 - Fire Doors\Fire Doors - FRD | 1016738
19-G1 | 19-G1 Burbank Courthouse | 19-G1-C1020-110-FRD07 | FIRE DOOR OVERHEAD (CRIMINAL WINDOW #4) | DNA | DNA | DNA | OM00037680 | NA | CRIMINAL WINDOW #4 ON 1ST FLOOR | NA | NA | NA | NA | DNA | DNA | DNA |  | NA | NA | \Classifications\Building System Class\C10-General Building Interior\C1020 - Fire Doors\Fire Doors - FRD | 1016739
19-G1 | 19-G1 Burbank Courthouse | 19-G1-C1020-110-FRD08 | FIRE DOOR OVERHEAD (CRIMINAL WINDOW #3) | DNA | DNA | DNA | OM00037679 | NA | CRIMINAL WINDOW #3 ON 1ST FLOOR | NA | NA | NA | NA | DNA | DNA | DNA |  | NA | NA | \Classifications\Building System Class\C10-General Building Interior\C1020 - Fire Doors\Fire Doors - FRD | 1016740
19-G1 | 19-G1 Burbank Courthouse | 19-G1-C1020-110-FRD09 | FIRE DOOR OVERHEAD (PUBLIC DEFENDER) | WON DOOR FIRE GUARD | DNA | DNA | OM00037706 | NA | BY PUBLIC DEFENDER IN BASEMENT | NA | NA | NA | NA | DNA | DNA | DNA |  | NA | NA | \Classifications\Building System Class\C10-General Building Interior\C1020 - Fire Doors\Fire Doors - FRD | 1016741
19-G1 | 19-G1 Burbank Courthouse | 19-G1-C1020-110-FRD10 | FIRE DOOR OVERHEAD (JURY ASSEMBLY ROOM) | DNA | DNA | DNA | OM00037708 | NA` | JURY ASSEMBLY ROOM | NA | NA | NA | NA | DNA | DNA | DNA |  | NA | NA | \Classifications\Building System Class\C10-General Building Interior\C1020 - Fire Doors\Fire Doors - FRD | 1016742
19-G1 | 19-G1 Burbank Courthouse | 19-G1-C1020-110-FRD11 | FIRE DOOR SLIDING (MAIN LOBBY ELEVATOR) | WON DOOR FIRE GUARD | 471100 | R-6799 | OM00037678 | NA | MAIN LOBBY IN FRONT OF ELEVATOR | NA | NA | NA | NA | DNA | DNA | DNA |  | NA | NA | \Classifications\Building System Class\C10-General Building Interior\C1020 - Fire Doors\Fire Doors - FRD | 1016743
19-G1 | 19-G1 Burbank Courthouse | 19-G1-C1020-110-FRD13 | FIRE DOOR SLIDING (1ST FLOOR ELEVATOR) | WON DOOR FIRE GUARD | 471099 | R-6799 | OM00037675 | NA | ELEVATOR BY ROOM 123 ON 1ST FLOOR | NA | NA | NA | NA | DNA | DNA | DNA |  | NA | NA | \Classifications\Building System Class\C10-General Building Interior\C1020 - Fire Doors\Fire Doors - FRD | 1016745
19-G1 | 19-G1 Burbank Courthouse | 19-G1-C1020-110-FRD12 | FIRE DOOR SLIDING (2ND FLOOR ELEVATOR) | WON DOOR FIRE GUARD | 471098 | R-6799 | OM00037710 | NA | ELEVATOR NEXT TO ROOM 234 ON 2ND FLOOR | NA | NA | NA | NA | DNA | DNA | DNA |  | NA | NA | \Classifications\Building System Class\C10-General Building Interior\C1020 - Fire Doors\Fire Doors - FRD | 1016744
19-G1 | 19-G1 Burbank Courthouse | 19-G1-D3042-210-FAN01 | EXHAUST FAN (DIRECT DRIVE) (BASEMENT) | GE | DNA | 5KH43MJ336S | OM00037677 | NA | BASEMENT MECHANICAL/BOILER ROOM SOUTHSIDE OF BUILDING | NA | NA | NA | 1/4 | 110 | 5.6 | Electric | 1 | NA | NA | \Classifications\Building System Class\D30-HVAC Systems\D3040 - Distribution SYS\Fan,Axial - FAN | 1017215
19-G1 | 19-G1 Burbank Courthouse | 19-G1-D3021-130-BLR03 | Hot Water Boiler #1 (Rm B003) | Lochinvar | H13H00253224 | CHN1262M7 | OM00036827 | Permit# B51401754 | Basement Boiler Room B003 | NA | NA | NA | NA | DNA | DNA | Gas |  | 1,260,000 | 1,071,000 | \Classifications\Building System Class\D30-HVAC Systems\D3020 - Heat SYS\Boiler,Hot Water,Oil/Gas/Comb. - BLR | 1017645
19-G1 | 19-G1 Burbank Courthouse | 19-G1-D3050-250-ACU03 | Split System, Air Conditioning | Mitsubishi Electric | 4003149T | MUY-GE24NA | OM00040831 |  | Exterior Southwest Corner at Chiller Area | NA | NA | R-410A | DNA | 208/230 | DNA | Electric | 3 | NA | NA | \Classifications\Building System Class\D30-HVAC Systems\D3050 - Package SYS\Air Conditioning,Split System - ACU | 1019857
19-G1 | 19-G1 Burbank Courthouse | 19-G1-D2022-260-HWG03 | Water Heater Domestic #2 (Gas) (HWG03) | Bradford White | NK38365016 | ULG250H553N | OM00041136 |  | BOILER ROOM | NA | NA | NA | NA | DNA | DNA | Gas | DNA | 55000 | DNA | \Classifications\Building System Class\D20-Plumbing\D2020 - Domestic Water\Domestic Water Heater, Gas - HWG | 1021712
19-G1 | 19-G1 Burbank Courthouse | 19-G1-D2023-100-BFP10 | BACKFLOW PREVENTER #7 (2" SPRINKLER) (BFP10) | Wilkins | T002356 | 720A, 2" | OM00046494 | OW0209916-FA0234835-BD0049536-325836-FEBRUARY | SPRINKLERS- CARD #3 CIVIC CENTER, REAR OF BUILDING BY FLOWER BED | NA | NA | NA | NA | NA | NA | NA | NA | NA | NA | \Classifications\Building System Class\D20-Plumbing\D2020 - Domestic Water\Backflow Preventer - BFP | 1022927
19-H1 | 19-H1 Glendale Courthouse | 19-H1-D3041-230-RFN01 | RETURN FAN #1 (RA-1) (ROOF) | THE NEW YORKER BLOWER | 97675XP (MOTOR) | 5K4254A3 (MOTOR) | OM00040357 |  | Floor 3, PENTHOUSE | B195 | NA | NA | 5 | 240/480 | 15.2/7.6 | Electric | 3 | NA | NA | \Classifications\Building System Class\D30-HVAC Systems\D3040 - Distribution SYS\Supply/Exhaust/Return fans- FAN | 1011120
19-H1 | 19-H1 Glendale Courthouse | 19-H1-D3041-230-RFN02 | RETURN FAN #2 (RA-2) (ROOF) | THE NEW YORKER BLOWER | DNA | DNA | OM00026069 |  | Floor 3, PENTHOUSE | B-195 (2) | NA | NA | 7.5 | 240/480 | 20.4/10.2 | Electric | 3 | NA | NA | \Classifications\Building System Class\D30-HVAC Systems\D3040 - Distribution SYS\Supply/Exhaust/Return fans- FAN | 1011121
19-H1 | 19-H1 Glendale Courthouse | 19-H1-D3041-230-RFN03 | RETURN FAN #3 (RA-3) (ROOF) | THE NEW YORKER BLOWER | DNA | DNA | OM00026070 |  | Floor 3, PENTHOUSE | B68 | NA | NA | 5 | 240/480 | 15.2-13.6/6.8 | Electric | 3 | NA | NA | \Classifications\Building System Class\D30-HVAC Systems\D3040 - Distribution SYS\Supply/Exhaust/Return fans- FAN | 1011122
19-H1 | 19-H1 Glendale Courthouse | 19-H1-D3041-110-AHU04 | Air Handling Unit 3 | THE NEW YORKER BLOWER | NA | NA | OM00040356 |  | Floor 3, PENTHOUSE | B-90 (2) | 16X20X2 (12) | R-22 | 10 | 240/480 | 30-28/14 | Electric | 3 | NA | NA | \Classifications\Building System Class\D30-HVAC Systems\D3040 - Distribution SYS\Air Handling Unit - AHU | 1011123
19-H1 | 19-H1 Glendale Courthouse | 19-H1-D3041-110-AHU05 | Air Handling Unit 2 | THE NEW YORKER BLOWER | NA | NA | OM00026072 |  | Floor 3, PENTHOUSE | B-144 (2) | 20X20X2 (21) | R-22 | 20 | 240/480 | 50/25 | Electric | 3 | NA | NA | \Classifications\Building System Class\D30-HVAC Systems\D3040 - Distribution SYS\Air Handling Unit - AHU | 1011124
19-H1 | 19-H1 Glendale Courthouse | 19-H1-D3041-110-AHU06 | Air Handling Unit 1 | THE NEW YORKER BLOWER | NA | NA | OM00026073 |  | Floor 3, PENTHOUSE | B-144 (3) | 20X20X2 (21) | R-22 | 15 | 480 | 18.5 | Electric | 3 | NA | NA | \Classifications\Building System Class\D30-HVAC Systems\D3040 - Distribution SYS\Air Handling Unit - AHU | 1011125
19-H1 | 19-H1 Glendale Courthouse | 19-H1-D3021-130-BLR01 | Boiler 1 | RBI | 90539951 | DB1050 | OM00026062 |  | Floor 3, BOILER ROOM | NA | NA | NA | 0.5 | 110 | 8 | Natural gas | 1 | 1,050,000 | 894,000 | \Classifications\Building System Class\D30-HVAC Systems\D3020 - Heat SYS\Boiler,Hot Water,Oil/Gas/Comb. - BLR | 1011126
19-H1 | 19-H1 Glendale Courthouse | 19-H1-D3021-130-BLR02 | Boiler 2 | RBI | 90539952 | DB1050 | OM00026063 |  | Floor 3, BOILER ROOM | NA | NA | NA | 0.5 | 110 | 8 | Natural gas | 1 | 1,050,000 | 894,000 | \Classifications\Building System Class\D30-HVAC Systems\D3020 - Heat SYS\Boiler,Hot Water,Oil/Gas/Comb. - BLR | 1011127
19-H1 | 19-H1 Glendale Courthouse | 19-H1-D3050-250-ACU02 | Air Conditioning,Split System 2 | FUJITSU | DCN015597 | AOU18CL | OM00026510 |  | PARKIN LOT/EMPLOYEE PARKING/EMPLOYEE ENTRANCE | NA | NA | R-22 | NA | 240 | 7.7 | Electric | 1 | NA | NA | \Classifications\Building System Class\D30-HVAC Systems\D3050 - Package SYS\Air Conditioning,Split System - ACU | 1011129
19-H1 | 19-H1 Glendale Courthouse | 19-H1-D3031-210-CDR01 | Condenser,Air Cooled - CDR01 | RUSSELL | NA | NA | OM00026481 |  | ROOF EXTERIOR - NON OPERATIONAL | NA | DNA | R-22 | NA | 240/480 (EACH) | 5.5-5.4/2.7 (EACH) | Electric | 3 | NA | NA | \Classifications\Building System Class\D30-HVAC Systems\D3030 - Cooling SYS\Condensing Unit, Air Cooled - CDR | 1011130
19-H1 | 19-H1 Glendale Courthouse | 19-H1-D3031-210-CDR02 | Condenser,Air Cooled - CDR | RUSSELL | NA | NA | OM00026482 |  | ROOF EXTERIOR | NA | NA | R-22 | 1.5 (EACH) | 240/480 (EACH) | 5.5-5.4/2.7 (EACH) | Electric | 3 | NA | NA | \Classifications\Building System Class\D30-HVAC Systems\D3030 - Cooling SYS\Condensing Unit, Air Cooled - CDR | 1011131
19-H1 | 19-H1 Glendale Courthouse | 19-H1-D4010-150-FMS01 | System Extinguishing,Wet Pipe - SEW | Grimes | A 0467 | D-1 | OM00026485 |  | Near Room B-1 | NA | NA | NA | NA | NA | NA | NA | NA | NA | NA | \Classifications\Building System Class\D40-Fire Protection SYS\D4010 - Sprinkler SYS\Fire Systems, stand pipes - FMS | 1011134
19-H1 | 19-H1 Glendale Courthouse | 19-H1-D2023-100-BFP01 | Backflow Preventer 2" - BFP01 | WILKINS ZURN | 335325 | 720A 2" Type PVB | OM00040351 | 2000838-335325 | COURTYARD - NEAR PARKING | [10 empty] | \Classifications\Building System Class\D20-Plumbing\D2020 - Domestic Water\Backflow Preventer - BFP | 1011599
19-H1 | 19-H1 Glendale Courthouse | 19-H1-D2023-100-BFP02 | Backflow Preventer 2" - BFP02 | WILKINS ZURN | 370502 | 720A (2") | OM00040352 | 2000839-W607470 | GROUNDS COURTYARD | NA | NA | NA | NA | NA | NA | NA | NA | NA | NA | \Classifications\Building System Class\D20-Plumbing\D2020 - Domestic Water\Backflow Preventer - BFP | 1011600
19-H1 | 19-H1 Glendale Courthouse | 19-H1-D2023-100-BFP03 | Backflow Preventer 3/4" - BFP03 | Wilkins | 810053 | 975XL 3/4" Type RP | OM00026501 | OW0209916-FA0234851-BD0043241 | ROOF BOILER ROOM (LAPHD FORM REQUIRED) | [10 empty] | \Classifications\Building System Class\D20-Plumbing\D2020 - Domestic Water\Backflow Preventer - BFP | 1011601
19-H1 | 19-H1 Glendale Courthouse | 19-H1-D3090-114-CMP01 | Control Air Compressor | CHALLENGE AIR | AS07070374 | ES-10 | OM00026058 | State ID#: A007876-63 | ROOF MECH ROOM | A - 50 | NA | NA | 1 | 110/240 | 13.6/6.8 | Electric | 1 | NA | NA | \Classifications\Building System Class\D30-HVAC Systems\D3090 - Other HVAC Systems and Equipment\Air Compressor - CMP | 1013941
19-H1 | 19-H1 Glendale Courthouse | 19-H1-G2050-200-LSC01 | LANDSCAPING | NA | NA | NA | OM00033463 |  | OUTSIDE OF BUILDING | NA | NA | NA | NA | NA | NA | NA | NA | NA | NA | \Classifications\Building System Class\G20-Other Systems\G2050 - Landscaping\Landscaping - LSC | 1015219
19-H1 | 19-H1 Glendale Courthouse | 19-H1-B3010-100-RUF01 | ROOF | NA | NA | NA | OM00033466 |  | ROOF | NA | NA | NA | NA | NA | NA | NA | NA | NA | NA | \Classifications\Building System Class\B30-Roofing\B3010 - Roof Types\Roof - RUF | 1015220
19-H1 | 19-H1 Glendale Courthouse | 19-H1-D3042-220-EFN04 | EXHAUST FAN #1 (BELT DRIVEN) (EF-1) | NEW YORK BLOWER | NA | NA | OM00026067 |  | MECHANICAL ROOM | BP-68 | NA | NA | 1.5 | 240/480 | 6.4/3.2 | Electric | 3 | NA | NA | \Classifications\Building System Class\D30-HVAC Systems\D3040 - Distribution SYS\Supply/Exhaust/Return fans- FAN | 1015223
19-H1 | 19-H1 Glendale Courthouse | 19-H1-D3042-220-EFN01 | EXHAUST FAN (ROOFTOP) | CHELSEA FAN & BLOWER | NA | NA | OM00026491 |  | NEW ROOF ABOVE PARKING | NA | NA | NA | NA | 110 | 0.9 | Electric | 1 | NA | NA | \Classifications\Building System Class\D30-HVAC Systems\D3040 - Distribution SYS\Supply/Exhaust/Return fans- FAN | 1015224
19-H1 | 19-H1 Glendale Courthouse | 19-H1-D3042-220-EFN02 | EXHAUST FAN (ROOFTOP) | CHELSEA FAN & BLOWER | NA | NA | OM00026492 |  | ABOVE PARKING | NA | NA | NA | 1/4 | 110 | 2.6 | Electric | 1 | NA | NA | \Classifications\Building System Class\D30-HVAC Systems\D3040 - Distribution SYS\Supply/Exhaust/Return fans- FAN | 1015225
19-H1 | 19-H1 Glendale Courthouse | 19-H1-D3042-220-EFN03 | EXHAUST FAN (ROOFTOP) | THE NEW YORKER BLOWER | NA | NA | OM00026478 |  | ABOVE ELEVATOR MECHANICAL ROOM | 4L240 | NA | NA | 1/2 | 110/240 | 9.6/4.8 | Electric | 1 | NA | NA | \Classifications\Building System Class\D30-HVAC Systems\D3040 - Distribution SYS\Supply/Exhaust/Return fans- FAN | 1015226
19-H1 | 19-H1 Glendale Courthouse | 19-H1-D1010-100-ELE01 | LIFT, ELEVATOR | OTIS | 249704 | NA | OM00026057 | State ID# 032658 | MULTIPLE FLOORS | NA | NA | NA | 15 | 480 | 25 | Electric | 3 | NA | NA | \Classifications\Building System Class\D10-Conveyance Systems\D1010 - Elevator\Elevator,Electric,Pass/Freight - ELE | 1015227
19-H1 | 19-H1 Glendale Courthouse | 19-H1-D5092-250-ELT85 | LIGHTING, EXTERIOR (85) | NA | NA | NA | OM00033464 |  | OUTSIDE OF BUILDING | NA | NA | NA | NA | 277 | DNA | Electric | 1 | NA | NA | \Classifications\Building System Class\D50-Electrical SYS\D5090 - Elec SYS\Exterior Lighting - ELT | 1015228
19-H1 | 19-H1 Glendale Courthouse | 19-H1-D5092-250-EML47 | LIGHTING, EMERGENCY & EXIT (47) | NA | NA | NA | OM00026512 |  | THROUGHOUT BUILDING | NA | NA | NA | NA | 120 | DNA | Electric | DNA | NA | NA | \Classifications\Building System Class\D50-Electrical SYS\D5090 - Elec SYS\Emergency And Exit Lighting - EML | 1015229
19-H1 | 19-H1 Glendale Courthouse | 19-H1-D4031-100-FEX32 | FIRE EXTINGUISHERS (32) | NA | NA | NA | OM00026511 |  | THROUGHOUT BUILDING | NA | NA | NA | NA | NA | NA | NA | NA | NA | NA | \Classifications\Building System Class\D40-Fire Protection SYS\D4030 - FIRE SPEC\Fire Extinguisher - FEX | 1015230
19-H1 | 19-H1 Glendale Courthouse | 19-H1-D2022-260-HWG01 | WATER HEATER #1 (GAS) | AMERICAN STANDARD | 1112M001966 | BCG3100T1996NDX108 | OM00026064 |  | PENTHOUSE BOILER ROOM | NA | NA | NA | NA | 120 | 12 | Gas | 1 | NA | NA | \Classifications\Building System Class\D20-Plumbing\D2020 - Domestic Water\Domestic Water Heater, Gas - HWG | 1015231
19-H1 | 19-H1 Glendale Courthouse | 19-H1-D2022-260-HWG02 | WATER HEATER #2 (GAS) | AMERICAN STANDARD | F00-2340 | D100-199-AS | OM00026065 |  | PENTHOUSE BOILER ROOM | NA | NA | NA | NA | 120 | 12 | Gas | 1 | NA | NA | \Classifications\Building System Class\D20-Plumbing\D2020 - Domestic Water\Domestic Water Heater, Gas - HWG | 1015232
19-H1 | 19-H1 Glendale Courthouse | 19-H1-G2049-300-HSC01 | HARDSCAPE | NA | NA | NA | OM00033462 |  | OUTSIDE OF BUILDING | NA | NA | NA | NA | NA | NA | NA | NA | NA | NA | \Classifications\Building System Class\G20-Other Systems\G2040 - Site Development\Hardscape - HSC | 1015233
19-H1 | 19-H1 Glendale Courthouse | 19-H1-D2022-100-HWE01 | WATER HEATER, DOMESTIC (ELECTRIC) | AO SMITH | C99-0010294-0917 | ELJF-6-917 | OM00026505 |  | NEAR ENGINEERING OFFICE | NA | NA | NA | NA | 120 | 15 | Electric | 1 | NA | NA | \Classifications\Building System Class\D20-Plumbing\D2020 - Domestic Water\Domestic Water Heater, Electric - HWE | 1015234
19-H1 | 19-H1 Glendale Courthouse | 19-H1-D2023-310-HWP01 | PUMP, DOMESTIC HOT WATER CIRCULATING | BELL & GOSSETT | 100BNF1K21 | 106197LF | OM00037839 |  | PENTHOUSE BOILER ROOM | NA | NA | NA | NA | 120 | DNA | Electric | 1 | NA | NA | \Classifications\Building System Class\D20-Plumbing\D2020 - Domestic Water\Domestic Hot Water Circulating Pump - HWP | 1015235
19-H1 | 19-H1 Glendale Courthouse | 19-H1-D3044-125-PHW01 | PUMP, HOT WATER #1 | BELL & GOSSETT CO | 75556 | HYDRO FLO | OM00026060 |  | PENTHOUSE BOILER ROOM | NA | NA | NA | 2 | 240/480 | 6.1-6.33 | Electric | 3 | NA | NA | \Classifications\Building System Class\D30-HVAC Systems\D3040 - Distribution SYS\Hot Water Pump - PHW | 1015236
19-H1 | 19-H1 Glendale Courthouse | 19-H1-D3044-125-PHW02 | PUMP, HOT WATER #2 | BELL & GOSSETT CO | 75552 | HYDRO FLO | OM00026061 |  | PENTHOUSE BOILER ROOM | NA | NA | NA | 2 | 240/480 | 6.1-6.33 | Electric | 3 | NA | NA | \Classifications\Building System Class\D30-HVAC Systems\D3040 - Distribution SYS\Hot Water Pump - PHW | 1015237
19-H1 | 19-H1 Glendale Courthouse | 19-H1-D3050-210-PKU01 | PACKAGE UNIT #1 | Lennox | 127 | HP601ET4 | OM00026483 |  | NEW ROOP TOP | NA | NA | R-22 | 3/4 | 240 | 4.4 | Electric | 3 | NA | NA | \Classifications\Building System Class\D30-HVAC Systems\D3050 - Package SYS\Package Unit - PKU | 1015238
19-H1 | 19-H1 Glendale Courthouse | 19-H1-D3050-210-PKU02 | PACKAGE UNIT #2 | Lennox | 128 | HP601ET4 | OM00026484 |  | NEW ROOF TOP | NA | NA | R-22 | 3/4 | 230 | 8.2 | Electric | 3 | NA | NA | \Classifications\Building System Class\D30-HVAC Systems\D3050 - Package SYS\Package Unit - PKU | 1015239
19-H1 | 19-H1 Glendale Courthouse | 19-H1-D2030-410-PMS01 | PUMP, EJECTOR SEWAGE | AURORA PUMP | 120636 | DSA | OM00026503 |  | NEXT TO STAIRWELL | NA | NA | NA | 3/4 | 240/480 | 2.6-2.4/14.4 | Electric | 3 | NA | NA | \Classifications\Building System Class\D20-Plumbing\D2030 - Sani Waste\Sewage Ejector Pump - PMS | 1015240
19-H1 | 19-H1 Glendale Courthouse | 19-H1-D1092-120-PTS01 | PNEUMATIC TUBE SYSTEM | NA | NA | NA | OM00033465 |  | THROUGH OUT BUILDING | NA | NA | NA | NA | NA | NA | NA | NA | NA | NA | \Classifications\Building System Class\D10-Conveyance Systems\D1090 - Other Conveyance Systems\Pneumatic Tube System -PTS | 1015241
19-H1 | 19-H1 Glendale Courthouse | 19-H1-B2010-100-BLD01 | BUILDING | NA | NA | NA | OM00036328 |  | ENTIRE BUILDING | NA | NA | NA | NA | NA | NA | NA | NA | NA | NA | \Classifications\Building System Class\B20-General Building Exterior\B2010 - Exterior Walls\Building - BLD | 1015244
19-H1 | 19-H1 Glendale Courthouse | 19-H1-D3090-220-CMD01 | COMPRESSOR, AIR DRYER | JOHNSON CONTROLS | M0150 | A-44-12-1 | OM00026066 |  | MECHANICAL ROOM | NA | A-4000-147 | R-134a | NA | 115 | 5.4 | Electric | 1 | NA | NA | \Classifications\Building System Class\D30-HVAC Systems\D3090 - Other HVAC Systems and Equipment\Compressed Air Dryer - CMD | 1015329
19-H1 | 19-H1 Glendale Courthouse | 19-H1-D3090-114-CMP02 | COMPRESSOR, CONTROL AIR #2 | QUINCY | Q-B1106280093 | QTS3QCB | OM00031002 |  | MECHANICAL ROOM | NA | NA | NA | 1/2 | 110/240 | 18.6/9.9-9.3 | Electric | 1 | NA | NA | \Classifications\Building System Class\D30-HVAC Systems\D3090 - Other HVAC Systems and Equipment\Air Compressor - CMP | 1015330
19-H1 | 19-H1 Glendale Courthouse | 19-H1-D5010-200-ESD01 | Main Electrical Switchboard (Basement) | SQUARE D | NA | J-2856 | OM00037841 |  | BASEMENT IN FRONT OF MAINT OFFICE | NA | NA | NA | NA | 110/240 | 800 | Electric | 3 | NA | NA | \Classifications\Building System Class\D50-Electrical SYS\D5010 - Elec Service & Dist\Electical Service and Distribution - ESD | 1017248
19-H1 | 19-H1 Glendale Courthouse | 19-H1-D5010-200-ESD02 | Main Electrical Switchboard (Basement) | SQUARE D | NA | J-2856 | OM00037840 |  | BASEMENT IN FRONT OF MAINT OFFICE | NA | NA | NA | NA | 110/240 | 800 | Electric | 3 | NA | NA | \Classifications\Building System Class\D50-Electrical SYS\D5010 - Elec Service & Dist\Electical Service and Distribution - ESD | 1017249
19-H1 | 19-H1 Glendale Courthouse | 19-H1-D3020-100-HET01 | WATER EXPANSION TANK (BOILER RM) | WESSELS | M212437 | NA | OM00037843 |  | ROOF BOILER ROOM | NA | NA | NA | NA | NA | NA | NA | NA | NA | NA | \Classifications\Building System Class\D30-HVAC Systems\D3020 - Heat SYS\Heater Water Expansion Tank - HET | 1017251
19-H1 | 19-H1 Glendale Courthouse | 19-H1-D2023-310-HWP03 | DOMESTIC HOT WATER CIRCULATING PUMP #1 | BELL & GOSSETT |  | 185322LF | OM00040344 |  | ROOF BOILER ROOM | NA | NA | NA | 1/2 | 110/240 | DNA | Electric | 1 | NA | NA | \Classifications\Building System Class\D20-Plumbing\D2020 - Domestic Water\Domestic Hot Water Circulating Pump - HWP | 1017252
19-H1 | 19-H1 Glendale Courthouse | 19-H1-C1020-110-FRD01 | FIRE DOOR, SLIDING (MENS LOCKUP) | REPUBLIC STEEL FIRE DOOR | B-126779 | NA | OM00040341 |  | 1ST FLOOR MENS LOCKUP | NA | NA | NA | NA | NA | DNA | Electric | DNA | NA | NA | \Classifications\Building System Class\C10-General Building Interior\C1020 - Fire Doors\Fire Doors - FRD | 1017253
19-H1 | 19-H1 Glendale Courthouse | 19-H1-D5010-110-MCC01 | MOTOR CONTROL CENTER | SQUARE D | H-45668 | 2972993-A | OM00037845 |  | ROOF MECH ROOM BY CHILLER | NA | NA | NA | NA | 600 | DNA | Electric |  | NA | NA | \Classifications\Building System Class\D50-Electrical SYS\D5010 - Elec Service & Dist\Chiller Room Electrical Panel - MCC | 1017254
19-H1 | 19-H1 Glendale Courthouse | 19-H1-D5010-110-MCC02 | MOTOR CONTROL CENTER | SQUARE D | H-45669 | 2972993-A | OM00037846 |  | ROOF MECH ROOM BY CHILLER | NA | NA | NA | NA | 600 | DNA | Electric |  | NA | NA | \Classifications\Building System Class\D50-Electrical SYS\D5010 - Elec Service & Dist\Chiller Room Electrical Panel - MCC | 1017255
19-H1 | 19-H1 Glendale Courthouse | 19-H1-D5010-110-MCC03 | MOTOR CONTROL CENTER | SQUARE D | H-45670 | 2972993-A | OM00037844 |  | ROOF MECH ROOM BY CHILLER | NA | NA | NA | NA | 600 | DNA | Electric |  | NA | NA | \Classifications\Building System Class\D50-Electrical SYS\D5010 - Elec Service & Dist\Chiller Room Electrical Panel - MCC | 1017256
19-H1 | 19-H1 Glendale Courthouse | 19-H1-D5010-110-MCC05 | MOTOR CONTROL CENTER | SQUARE D | H-45672 | 2972993-A | OM00037847 |  | ROOF MECH ROOM BY CHILLER | NA | NA | NA | NA | 600 | NA | Electric |  | NA | NA | \Classifications\Building System Class\D50-Electrical SYS\D5010 - Elec Service & Dist\Chiller Room Electrical Panel - MCC | 1017258
19-H1 | 19-H1 Glendale Courthouse | 19-H1-D2030-410-PMS03 | Sewage Ejector Pump (Rm B1) | AURORA PUMP | 136299 | NA | OM00037842 |  | BASEMENT ROOM B-1 | NA | NA | NA | 3/4 | 208-220/440 | 2.6-2.4/1.2 | Electric | 3 | NA | NA | \Classifications\Building System Class\D20-Plumbing\D2030 - Sani Waste\Sewage Ejector Pump - PMS | 1017259
19-H1 | 19-H1 Glendale Courthouse | 19-H1-D5010-110-MCC04 | MOTOR CONTROL CENTER | SQUARE D | H-45671 | 2972993-A | OM00037848 |  | ROOF MECH ROOM BY CHILLER | NA | NA | NA | NA | 600 | DNA | Electric |  | NA | NA | \Classifications\Building System Class\D50-Electrical SYS\D5010 - Elec Service & Dist\Chiller Room Electrical Panel - MCC | 1017257
19-H1 | 19-H1 Glendale Courthouse | 19-H1-D2030-410-PMS02 | Sewage Ejector Pump (front of elevators) | SWABY PUMP | 17943 | 5200ES | OM00026074 |  | BASEMENT IN FRONT OF ELEVATOR | NA | NA | NA | 3/4 | 230/115 | 5.0/10.0 | Electric | 1 | NA | NA | \Classifications\Building System Class\D20-Plumbing\D2030 - Sani Waste\Sewage Ejector Pump - PMS | 1017260
19-H1 | 19-H1 Glendale Courthouse | 19-H1-D2040-100-PSU03 | SUMP PUMP (FRONT OF ELEVATOR, BASEMENT) | SWABY PUMP | 17944 | 5200ES | OM00026075 |  | BASEMENT IN FRONT OF ELEVATOR | NA | NA | NA | 3/4 | 110/240 | 10.0/5.0 | Electric | 1 | NA | NA | \Classifications\Building System Class\D20-Plumbing\D2040 - Rain Drain\Sump Pump - PSU | 1017261
19-H1 | 19-H1 Glendale Courthouse | 19-H1-D2023-310-WBS01 | DOMESITIC WATER BOOSTER PUMP (ROOF) | HYSAV PUMPS | FF21179 | YVA56T348532AL | OM00040347 |  | ROOF BY CONDENSOR UNITS | NA | NA | NA | 3/4 | 240 | 2.6-2.5 | Electric | 3 | NA | NA | \Classifications\Building System Class\D20-Plumbing\D2020 - Domestic Water\Domestic Water Booster System - WBS | 1017262
19-H1 | 19-H1 Glendale Courthouse | 19-H1-D2023-310-WBS02 | DOMESITIC WATER BOOSTER PUMP (ROOF) | HYSAV PUMPS | FF20099 | YVA56T348532AL | OM00040346 |  | ROOF BY CONDENSOR UNITS | NA | NA | NA | 3/4 | 240 | 2.6-2.5 | Electric | 3 | NA | NA | \Classifications\Building System Class\D20-Plumbing\D2020 - Domestic Water\Domestic Water Booster System - WBS | 1017263
19-H1 | 19-H1 Glendale Courthouse | 19-H1-D2023-310-HWP02 | DOMESTIC HOT WATER CIRCULATING PUMP #1 | BELL & GOSSETT | NA | 185322LF | OM00040345 |  | ROOF BOILER ROOM | NA | NA | NA | 1/2 | 110/240 | DNA | Electric | 1 | NA | NA | \Classifications\Building System Class\D20-Plumbing\D2020 - Domestic Water\Domestic Hot Water Circulating Pump - HWP | 1017282
19-H1 | 19-H1 Glendale Courthouse | 19-H1-D3050-250-ACU03 | Air Conditioning,Split System 3 | Mitsubishi Electric | 52U04274b | PUZ-A24NHA6 | OM00036520 |  | PARKING GARAGE -EMPLOYEE ENTRANCE | NA | NA | R-410A | NA | 208/230 | 25 | Electric | 1 | NA | NA | \Classifications\Building System Class\D30-HVAC Systems\D3050 - Package SYS\Air Conditioning,Split System - ACU | 1021664
19-H1 | 19-H1 Glendale Courthouse | 19-H1-D3031-180-RCM04 | Refrigeration Compressor #2 (RCM04) | Carrier | 1556017-9 | 5H120 | OM00040758 |  | Compressor Room, Penthouse | NA | NA | R-22 | NA | NA | DNA | Electric | DNA | NA | NA | \Classifications\Building System Class\D30-HVAC Systems\D3030 - Cooling SYS\Refrigeration Compressor - RCM | 1021682
19-H1 | 19-H1 Glendale Courthouse | 19-H1-D3031-180-RCM03 | Refrigeration Compressor #1 (RCM03) | Carrier | 1555362-3 | 5H120 | OM00040757 |  | Compressor Room, Penthouse | NA | NA | R-22 | NA | NA | DNA | Electric | DNA | NA | NA | \Classifications\Building System Class\D30-HVAC Systems\D3030 - Cooling SYS\Refrigeration Compressor - RCM | 1021681
19-I1 | 19-I1 Alhambra Courthouse | 19-I1-D3050-250-ACU05 | Air Conditioning, Split System (Generator Rm) | GOODMAN | 9601108572 | DK60-1C | OM00026913 |  | EXIT DOOR GENERATOR ROOM. | NA | NA | R-22 | 1/4 | 230 | 33.5 | Electric | 1 | DNA | DNA | \Classifications\Building System Class\D30-HVAC Systems\D3050 - Package SYS\Air Conditioning,Split System - ACU | 1013094
19-I1 | 19-I1 Alhambra Courthouse | 19-I1-D3050-250-ACU02 | Air Conditioning, Split System (Roof Elevator Rm) | CARRIER | 4606E06905 | 24ABR360A630 | OM00026897 |  | ELEVATOR ROOM | NA | 20x25x1 | R-22 | 1/4 | 460V | 8.4 | Electric | 3 | NA | NA | \Classifications\Building System Class\D30-HVAC Systems\D3050 - Package SYS\Air Conditioning,Split System - ACU | 1013097
19-I1 | 19-I1 Alhambra Courthouse | 19-I1-D3050-250-ACU06 | Air Conditioning, Split System (Generator Rm) | AMANA | 9109086780 | ARCF48U03D | OM00026914 |  | EXIT DOOR GENERATOR ROOM. | NA | NA | R-22 | 1/3 | 230 | 15.3 | Electric | 1 | NA | NA | \Classifications\Building System Class\D30-HVAC Systems\D3050 - Package SYS\Air Conditioning,Split System - ACU | 1013100
19-I1 | 19-I1 Alhambra Courthouse | 19-I1-D3050-250-ACU03 | Air Conditioning, Split System (Room M6) | AMANA | 9804235614 | RCB18B2A | OM00026896 |  | MECHANICAL ROOM 6 | NA | 20x25x1 | R-22 | 1-1/2 | 230V | 97 | Electric | 1 | NA | NA | \Classifications\Building System Class\D30-HVAC Systems\D3050 - Package SYS\Air Conditioning,Split System - ACU | 1013101
19-I1 | 19-I1 Alhambra Courthouse | 19-I1-D1010-100-ELE01 | ELEVATOR # 1 (Public) | DOVER | 24-159 | 68900 | OM00026902 | State ID# 058510 | ROOR ELEVATOR ROOM | NA | NA | NA | 40 | 240V | 102 | Electric | 3 | NA | NA | \Classifications\Building System Class\D10-Conveyance Systems\D1010 - Elevator\Elevator,Electric,Pass/Freight - ELE | 1013117
19-I1 | 19-I1 Alhambra Courthouse | 19-I1-D3031-130-CLR01 | CHILLER # 1 | Carrier | 3794J48819 | 23XL1010NC40 | OM00026922 |  | CHILLER ROOM | NA | NA | R-22 | NA | 480 | DNA | Electric | 3 | NA | NA | \Classifications\Building System Class\D30-HVAC Systems\D3030 - Cooling SYS\Chiller, Water Cooled - CLR | 1013163
19-I1 | 19-I1 Alhambra Courthouse | 19-I1-D3031-130-CLR02 | CHILLER # 2 | CARRIER | 724018857 | 19DG5325A E | OM00026921 |  | CHILLER ROOM | NA | NA | R-11 | NA | 480 | DNA | Electric | 3 | NA | NA | \Classifications\Building System Class\D30-HVAC Systems\D3030 - Cooling SYS\Chiller, Water Cooled - CLR | 1013164
19-I1 | 19-I1 Alhambra Courthouse | 19-I1-D3050-250-ACU01 | Air Conditioning, Split System (Roof by Cooling Twr) | CARRIER | 4606EO6898 | 24ABR360A630 | OM00026920 |  | NEXT TO COOLING TOWER. | NA | 20x25x1 | R-22 | NA | 460 | DNA | Electric | 3 | NA | NA | \Classifications\Building System Class\D30-HVAC Systems\D3050 - Package SYS\Air Conditioning,Split System - ACU | 1013165
19-I1 | 19-I1 Alhambra Courthouse | 19-I1-D3050-250-ACU04 | Air Conditioning, Split System (Bus Entrance) | FUJITSU | DD014512 | AOU24OL | OM00030578 |  | LOCK BUS ENTRANCE DOOR. | NA | NA | R-410A | 1-1/2 | 230V | 1.5 | Electric | 1 | NA | NA | \Classifications\Building System Class\D30-HVAC Systems\D3050 - Package SYS\Air Conditioning,Split System - ACU | 1013166
19-I1 | 19-I1 Alhambra Courthouse | 19-I1-D3090-220-CMD01 | COMPRESSOR AIR DRYER | Speed Aire | GRO15A1151403021 | 3YA50A | OM00036183 |  | CHILLER ROOM | NA | NA | R-134 | 5 | 460V | 15.5 | Electric | 3 | NA | NA | \Classifications\Building System Class\D30-HVAC Systems\D3090 - Other HVAC Systems and Equipment\Compressed Air Dryer - CMD | 1013167
19-I1 | 19-I1 Alhambra Courthouse | 19-I1-D3021-130-BLR01 | BOILER 1 | RBI | 110644593 | DB1050 | OM00026891 |  | MECH 3 | NA | NA | NA | DNA | 120 | DNA | Gas | DNA | 1050000 | 892500 | \Classifications\Building System Class\D30-HVAC Systems\D3020 - Heat SYS\Boiler,Hot Water,Oil/Gas/Comb. - BLR | 1013187
19-I1 | 19-I1 Alhambra Courthouse | 19-I1-D3021-130-BLR02 | BOILER # 2 | RBI | 010641221 | DW1050 | OM00026890 |  | MECH 3 | NA | NA | NA | DNA | 120 | DNA | Gas | DNA | 1050000 | 892500 | \Classifications\Building System Class\D30-HVAC Systems\D3020 - Heat SYS\Boiler,Hot Water,Oil/Gas/Comb. - BLR | 1013188
19-I1 | 19-I1 Alhambra Courthouse | 19-I1-D3021-130-BLR03 | BOILER # 3 | Rite Engineering | 30168 | 200 WGE | OM00026892 |  | BOILER ROOM | NA | NA | NA | .75 | 120V | DNA | Natural gas | 1 | 2,000,000 | 1,660,000 | \Classifications\Building System Class\D30-HVAC Systems\D3020 - Heat SYS\Boiler,Hot Water,Oil/Gas/Comb. - BLR | 1013189
19-I1 | 19-I1 Alhambra Courthouse | 19-I1-D3021-130-BLR04 | BOILER HOT WATER GAS COMBINATION | TELEDYNE LAARS | A95CK0094 | PW0250CN12CBACN | OM00026893 |  | BOILER ROOM | NA | NA | NA | DNA | 120 | DNA | Gas | 1 | 212,000 | 171,720 | \Classifications\Building System Class\D30-HVAC Systems\D3020 - Heat SYS\Boiler,Hot Water,Oil/Gas/Comb. - BLR | 1013191
19-I1 | 19-I1 Alhambra Courthouse | 19-I1-D1010-100-ELE02 | ELEVATOR #2 (Public) | DOVER | 24-160 | 68900 | OM00026901 | State ID# 058511 | ROOF ELEVATOR ROOM | NA | NA | NA | 40 | 240V | 102 | Electric | 3 | NA | NA | \Classifications\Building System Class\D10-Conveyance Systems\D1010 - Elevator\Elevator,Electric,Pass/Freight - ELE | 1013193
19-I1 | 19-I1 Alhambra Courthouse | 19-I1-D1010-100-ELE03 | ELEVATOR #3 (Public) | Winter & Bain Mfg | A-84689 | 630H | OM00026900 | State ID# 100138 | ELEVATOR ROOM | NA | NA | NA | 40 | 240V | 140 | Electric | 3 | NA | NA | \Classifications\Building System Class\D10-Conveyance Systems\D1010 - Elevator\Elevator,Electric,Pass/Freight - ELE | 1013194
19-I1 | 19-I1 Alhambra Courthouse | 19-I1-D1010-100-ELE04 | Elevator #4 (Judges) | DOVER | 24-163 | 68901 | OM00026899 | State ID# 056038 | ELEV ROOM | NA | NA | NA | 40 | 240V | 102 | Electric | 3 | NA | NA | \Classifications\Building System Class\D10-Conveyance Systems\D1010 - Elevator\Elevator,Electric,Pass/Freight - ELE | 1013195
19-I1 | 19-I1 Alhambra Courthouse | 19-I1-D1010-100-ELE05 | Elevator #5 (Custody) | DOVER | 24-162 | 68901 | OM00030619 | State ID# 057515 | ELEVATOR ROOM | NA | NA | NA | 40 | 240V | 102 | Electric | 3 | NA | NA | \Classifications\Building System Class\D10-Conveyance Systems\D1010 - Elevator\Elevator,Electric,Pass/Freight - ELE | 1013196
19-I1 | 19-I1 Alhambra Courthouse | 19-I1-D3030-110-CTW01 | Cooling Tower #2 | EVAPCO | 303510 | USS1978 | OM00026918 |  | ROOF | B144 | NA | NA | 5 | 208V | DNA | Electric | 3 | NA | NA | \Classifications\Building System Class\D30-HVAC Systems\D3030 - Cooling SYS\Cooling Tower - CTW | 1013197
19-I1 | 19-I1 Alhambra Courthouse | 19-I1-D2023-310-HWP02 | Domestic Hot Water Circulating Pump (Boiler Rm) | Bell & Gossett | K31 | 185332LF | OM00033027 |  | BOILER ROOM | NA | NA | NA | 1/2 | 110/240 | 8.8/4.2-4.4 | Electric | 1 | NA | NA | \Classifications\Building System Class\D20-Plumbing\D2020 - Domestic Water\Domestic Hot Water Circulating Pump - HWP | 1013198
19-I1 | 19-I1 Alhambra Courthouse | 19-I1-D3030-110-CTW02 | Cooling Tower #1 | EVAPCO | 6303509 | USS1978 | OM00026919 |  | ROOF | B144 | NA | NA | 30 | 480V | DNA | Electric | 3 | NA | NA | \Classifications\Building System Class\D30-HVAC Systems\D3030 - Cooling SYS\Cooling Tower - CTW | 1013199
19-I1 | 19-I1 Alhambra Courthouse | 19-I1-D3031-100-PCH01 | CHILLER WATER PUMP 1 | Bell & Gossett | 666270 | 3BB_9-1/4BF | OM00026929 |  | CHILLER ROOM | NA | NA | NA | 10 | 240/480 | 27.6/13.8 | Electric | 3 | NA | NA | \Classifications\Building System Class\D30-HVAC Systems\D3030 - Cooling SYS\Chilled Water Pump - PCH | 1013200
19-I1 | 19-I1 Alhambra Courthouse | 19-I1-D3031-100-PCH03 | CONDENSER WATER PUMP 1 | Bell & Gossett | C03311702M60 | NA | OM00026930 |  | Basement Chiller Room | NA | NA | NA | 20 | 230/460V | DNA | Electric | 3 | NA | NA | \Classifications\Building System Class\D30-HVAC Systems\D3030 - Cooling SYS\Chilled Water Pump - PCH | 1013201
19-I1 | 19-I1 Alhambra Courthouse | 19-I1-D3031-100-PCH02 | CHILLED WATER PUMP #2 | Bell & Gossett | 661959 | 3BB_9-1/4BF | OM00026928 |  | CHILLER ROOM | NA | NA | NA | 10 | 230/460 | 26/13 | Electric | 3 | DNA | DNA | \Classifications\Building System Class\D30-HVAC Systems\D3030 - Cooling SYS\Chilled Water Pump - PCH | 1013202
19-I1 | 19-I1 Alhambra Courthouse | 19-I1-D5011-240-TRN01 | TRANSFORMER 1 | Acme Electric Corp | NA | NA | OM00030620 |  | NEAR PKS OF ELEVATOR. | NA | NA | NA | NA | 480V | DNA | Electric | 3 | NA | NA | \Classifications\Building System Class\D50-Electrical SYS\D5010 - Elec Service & Dist\Transformer - TRN | 1013203
19-I1 | 19-I1 Alhambra Courthouse | 19-I1-D3031-100-PCH04 | CONDENSER WATER PUMP #2 | Bell & Gossett | C03311701M60 | 256TTOB4026AA | OM00026931 |  | Basement Chiller Room | NA | NA | NA | 20 | 230/460V | DNA | Electric | 3 | NA | NA | \Classifications\Building System Class\D30-HVAC Systems\D3030 - Cooling SYS\Chilled Water Pump - PCH | 1013204
19-I1 | 19-I1 Alhambra Courthouse | 19-I1-D2023-100-BFP01 | BACK FLOW PREVENTER 1 -3/4- Hot water make-up | WILKINS | A1506965 | 975XL- 3/4" | OM00030622 | OW0209916-FA0234849-BD0053812-A 1506965 | BOILER ROOM (LAPHD FORM REQUIRED) | NA | NA | NA | NA | NA | NA | NA | NA | NA | NA | \Classifications\Building System Class\D20-Plumbing\D2020 - Domestic Water\Backflow Preventer - BFP | 1013205
19-I1 | 19-I1 Alhambra Courthouse | 19-I1-D2023-100-BFP02 | BACK FLOW PREVENTER 2- Chilled Water Make-Up | Febco | A-1700 | 825-Y 3/4" | OM00026926 | OW0209916-FA0234849-BD0053811 | Basement In the compressor room(LAPHD FORM REQUIRED) | NA | NA | NA | NA | NA | NA | NA | NA | NA | NA | \Classifications\Building System Class\D20-Plumbing\D2020 - Domestic Water\Backflow Preventer - BFP | 1013206
19-I1 | 19-I1 Alhambra Courthouse | 19-I1-D5011-240-TRN03 | TRANSFORMER 3 | ZINSCO | C4-316-4 | 153-415-3 | OM00030584 | 2240100101 | GENERATOR ROOM | NA | NA | NA | NA | 480 | DNA | Electric | 3 | NA | NA | \Classifications\Building System Class\D50-Electrical SYS\D5010 - Elec Service & Dist\Transformer - TRN | 1013208
19-I1 | 19-I1 Alhambra Courthouse | 19-I1-D5011-240-TRN06 | TRANSFORMER TRN 6 | SQUARED D | NA | 45T3H | OM00030586 |  | GENERATOR ROOM | NA | NA | NA | NA | 480V | 54 | Electric | 3 | NA | NA | \Classifications\Building System Class\D50-Electrical SYS\D5010 - Elec Service & Dist\Transformer - TRN | 1013209
19-I1 | 19-I1 Alhambra Courthouse | 19-I1-B2034-400-DOH01 | Overhead Rollup Door (Eastside Lockup) | Rolling Door Products | NA | NA | OM00030581 |  | EAST SIDE LOCKUP AREA. | NA | NA | NA | .5 | 220 | DNA | Electric | DNA | NA | NA | \Classifications\Building System Class\B20-General Building Exterior\B2030 - Exterior Doors\Door,Overhead-Shutter,Manual,Elec,Roll-up - DOH | 1013274
19-I1 | 19-I1 Alhambra Courthouse | 19-I1-B2010-100-BLD01 | BUILDING | NA | NA | NA | OM00026596 |  | All | NA | NA | NA | NA | NA | NA | NA | NA | NA | NA | \Classifications\Building System Class\B20-General Building Exterior\B2010 - Exterior Walls\Building - BLD | 1013275
19-I1 | 19-I1 Alhambra Courthouse | 19-I1-B2034-400-DOH02 | Overhead Rollup Door (Eastside Lockup) | Lawrence Roll-Up Door | 117058 | NA | OM00030582 |  | EAST SIDE LOCKUP AREA. | NA | NA | NA | NA | 220 | DNA | Electric | DNA | NA | NA | \Classifications\Building System Class\B20-General Building Exterior\B2030 - Exterior Doors\Door,Overhead-Shutter,Manual,Elec,Roll-up - DOH | 1013276
19-I1 | 19-I1 Alhambra Courthouse | 19-I1-B3010-100-RUF01 | Roof | NA | NA | NA | OM00033036 |  | BASEMENT OFFICE | NA | NA | NA | NA | NA | NA | NA | NA | NA | NA | \Classifications\Building System Class\B30-Roofing\B3010 - Roof Types\Roof - RUF | 1013277
19-I1 | 19-I1 Alhambra Courthouse | 19-I1-D1013-310-WCL02 | WHEEL CHAIR LIFT #2 | JOHNS BARNES | NA | NA | OM00026904 | PEND RISK RVW | DEPT W | NA | NA | NA | 1/2 | 115/208-230 | 8.8/4.4 | Electric | 3 | NA | NA | \Classifications\Building System Class\D10-Conveyance Systems\D1010 - Elevator\Wheelchair Lift - WCL | 1013278
19-I1 | 19-I1 Alhambra Courthouse | 19-I1-D1013-310-WCL03 | WHEEL CHAIR LIFT | JOHN C BARNES | NA | NA | OM00026905 | PEND RISK RVW | DEPT X | NA | NA | NA | 1/2 | 230V | .5 | Electric | 1 | NA | NA | \Classifications\Building System Class\D10-Conveyance Systems\D1010 - Elevator\Wheelchair Lift - WCL | 1013279
19-I1 | 19-I1 Alhambra Courthouse | 19-I1-D1013-310-WCL01 | WHEEL CHAIR LIFT # 1 | JOHN S BARNES | NA | C6C17F229C | OM00026903 | PEND RISK RVW | DEPT V | NA | NA | NA | 1/2 | 115/208-230 | 8.8/4.4 | Electric | 1 | NA | NA | \Classifications\Building System Class\D10-Conveyance Systems\D1010 - Elevator\Wheelchair Lift - WCL | 1013280
19-I1 | 19-I1 Alhambra Courthouse | 19-I1-D2017-100-SHW01 | EYE WASHING STATION | HAWS | NA | 8200 | OM00033028 |  | BOILER ROOM | NA | NA | NA | NA | NA | NA | NA | NA | NA | NA | \Classifications\Building System Class\D20-Plumbing\D2010 - Plumb Fix\Showers - SHW | 1013281
19-I1 | 19-I1 Alhambra Courthouse | 19-I1-D2030-410-PMS01 | Sewage Ejector Pump (Mech 2 Shop) | Aurora Pump | 72-9282 | K55ST | OM00026911 |  | Basement Mech 2 Shop | NA | NA | NA | 3/4 | 460V | 31.5 | Electric | 3 | NA | NA | \Classifications\Building System Class\D20-Plumbing\D2030 - Sani Waste\Sewage Ejector Pump - PMS | 1013282
19-I1 | 19-I1 Alhambra Courthouse | 19-I1-D2040-100-PSU03 | SUMP PUMP # 3 | ZOELLER | NA | NA | OM00033030 |  | Outside Engineers Office | NA | NA | NA | NA | 120V | DNA | Electric | DNA | NA | NA | \Classifications\Building System Class\D20-Plumbing\D2040 - Rain Drain\Sump Pump - PSU | 1013283
19-I1 | 19-I1 Alhambra Courthouse | 19-I1-D2040-100-PSU04 | SUMP PUMP # 4 | Liberty Pumps | B60695682 | 257 | OM00033032 |  | DNA | NA | NA | NA | 1/3 | 110 | 5.2 | Electric | 1 | NA | NA | \Classifications\Building System Class\D20-Plumbing\D2040 - Rain Drain\Sump Pump - PSU | 1013284
19-I1 | 19-I1 Alhambra Courthouse | 19-I1-D2040-100-PSU05 | SUMP PUMP 5 PSU | Zoeller Company | 53-0015 | M53-D | OM00030583 |  | GENERATOR ROOM. | NA | NA | NA | 3/10 | 110 | 9.7 | Electric | 1 | NA | NA | \Classifications\Building System Class\D20-Plumbing\D2040 - Rain Drain\Sump Pump - PSU | 1013286
19-I1 | 19-I1 Alhambra Courthouse | 19-I1-D3020-100-HET01 | HOT WATER EXPANSION TANK. | Roy & Hanson Tank Co | 127942 | FN2631 | OM00030623 |  | BOILER ROOM | NA | NA | NA | NA | NA | NA | NA | NA | NA | NA | \Classifications\Building System Class\D30-HVAC Systems\D3020 - Heat SYS\Heater Water Expansion Tank - HET | 1013288
19-I1 | 19-I1 Alhambra Courthouse | 19-I1-D3044-125-PHW05 | HOT WATER PUMP. | Bell & Gossett | C031844-02L06 | NA | OM00026888 |  | BOILER ROOM | NA | NA | NA | 5 | 240/480 | 14.10-12.8/6.39 | Electric | 3 | NA | NA | \Classifications\Building System Class\D30-HVAC Systems\D3040 - Distribution SYS\Hot Water Pump - PHW | 1013290
19-I1 | 19-I1 Alhambra Courthouse | 19-I1-D3044-125-PHW01 | HOT WATER PUMP 1 | Bell & Gossett | C031844-01L60 | NA | OM00026889 |  | MECH 3 | NA | NA | NA | 5 | 240/480 | 14.10-12.80/6.3 | Electric | 3 | NA | NA | \Classifications\Building System Class\D30-HVAC Systems\D3040 - Distribution SYS\Hot Water Pump - PHW | 1013291
19-I1 | 19-I1 Alhambra Courthouse | 19-I1-D2023-310-HWP01 | Domestic Hot Water Circulating Pump (Boiler Rm) |  | 52722370P1 | VP43-75BF | OM00030624 |  | BOILER ROOM | NA | NA | NA | NA | 110 | 2.1 | Electric | 1 | NA | NA | \Classifications\Building System Class\D20-Plumbing\D2020 - Domestic Water\Domestic Hot Water Circulating Pump - HWP | 1013292
19-I1 | 19-I1 Alhambra Courthouse | 19-I1-D2090-650-WSR01 | Water Softner, Demineralization | Uniloc | NA | 30C | OM00033029 |  | OUT SIDE TECH OFFICE. | NA | NA | NA | NA | 115 | DNA | Electric | DNA | NA | NA | \Classifications\Building System Class\D20-Plumbing\D2090 - Other Plumbing SYS\Water Softener - WSR | 1013293
19-I1 | 19-I1 Alhambra Courthouse | 19-I1-D3042-220-EFN01 | EXHAUST FAN 1 | ALADDIN | 64008 | GX-3 | OM00026932 |  | CHILLER ROOM | 4L510 (1) | NA | NA | 1/2 | 240/480 | 2.1-2.0/1.0 | Electric | 3 | NA | NA | \Classifications\Building System Class\D30-HVAC Systems\D3040 - Distribution SYS\Supply/Exhaust/Return fans- FAN | 1013298
19-I1 | 19-I1 Alhambra Courthouse | 19-I1-D3090-114-CMP01 | CONTROL AIR COMPRESSOR. | GAST | 1192 | 7LDE-11T-M700X | OM00030621 | State ID# A008160-15 ¦ (150671) | MECHANICAL ROOM | NA | NA | NA | 1-1/2 | 110/230 | DNA | Electric | 3 | NA | NA | \Classifications\Building System Class\D30-HVAC Systems\D3090 - Other HVAC Systems and Equipment\Air Compressor - CMP | 1013300
19-I1 | 19-I1 Alhambra Courthouse | 19-I1-D4010-150-FMS01 | FIRE STAND PIPE FMS | Grinnell | DNA | Model 1A | OM00026915 |  | WEST SIDE OF THE BUILDING. | NA | NA | NA | NA | NA | NA | NA | NA | NA | NA | \Classifications\Building System Class\D40-Fire Protection SYS\D4010 - Sprinkler SYS\Fire Systems, stand pipes - FMS | 1013302
19-I1 | 19-I1 Alhambra Courthouse | 19-I1-D4031-100-FEX36 | FIRE EXTINGUISHERS 36 | NA | NA | NA | OM00026856 |  | ENGINEER OFFICE. | NA | NA | NA | NA | NA | NA | NA | NA | NA | NA | \Classifications\Building System Class\D40-Fire Protection SYS\D4030 - FIRE SPEC\Fire Extinguisher - FEX | 1013303
19-I1 | 19-I1 Alhambra Courthouse | 19-I1-D5010-200-ESD01 | MAIN ELECTRICAL PANEL | Zinsco | 26058-2 | NA | OM00030587 |  | GERERATOR ROOM | NA | NA | NA | NA | 480V | 300 | Electric | 3 | NA | NA | \Classifications\Building System Class\D50-Electrical SYS\D5010 - Elec Service & Dist\Electical Service and Distribution - ESD | 1013304
19-I1 | 19-I1 Alhambra Courthouse | 19-I1-D5010-110-MCC01 | Motor Control Center (Chiller Rm) | ZINSCO | SO.26058-13 | NA | OM00033035 |  | CHILLER ROOM | NA | NA | NA | NA | 480V | 225 | Electric | 3 | NA | NA | \Classifications\Building System Class\D50-Electrical SYS\D5010 - Elec Service & Dist\Chiller Room Electrical Panel - MCC | 1013305
19-I1 | 19-I1 Alhambra Courthouse | 19-I1-D5010-110-MCC02 | Motor Control Center (Boiler Rm) | ZINSCO | NA | NA | OM00033031 |  | BOILER ROOM | NA | NA | NA | NA | 480V | 250 | Electric | 3 | NA | NA | \Classifications\Building System Class\D50-Electrical SYS\D5010 - Elec Service & Dist\Chiller Room Electrical Panel - MCC | 1013306
19-I1 | 19-I1 Alhambra Courthouse | 19-I1-D5010-200-ESD06 | Switchboard (Chillers 1 & 2) | ZINSCO | 407709 | 26058-2 | OM00026854 | 0620600401 | SWITCH BOARD ROOM | NA | NA | NA | NA | 480V | 1000 | Electric | 3 | NA | NA | \Classifications\Building System Class\D50-Electrical SYS\D5010 - Elec Service & Dist\Electical Service and Distribution - ESD | 1013308
19-I1 | 19-I1 Alhambra Courthouse | 19-I1-D5036-200-CSY01 | CLOCK SYSTEM CSY | SIMPLEX | 6400-9001/J08553 | NA | OM00026885 |  | ENGINEER OFFICE | NA | NA | NA | NA | 110 | DNA | Electric | DNA | NA | NA | \Classifications\Building System Class\D50-Electrical SYS\D5030 - Comm & Security\Clock Systems - CSY | 1013309
19-I1 | 19-I1 Alhambra Courthouse | 19-I1-D5037-710-FAP01 | FIRE ALARM PANEL #1 (UPGRADED 2012) | HONEYWELL | NA | MS-9600LS | OM00036674 |  | SHOP OFFICE | NA | NA | NA | NA | 110 | 15 | Electric | 1 | NA | NA | \Classifications\Building System Class\D50-Electrical SYS\D5030 - Comm & Security\Fire Alarm Panel - FAP | 1013310
19-I1 | 19-I1 Alhambra Courthouse | 19-I1-D5092-250-EML94 | EXITS SIGNS -94- | NA | NA | NA | OM00026860 |  | ALL SHOP ENGINEER OFFICE. | NA | NA | NA | NA | 110V | NA | Electric | 1 | NA | NA | \Classifications\Building System Class\D50-Electrical SYS\D5090 - Elec SYS\Emergency And Exit Lighting - EML | 1013313
19-I1 | 19-I1 Alhambra Courthouse | 19-I1-G3010-210-PWT02 | EXTANSION TANK 2 | NA | NA | NA | OM00033033 |  | CHILLER ROOM | NA | NA | NA | NA | NA | NA | NA | NA | NA | NA | \Classifications\Building System Class\G30-Site Mechanical Utilities\G3010 - Water Supply\Potable Water Storage Tank - PWT | 1013314
19-I1 | 19-I1 Alhambra Courthouse | 19-I1-G3063-100-UST01 | FUEL STORAGE TANK (UNDERGROUND 1000 GALLONS) | XERXES | DNA | DNA | OM00026850 | DNA | GENERATOR ROOM | NA | NA | NA | NA | NA | NA | Diesel | NA | NA | NA | \Classifications\Building System Class\G30-Site Mechanical Utilities\G3060 - Fuel Distribution\Tank, Fuel Storage, Underground - UST | 1013315
19-I1 | 19-I1 Alhambra Courthouse | 19-I1-G2050-200-LSC01 | LAND SCAPING LSC | NA | NA | NA | OM00026859 |  | BASEMENT OFFICE. | NA | NA | NA | NA | NA | NA | NA | NA | NA | NA | \Classifications\Building System Class\G20-Other Systems\G2050 - Landscaping\Landscaping - LSC | 1013316
19-I1 | 19-I1 Alhambra Courthouse | 19-I1-G2049-300-HSC01 | HARD SCAPE | NA | NA | NA | OM00026857 |  | BASEMENT ENGINEER OFFICE. | NA | NA | NA | NA | NA | NA | NA | NA | NA | NA | \Classifications\Building System Class\G20-Other Systems\G2040 - Site Development\Hardscape - HSC | 1013317
19-I1 | 19-I1 Alhambra Courthouse | 19-I1-D3041-110-AHU03 | AIR HANDLER # 3 | Temtrol | 52899 | DHR51M | OM00026917 |  | AHU ROOM | Supply B87 (2); Return 5VX850 (2) | 24X24X2 (15) | NA | Supply 30; Return 15 | 240/480 (both) | Supply 69.0/35.0; Return 38.0/19.0 | Electric | 3 | NA | NA | \Classifications\Building System Class\D30-HVAC Systems\D3040 - Distribution SYS\Air Handling Unit - AHU | 1013332
19-I1 | 19-I1 Alhambra Courthouse | 19-I1-D3041-110-AHU04 | AIR HANDLER # 4 AHU4 | CARRIER | 724326171 | 396B1401TA10-F | OM00026916 |  | AHR-ROOM | BP150 (4) | 24X24X12 (15) | NA | 25 | 240/480 | 59/29.5 | Electric | 3 | NA | NA | \Classifications\Building System Class\D30-HVAC Systems\D3040 - Distribution SYS\Air Handling Unit - AHU | 1013333
19-I1 | 19-I1 Alhambra Courthouse | 19-I1-D3041-110-AHU02 | AIR HANDLER #2 | Carrier | 724326169 | 39CB1402TA10F | OM00026894 |  | M6 | B154 | 24X24X2 | NA | 25 | 240/480 | 64/32 | Electric | 3 | NA | NA | \Classifications\Building System Class\D30-HVAC Systems\D3040 - Distribution SYS\Air Handling Unit - AHU | 1013334
19-I1 | 19-I1 Alhambra Courthouse | 19-I1-D3041-110-AHU01 | AIR HANDLER # 1 | Carrier | 724326170 | 39CB140ITA10F | OM00026895 |  | TECH OFFICE. | B154 (4) | 24X24X2 (15) | NA | 25 | 240/480 | 64/32 | Electric | 3 | NA | NA | \Classifications\Building System Class\D30-HVAC Systems\D3040 - Distribution SYS\Air Handling Unit - AHU | 1013353
19-I1 | 19-I1 Alhambra Courthouse | 19-I1-D2023-100-BFP05 | BACK FLOW PREVENTER | Wilkins | 2798756 | 975XL- 1 1/2" | OM00026852 | OW0209916-FA0234849-BD0017078 | Roof- at the cooling tower. (LAPHD FORM REQUIRED) | NA | NA | NA | NA | NA | NA | NA | NA | NA | NA | \Classifications\Building System Class\D20-Plumbing\D2020 - Domestic Water\Backflow Preventer - BFP | 1016075
19-I1 | 19-I1 Alhambra Courthouse | 19-I1-D3042-220-EFN02 | FAN, EXHAUST GX-1 (BELT DRIVEN) | Exit Aire | NA | S-1223 | OM00035839 |  | SOUTH EAST OF ROOF TOP | 4L340 | NA | NA | 1/2 | 110 | 7.5 | ELECTRIC | 1 | NA | NA | \Classifications\Building System Class\D30-HVAC Systems\D3040 - Distribution SYS\Supply/Exhaust/Return fans- FAN | 1016181
19-I1 | 19-I1 Alhambra Courthouse | 19-I1-D3042-220-EFN03 | FAN, EXHAUST DX-1 (BELT DRIVEN) | Exit Aire | NA | S-1817 | OM00035840 |  | WEST OF THE ROOF | A42 (1) | NA | NA | 1/2 | 240/480 | 3.1/1.35 | ELECTRIC | 3 | NA | NA | \Classifications\Building System Class\D30-HVAC Systems\D3040 - Distribution SYS\Supply/Exhaust/Return fans- FAN | 1016182
19-I1 | 19-I1 Alhambra Courthouse | 19-I1-D3042-220-EFN04 | FAN, EXHAUST EF-2 (BELT DRIVEN) | US MOTORS | 156080-E22922 | SA55NXSFA-4865 | OM00035841 |  | NORTH SIDE OF THE ROOF | 4L310 (1) | NA | NA | 1/4 | 110 | 5.3 | ELECTRIC | 1 | NA | NA | \Classifications\Building System Class\D30-HVAC Systems\D3040 - Distribution SYS\Supply/Exhaust/Return fans- FAN | 1016183
19-I1 | 19-I1 Alhambra Courthouse | 19-I1-D3042-220-EFN05 | FAN, EXHAUST EF-1 (BELT DRIVEN) | US MOTORS | 156060-E22922 | SA55NXSFA-4865 | OM00035842 |  | SOUTH OF THE ROOF | 4L240 | NA | NA | 1/4 | 110 | 5.3 | ELECTRIC | 1 | NA | NA | \Classifications\Building System Class\D30-HVAC Systems\D3040 - Distribution SYS\Supply/Exhaust/Return fans- FAN | 1016192
19-I1 | 19-I1 Alhambra Courthouse | 19-I1-D3042-220-EFN06 | FAN, EXHAUST TX-4 (BELT DRIVEN) | LEESON | NA | C4T17DH3C | OM00035843 |  | WEST SIDE OF THE BUILDING | 4L240 | NA | NA | 1/2 | 480 | 2-2.2/1/1.1 | ELECTRIC | 3 | NA | NA | \Classifications\Building System Class\D30-HVAC Systems\D3040 - Distribution SYS\Supply/Exhaust/Return fans- FAN | 1016193
19-I1 | 19-I1 Alhambra Courthouse | 19-I1-D3042-220-EFN07 | FAN, EXHAUST GX-2 (BELT DRIVEN) | GE MOTORS (STRN: 4308) | OLJ260079 | 5KH39QNA0002BX | OM00035844 |  | WEST SIDE OF THE ROOF | 4608 | NA | NA | 1/3 | 110 | 5.6 | ELECTRIC | 1 | NA | NA | \Classifications\Building System Class\D30-HVAC Systems\D3040 - Distribution SYS\Supply/Exhaust/Return fans- FAN | 1016194
19-I1 | 19-I1 Alhambra Courthouse | 19-I1-D3042-220-EFN09 | FAN, EXHAUST TX-2 (BELT DRIVEN) | Exit Aire | NA | S-1816 | OM00035678 |  | SOUTH SIDE OF THE ROOF | A-42 | NA | NA | 1/2 | 480 | 1.0/1.8-2.0 | ELECTRIC | 3 | NA | NA | \Classifications\Building System Class\D30-HVAC Systems\D3040 - Distribution SYS\Supply/Exhaust/Return fans- FAN | 1016196
19-I1 | 19-I1 Alhambra Courthouse | 19-I1-D3042-220-EFN10 | FAN, EXHAUST TX-3 (BELT DRIVEN) | MARATHON (B208) | D135J190125 | MQD48S17D2109K | OM00035679 |  | SOUTH WEST ROOF | 4L350 | NA | NA | 1/2 | 110 | 7.5 | ELECTRIC | 1 | NA | NA | \Classifications\Building System Class\D30-HVAC Systems\D3040 - Distribution SYS\Supply/Exhaust/Return fans- FAN | 1016197
19-I1 | 19-I1 Alhambra Courthouse | 19-I1-D3041-110-AHU05 | AIR HANDLER UNIT #5 (BASEMENT FAN RM) | CARRIER | NA | NA | OM00026910 |  | BASEMENT EAST SIDE HALLWAY | B87 (3) | 24X24X2 (15) | NA | 3 | 240/480 | 9.3-9.0/4.5 | ELECTRIC | 3 | NA | NA | \Classifications\Building System Class\D30-HVAC Systems\D3040 - Distribution SYS\Air Handling Unit - AHU | 1016198
19-I1 | 19-I1 Alhambra Courthouse | 19-I1-C1020-110-FRD01 | FIRE DOOR #1 (1ST FL ELEVATOR LOBBY) | WARNOCK HERSEY | WHI-005013 & WHI-005018 |  | OM00035680 |  | 1ST FLOOR PUBLIC ELEVATORS LOBBY DOUBLE DOOR, NORTH SIDE | NA | NA | NA | NA | NA | NA | NA |  | NA | NA | \Classifications\Building System Class\C10-General Building Interior\C1020 - Fire Doors\Fire Doors - FRD | 1016199
19-I1 | 19-I1 Alhambra Courthouse | 19-I1-C1020-110-FRD02 | FIRE DOOR #2 (1ST FL ELEVATOR LOBBY) | WARNOCK HERSEY | WHI-005014 | NA | OM00035683 |  | 1ST FLOOR PUBLIC ELEVATORS LOBBY DOUBLE DOOR, NORTH SIDE | NA | NA | NA | NA | NA | NA | NA | NA | NA | NA | \Classifications\Building System Class\C10-General Building Interior\C1020 - Fire Doors\Fire Doors - FRD | 1016200
19-I1 | 19-I1 Alhambra Courthouse | 19-I1-C1020-110-FRD03 | FIRE DOOR #3 (4TH FL ELEVATOR LOBBY) | WARNOCK HERSEY | WHI-005016 & WHI-005012 | NA | OM00035684 |  | 4TH FLOOR PUBLIC ELEVATORS LOBBY DOUBLE DOOR, NORTH SIDE | NA | NA | NA | NA | NA | NA | NA | NA | NA | NA | \Classifications\Building System Class\C10-General Building Interior\C1020 - Fire Doors\Fire Doors - FRD | 1016201
19-I1 | 19-I1 Alhambra Courthouse | 19-I1-C1020-110-FRD04 | FIRE DOOR #4 (4TH FL ELEVATOR LOBBY) | WARNOCK HERSEY | WHI-005017 & WHI-005015 | NA | OM00035686 |  | 4TH FLOOR PUBLIC ELEVATORS LOBBY DOUBLE DOOR, NORTH SIDE | NA | NA | NA | NA | NA | NA | NA | NA | NA | NA | \Classifications\Building System Class\C10-General Building Interior\C1020 - Fire Doors\Fire Doors - FRD | 1016202
19-I1 | 19-I1 Alhambra Courthouse | 19-I1-C1020-110-FRD05 | Fire Door #5 (4th Floor Secured Hallway) | MESKER DOOR | 160177 | FACTORY MUTUAL (FM) | OM00035682 |  | 4TH FLOOR SECURE EMPLOYEE HALLWAY SOUTH | NA | NA | NA | NA | NA | NA | NA |  | NA | NA | \Classifications\Building System Class\C10-General Building Interior\C1020 - Fire Doors\Fire Doors - FRD | 1016203
19-I1 | 19-I1 Alhambra Courthouse | 19-I1-G2023-150-PEG01 | ARM GATE #1 (SW PARKING STRUCTURE) | FEDERAL APD | F-41581 | G-90 AUTO GATE/M4P17DJ5C | OM00035685 |  | SOUTHWEST PARKING STRUCTURE | NA | NA | NA | 1/3 | 110 | 12 | ELECTRIC | 1 | NA | NA | \Classifications\Building System Class\G20-Other Systems\G2020 - Parking Lots\Secured Parking Gate - PEG | 1016204
19-I1 | 19-I1 Alhambra Courthouse | 19-I1-D2023-310-HWP03 | Domestic Hot Water Circulating Pump (Boiler Rm) | Bell & Gossett | H21 | 185332LF | OM00036673 |  | BOILER ROOM IN BASEMENT NEXT TO TECHNICIANS OFFICE | NA | NA | NA | 1/2 | 110/240 | 8.8/4.2-4.4 | ELECTRIC | 1 | NA | NA | \Classifications\Building System Class\D20-Plumbing\D2020 - Domestic Water\Domestic Hot Water Circulating Pump - HWP | 1016224
19-I1 | 19-I1 Alhambra Courthouse | 19-I1-D3090-220-CMD02 | COMPRESSOR, AIR DRYER #2 | HANKISON | H15A1151108072 | HPR15 | OM00036675 |  | BASEMENT CHILLER ROOM MECHANICAL #1 | NA | NA | R-134a | NA | 110 | 2.63 | Electric | 1 |  |  | \Classifications\Building System Class\D30-HVAC Systems\D3090 - Other HVAC Systems and Equipment\Compressed Air Dryer - CMD | 1016230
19-I1 | 19-I1 Alhambra Courthouse | 19-I1-D2023-100-BFP06 | BACKFLOW PREVENTER (IRRIGATION) | WILKINS ZURN | L85822 | 375DA 4" | OM00035854 | OW0209916-FA0234849-BD0053813-L 85822 | ON THE WEST SIDE OF THE BUILDING BY THE FIRE DEPARTMENT CONNECTIONS (LAPHD FORM REQUIRED) | NA | NA | NA | NA | NA | NA | NA |  | NA | NA | \Classifications\Building System Class\D20-Plumbing\D2020 - Domestic Water\Backflow Preventer - BFP | 1016563
19-I1 | 19-I1 Alhambra Courthouse | 19-I1-D5011-240-TRN04 | TRANSFORMER 4 | Square D | 79T522C | DNA | OM00036592 |  | 3RD FLOOR ELECTRICAL ROOM | NA | NA | NA | NA | 480 | 54-125 | Electric | 3 | NA | NA | \Classifications\Building System Class\D50-Electrical SYS\D5010 - Elec Service & Dist\Transformer - TRN | 1016835
19-I1 | 19-I1 Alhambra Courthouse | 19-I1-D5011-240-TRN02 | TRANSFORMER 2 | ZINSCO | 2801795 | NA | OM00036591 |  | 2ND FLOOR ELECTRICAL ROOM | NA | NA | NA | NA | 480 | DNA | Electric | 3 | NA | NA | \Classifications\Building System Class\D50-Electrical SYS\D5010 - Elec Service & Dist\Transformer - TRN | 1016834
19-I1 | 19-I1 Alhambra Courthouse | 19-I1-D5011-240-TRN05 | TRANSFORMER 5 | ZINSCO | 2800830 | NA | OM00036593 |  | 4TH FLOOR ELECTRICAL ROOM | NA | NA | NA | NA | 480 | 54-125 | Electric | 3 | NA | NA | \Classifications\Building System Class\D50-Electrical SYS\D5010 - Elec Service & Dist\Transformer - TRN | 1016836
19-I1 | 19-I1 Alhambra Courthouse | 19-I1-D3055-260-WAC01 | AIR CONDITIONER, WINDOW (PARKING BOOTH) | KENMORE | 3850AR2981AD | 508.78053890 | OM00035856 |  | PARKING LOT ATTENDANT BOOTH | NA | NA | R-22 | NA | 110 | 5.2 | Electric | 1 | 5.100 | 9.0 | \Classifications\Building System Class\D30-HVAC Systems\D3050 - Package SYS\Window Air Conditioner- WAC | 1016837
19-I1 | 19-I1 Alhambra Courthouse | 19-I1-D5010-110-MCC03 | COOLING TOWER CONTROL CENTER | KCP INDUSTRIES INC | NA | E142801 | OM00036869 |  | MIDDLE OF ROOF BY ELEVATOR MECH ROOM | NA | NA | NA | NA | 480 | 35 | Electric | 3 | NA | NA | \Classifications\Building System Class\D50-Electrical SYS\D5010 - Elec Service & Dist\Chiller Room Electrical Panel - MCC | 1016838
19-I1 | 19-I1 Alhambra Courthouse | 19-I1-D3042-220-EFN11 | EXHAUST FAN TX-1 (BELT DRIVEN) (N SIDE ROOF) | MARATHON ELECTRIC (B206) | G13J120091 | MQHY8S17D2107FK | OM00036910 |  | NORTH SIDE OF ROOF | 4L-220 | NA | NA | .25 | 110 | 5.0 | Electric | 1 | NA | NA | \Classifications\Building System Class\D30-HVAC Systems\D3040 - Distribution SYS\Supply/Exhaust/Return fans- FAN | 1016877
19-I1 | 19-I1 Alhambra Courthouse | 19-I1-B2034-400-DOH03 | Overhead Rollup Door (Trash Dumpster) | Kinnear Rolling Doors | 27202B | DNA | OM00037968 |  | Trash Dumpster Room on Grounds | NA | NA | NA | NA | NA | NA | NA |  | NA | NA | \Classifications\Building System Class\B20-General Building Exterior\B2030 - Exterior Doors\Door,Overhead-Shutter,Manual,Elec,Roll-up - DOH | 1017426
19-I1 | 19-I1 Alhambra Courthouse | 19-I1-G3063-100-DFS01 | Diesel Leak Detection System (Rm B3) | Omnitec Mfg Co | 042099EL992525 | OEL8000 | OM00026851 | NA | Basement Generator Room B3 | NA | NA | NA | NA | DNA | DNA | ELECTRIC |  | NA | NA | \Classifications\Building System Class\G30-Site Mechanical Utilities\G3060 - Fuel Distribution\Diesel Fuel Leak Detection System - DFS | 1017425
19-I1 | 19-I1 Alhambra Courthouse | 19-I1-D3041-160-FDP01 | Fire Damper, Curtain (Chiller Room) | Terri-Air Balance Inc | A-485267 | NA | OM00037966 |  | Basement Chiller Room | NA | NA | NA | NA | NA | NA | NA | NA | NA | NA | \Classifications\Building System Class\D30-HVAC Systems\D3040 - Distribution SYS\Fire Dampers - FDP | 1017427
19-I1 | 19-I1 Alhambra Courthouse | 19-I1-D2030-410-PMS03 | Sewage Ejector Pump (Sump Pump Rm) | Aurora Pump | 72-9283-2 | KSS-SF | OM00037965 |  | Sump Pump Room Within Small Kitchen | NA | NA | NA | 1.5 | 240/480 | NA | ELECTRIC | 3 | NA | NA | \Classifications\Building System Class\D20-Plumbing\D2030 - Sani Waste\Sewage Ejector Pump - PMS | 1017429
19-I1 | 19-I1 Alhambra Courthouse | 19-I1-G3010-210-PWT01 | Potable Hot Water Storage Tank (Mech Rm #3) | Santa Fe Tank & Heater Co | 13986 | NA | OM00037958 |  | Mech Room #3 Left of ABM Office | NA | NA | NA | NA | NA | NA | NA |  | NA | NA | \Classifications\Building System Class\G30-Site Mechanical Utilities\G3010 - Water Supply\Potable Water Storage Tank - PWT | 1017430
19-I1 | 19-I1 Alhambra Courthouse | 19-I1-D5010-200-ESD02 | Electrical Switchboard (Room B3) | Zinsco | 407453 | 26058-5 | OM00037962 |  | Generator Room B3 | NA | NA | NA | NA | 240/480 | 400 | ELECTRIC | 3 | NA | NA | \Classifications\Building System Class\D50-Electrical SYS\D5010 - Elec Service & Dist\Electical Service and Distribution - ESD | 1017431
19-I1 | 19-I1 Alhambra Courthouse | 19-I1-D5010-200-ESD03 | Electrical Switchboard (Room B3) | Zinsco | 407712 | 26058-2 | OM00037960 |  | Generator Room B3 | NA | NA | NA | NA | 240-480 | 1000 | ELECTRIC | 3 | NA | NA | \Classifications\Building System Class\D50-Electrical SYS\D5010 - Elec Service & Dist\Electical Service and Distribution - ESD | 1017432
19-I1 | 19-I1 Alhambra Courthouse | 19-I1-D5010-200-ESD04 | Electrical Switchboard (Room B3) | Zinsco | 407710 | 26058-2 | OM00037959 |  | Generator Room B3 | NA | NA | NA | NA | 240/480 | 1000 | ELECTRIC | 3 | NA | NA | \Classifications\Building System Class\D50-Electrical SYS\D5010 - Elec Service & Dist\Electical Service and Distribution - ESD | 1017433
19-I1 | 19-I1 Alhambra Courthouse | 19-I1-D5010-200-ESD05 | Electrical Switchboard (Room B3) | Zinsco | 407711 | 26058-2 | OM00026853 |  | Generator Room B3 | NA | NA | NA | NA | 240/480 | 1000 | ELECTRIC | 3 | NA | NA | \Classifications\Building System Class\D50-Electrical SYS\D5010 - Elec Service & Dist\Electical Service and Distribution - ESD | 1017434
19-I1 | 19-I1 Alhambra Courthouse | 19-I1-D3090-114-CMP03 | Compressor, Control Air (Mech Rm #1) | Quincy | AU1306270055 | Quincy QT-5 / BMQT5VT739272 | OM00036181 | State ID# A008158-15 ¦(1364572) | Basement Mechanical Room #1 | BP60 (1) | 110377S100 / 110377E100 | NA | 5 | 230/480 | 13.2/6.6 | Electric | 3 | NA | NA | \Classifications\Building System Class\D30-HVAC Systems\D3090 - Other HVAC Systems and Equipment\Air Compressor - CMP | 1017652
19-I1 | 19-I1 Alhambra Courthouse | 19-I1-D2023-100-BFP08 | Backflow Preventer (Chiller Rm) | Wilkins | 3884652 | 975XL2 (3/4") | OM00036676 |  | Chiller Mech Room #1 | NA | NA | NA | NA | NA | NA | NA |  | NA | NA | \Classifications\Building System Class\D20-Plumbing\D2020 - Domestic Water\Backflow Preventer - BFP | 1018488
19-I1 | 19-I1 Alhambra Courthouse | 19-I1-D3090-114-CMP04 | Compressor CMP04 | Speed Aire | L6-26-2014-1865920-30 | 5Z7028 | OM00036182 | State ID# A008159-15 ¦(1865920) | DNA | NA | NA | NA | NA | DNA | DNA | DNA | DNA | NA | NA | \Classifications\Building System Class\D30-HVAC Systems\D3090 - Other HVAC Systems and Equipment\Air Compressor - CMP | 1018941
19-I1 | 19-I1 Alhambra Courthouse | 19-I1-D5010-110-MCC04 | Motor Control Center (Roof Air Handler Room) | ZINSCO | SO.26058-14 | NA | OM00036192 |  | Roof, Air Handler Room | NA | NA | NA | NA | 480 | 225 | Electric | 3 | NA | NA | \Classifications\Building System Class\D50-Electrical SYS\D5010 - Elec Service & Dist\Chiller Room Electrical Panel - MCC | 1019034
19-I1 | 19-I1 Alhambra Courthouse | 19-I1-D4013-200-PRE02 | Fire, Pre-Action System | Viking Corporation | W707025 | MOD.F-1 Deluge Valve | OM00036186 |  | Room 469 | NA | NA | NA | NA | 120 | 15 | Electric | 1 | NA | NA | \Classifications\Building System Class\D40-Fire Protection SYS\D4010 - Sprinkler SYS\Fire Systems, Preaction System - PRE | 1020395
19-I1 | 19-I1 Alhambra Courthouse | 19-I1-D2030-410-PMS04 | Pump, Ejector Sewage (Sump Rm Kitchen) | Tsurumi Pump B Series | NA | (TOS) 80B21.5 | OM00036185 |  | Sump Pump Room - Kitchen | NA | NA | NA | NA | 129 | 15 | Electric | 1 | NA | NA | \Classifications\Building System Class\D20-Plumbing\D2030 - Sani Waste\Sewage Ejector Pump - PMS | 1020396
19-I1 | 19-I1 Alhambra Courthouse | 19-I1-D5010-234-ATS04 | Auto Transfer Switch (Elevators) ATS03 | Generac Industrial Power | 3001384943 | BIC3C5X30400XSU | OM00036187 |  | Genrator Room | NA | NA | NA | NA | 120-480 | 400 | Electric | 3 | NA | NA | \Classifications\Building System Class\D50-Electrical SYS\D5010 - Elec Service & Dist\Automatic Transfer Switch - ATS | 1021699
19-I1 | 19-I1 Alhambra Courthouse | 19-I1-D5010-234-ATS03 | Auto Transfer Switch 1 | Generac Industrial Power | 3001384944 | BIC3C5X30200XSU | OM00036788 |  | Genrator Room | NA | NA | NA | NA | 120-480 | 400 | Electric | 3 | NA | NA | \Classifications\Building System Class\D50-Electrical SYS\D5010 - Elec Service & Dist\Automatic Transfer Switch - ATS | 1021700
19-I1 | 19-I1 Alhambra Courthouse | 19-I1-D5092-210-GEN02 | Generator Emergency (GEN02) | Generac Power Systems Inc. | 3001495968/0000275592 | SD200/SD0200KG178.7D18HPYY3 | OM00036189 |  | Electrical Room | NA | NA | NA |  | 277/480 | 300 | Diesel | 3 | NA | NA | \Classifications\Building System Class\D50-Electrical SYS\D5090 - Elec SYS\Emergency Generator - GEN | 1021714
19-J1 | 19-J1 Pasadena Courthouse | 19-J1-D5092-210-GEN01 | Emergency Standby Generator - GEN | Detroit Diesel | 2191 | DASE418200 | OM00015583 | Gen #G22969 | Basement, Mechanical room | 13A1600-9630 | NA | NA | 400 | 480 | 250 | Diesel | 3 | NA | NA | \Classifications\Building System Class\D50-Electrical SYS\D5090 - Elec SYS\Emergency Generator - GEN | 1011098
19-J1 | 19-J1 Pasadena Courthouse | 19-J1-D4010-150-FMS01 | System Extinguishing,Wet Pipe - SEW01 | Relibavle |  | MBABD-1 | OM00026415 |  | Basement, Mechanical room | NA | NA | NA | NA | NA | NA | Other | NA | NA | NA | \Classifications\Building System Class\D40-Fire Protection SYS\D4010 - Sprinkler SYS\Fire Systems, stand pipes - FMS | 1011099
19-J1 | 19-J1 Pasadena Courthouse | 19-J1-D3041-110-AHU02 | Air Handler Unit #1 (Room "i") | H.K. Porter Inc | M1X68 | M-25006 | OM00026432 |  | Basement, Mechanical room | C-136 (3) | 24X24X12 (18), 12X24X12 (6) | NA | 25 | 240/480 | 64/32 | Electric | 3 | NA | NA | \Classifications\Building System Class\D30-HVAC Systems\D3040 - Distribution SYS\Air Handling Unit - AHU | 1011101
19-J1 | 19-J1 Pasadena Courthouse | 19-J1-D3041-110-AHU16 | Air Handler Unit #6 (7th Floor Mech Rm) | H.K. Porter Inc | MIX63.6 | M-25006 | OM00026400 |  | Floor 7, Mechanical room | B-136 (3) | 20X20X8 (30) | NA | 25 | 240/480 | 60.6/30.3 | Electric | 3 | NA | NA | \Classifications\Building System Class\D30-HVAC Systems\D3040 - Distribution SYS\Air Handling Unit - AHU | 1011106
19-J1 | 19-J1 Pasadena Courthouse | 19-J1-D3041-110-AHU07 | Air Handler Unit #5 (7th Floor Mech Rm) | HK Porter | M1X63.6 | M-25006 | OM00026398 |  | Floor 7, Mechanical Room | C-136 (3) | 20X20X8 (30) | NA | 25 | 240/480 | 70/35 | Electric | 3 | NA | NA | \Classifications\Building System Class\D30-HVAC Systems\D3040 - Distribution SYS\Air Handling Unit - AHU | 1011108
19-J1 | 19-J1 Pasadena Courthouse | 19-J1-D4010-150-FMS02 | System Extinguishing,Wet Pipe - SEW02 | Grimes | 397ACF3 | B2 | OM00026427 |  | Sub Basement, West Wing | NA | NA | NA | NA | 480 | NA | NA | 3 | NA | NA | \Classifications\Building System Class\D40-Fire Protection SYS\D4010 - Sprinkler SYS\Fire Systems, stand pipes - FMS | 1011110
19-J1 | 19-J1 Pasadena Courthouse | 19-J1-D3041-230-RFN04 | Return Fan #4 (Room M404) | HK Porter |  | N2R | OM00026412 |  | 4th Floor Room M404 | B-158 (3) | NA | NA | 15 | 240-480 | 40/20 | Electric | 3 | NA | NA | \Classifications\Building System Class\D30-HVAC Systems\D3040 - Distribution SYS\Supply/Exhaust/Return fans- FAN | 1011112
19-J1 | 19-J1 Pasadena Courthouse | 19-J1-D3041-110-AHU10 | Air Handling Unit - AHU | Pace | 721823501 | B24/20AF_SI | OM00026436 |  | 3rd floor roof, West Wing | B-65 (4) | 24X24X8 Bag (10) | NA | 25 | 240/480 | 39.8/19.9 | Electric | 3 | NA | NA | \Classifications\Building System Class\D30-HVAC Systems\D3040 - Distribution SYS\Air Handling Unit - AHU | 1011113
19-J1 | 19-J1 Pasadena Courthouse | 19-J1-D3041-110-AHU11 | Air Handling Unit - AHU | B24/20AF_SI | 721823502 | B-24/20AF | OM00026435 |  | 3rd floor roof, West Wing | B-65 (4) | 24X24X8 Bag (10) | NA | 15 | 240/480 | 40/20 | Electric |  | NA | NA | \Classifications\Building System Class\D30-HVAC Systems\D3040 - Distribution SYS\Air Handling Unit - AHU | 1011114
19-J1 | 19-J1 Pasadena Courthouse | 19-J1-D3041-230-RFN01 | Return Fan (Serves AHU10 & AHU11) | H.K. Porter Inc | NA | NA | OM00026437 |  | 3rd floor roof, West Wing | A-110 (1) | NA | NA | 25 | 240/480 | 22/20 | Electric | DNA | NA | NA | \Classifications\Building System Class\D30-HVAC Systems\D3040 - Distribution SYS\Supply/Exhaust/Return fans- FAN | 1011115
19-J1 | 19-J1 Pasadena Courthouse | 19-J1-D4031-100-FEX72 | Fire Extinguisher - FEX | NA | NA | NA | OM00026467 |  | Floor 2, Shop | NA | NA | NA | NA | NA | NA | NA | NA | NA | NA | \Classifications\Building System Class\D40-Fire Protection SYS\D4030 - FIRE SPEC\Fire Extinguisher - FEX | 1011119
19-J1 | 19-J1 Pasadena Courthouse | 19-J1-B3010-100-RUF01 | ROOF | NA | NA | NA | OM00033434 |  | AT THE TOP OF THE BUILDING | NA | NA | NA | NA | NA | NA | NA | NA | NA | NA | \Classifications\Building System Class\B30-Roofing\B3010 - Roof Types\Roof - RUF | 1013942
19-J1 | 19-J1 Pasadena Courthouse | 19-J1-D1010-100-ELE01 | LIFT ELEVATOR ELECTRIC 1 | DOVER | 22481 | G250-4 | OM00026391 | State ID# 050384 | ELEVATOR ROOM | NA | NA | NA | 42.5 | 480 | 120 | Electric | 3 | NA | NA | \Classifications\Building System Class\D10-Conveyance Systems\D1010 - Elevator\Elevator,Electric,Pass/Freight - ELE | 1013943
19-J1 | 19-J1 Pasadena Courthouse | 19-J1-D1010-100-ELE02 | LIFT, ELEVATOR, ELECTRIC #2 | DOVER | 22482 | G250-4 | OM00026392 | State ID# 050385 | ELEVATOR ROOM | NA | NA | NA | 42.5 | 480 | 120 | Electric | 3 | NA | NA | \Classifications\Building System Class\D10-Conveyance Systems\D1010 - Elevator\Elevator,Electric,Pass/Freight - ELE | 1013944
19-J1 | 19-J1 Pasadena Courthouse | 19-J1-D1010-100-ELE03 | LIFT, ELEVATOR, ELECTRIC 3 | DOVER | 22483 | G250-4 | OM00026393 | State ID# 050386 | ELEVATOR ROOM | NA | NA | NA | 42.5 | 480 | 120 | Electric | 3 | NA | NA | \Classifications\Building System Class\D10-Conveyance Systems\D1010 - Elevator\Elevator,Electric,Pass/Freight - ELE | 1013945
19-J1 | 19-J1 Pasadena Courthouse | 19-J1-D1010-100-ELE04 | LIFT, ELEVATOR, ELECTRIC 4 | DOVER | 22484 | G250-4 | OM00026397 | State ID# 050464 | ELEVATOR ROOM | NA | NA | NA | 42.5 | 480 | 120 | Electric | 3 | NA | NA | \Classifications\Building System Class\D10-Conveyance Systems\D1010 - Elevator\Elevator,Electric,Pass/Freight - ELE | 1013946
19-J1 | 19-J1 Pasadena Courthouse | 19-J1-D1010-100-ELE05 | LIFT, ELEVATOR, ELECTRIC 5 - asset reactivated to issue Prelim Order then unavailable again 5.20.2019 | DOVER | 22485 | 61018-G | OM00026394 | State ID# 049904 | ELEVATOR ROOM | NA | NA | NA | 30 | 480 | 92 | Electric | 3 | NA | NA | \Classifications\Building System Class\D10-Conveyance Systems\D1010 - Elevator\Elevator,Electric,Pass/Freight - ELE | 1013947
19-J1 | 19-J1 Pasadena Courthouse | 19-J1-D1010-100-ELE06 | LIFT, ELEVATOR, ELECTRIC 6 | DOVER | 22486 | 62749-W | OM00026390 | State ID# 050466 | ELEVATOR ROOM | NA | NA | NA | 34.5 | 480 | 120 | Electric | 3 | NA | NA | \Classifications\Building System Class\D10-Conveyance Systems\D1010 - Elevator\Elevator,Electric,Pass/Freight - ELE | 1013948
19-J1 | 19-J1 Pasadena Courthouse | 19-J1-D1010-100-ELE07 | HYDRO ELEV WEST 7 | E.M. CO | E12485 | Apr-22 | OM00026453 | State ID# 030528 | NEAR ELEV. BASEMENT | 3V560 X4 | NA | NA | 20 | 240/480 | 49/24.5 | Electric | 3 | NA | NA | \Classifications\Building System Class\D10-Conveyance Systems\D1010 - Elevator\Elevator,Electric,Pass/Freight - ELE | 1013949
19-J1 | 19-J1 Pasadena Courthouse | 19-J1-D1010-100-ELE09 | HYDRO ELEVATOR 9 - Unavailable State ID# 50465 - Elevator is gutted, locked out, tagged out, non OP since we took over building | DOVER | NA | NA | OM00026455 | State ID# 50465 | MB-19 NEAR STAIRS 3 | NA | NA | NA | HP | DNA | DNA | Electric | DNA | NA | NA | \Classifications\Building System Class\D10-Conveyance Systems\D1010 - Elevator\Elevator,Hydraulic,Pass/Freight - ELE | 1013951
19-J1 | 19-J1 Pasadena Courthouse | 19-J1-D1092-120-PTS01 | PNEUMATIC TUBE SYSTEMS | NA | NA | NA | OM00033433 |  | THRU OUT THE BUILDING | NA | NA | NA | NA | NA | NA | NA | NA | NA | NA | \Classifications\Building System Class\D10-Conveyance Systems\D1090 - Other Conveyance Systems\Pneumatic Tube System -PTS | 1013952
19-J1 | 19-J1 Pasadena Courthouse | 19-J1-D2017-100-SHW01 | EYE WASH & EMERGENCY SHOWERS | Haws | T8R94H02 | 8300 | OM00033435 |  | Basement | NA | NA | NA | NA | NA | NA | NA | NA | NA | NA | \Classifications\Building System Class\D20-Plumbing\D2010 - Plumb Fix\Showers - SHW | 1013953
19-J1 | 19-J1 Pasadena Courthouse | 19-J1-D2022-100-HWE01 | HOT WATER DOMESTIC HEATER HWE01 | AMERICAN | 1104N000772 | STCE31119270 | OM00026430 |  | NEAR BOILERS | NA | NA | NA | NA | 480 | DNA | Electric | 3 | NA | NA | \Classifications\Building System Class\D20-Plumbing\D2020 - Domestic Water\Domestic Water Heater, Electric - HWE | 1013954
19-J1 | 19-J1 Pasadena Courthouse | 19-J1-D2022-100-HWE02 | DOMESTIC HOT WATER HEATER HWE02 | American Water Heater | 1104M000773 | STCE31119270 | OM00026429 |  | NEAR BOILERS | NA | NA | NA | NA | 480 | DNA | Electric | 3 | NA | NA | \Classifications\Building System Class\D20-Plumbing\D2020 - Domestic Water\Domestic Water Heater, Electric - HWE | 1013955
19-J1 | 19-J1 Pasadena Courthouse | 19-J1-D2022-100-HWE03 | WATER HEATER DOMESTIC, ELECTRIC HWE03 | A.O. SMITH | 118M001531 | DEN 40 110 | OM00002158 |  | FAN ROOM | NA | NA | NA | NA | 240 | DNA | Electric | 1 | NA | NA | \Classifications\Building System Class\D20-Plumbing\D2020 - Domestic Water\Domestic Water Heater, Electric - HWE | 1013956
19-J1 | 19-J1 Pasadena Courthouse | 19-J1-D2023-310-WBS01 | DOMESTIC BOOSTER PUMP | Paco Pump | RJ94D0412001 | 10-12707-130001-1681 | OM00026431 |  | BASEMENT | NA | NA | NA | 5 | 240/480 | 14.40-12.8/6.40 | Electric | 3 | NA | NA | \Classifications\Building System Class\D20-Plumbing\D2020 - Domestic Water\Domestic Water Booster System - WBS | 1013957
19-J1 | 19-J1 Pasadena Courthouse | 19-J1-D2040-100-PSU02 | SUMP PUMP PSU02 | NA | NA | NA | OM00026426 |  | NEAR CONTROL AIR COMP. | NA | NA | NA | NA | 120 | DNA | Electric | 1 | NA | NA | \Classifications\Building System Class\D20-Plumbing\D2040 - Rain Drain\Sump Pump - PSU | 1013959
19-J1 | 19-J1 Pasadena Courthouse | 19-J1-D3020-100-HET01 | DEAERATOR TANK # 1 | Advance Tank & MFG Co | 18195 | NA | OM00031006 |  | BOILER RM | NA | NA | NA | NA | NA | NA | NA | NA | NA | NA | \Classifications\Building System Class\D30-HVAC Systems\D3020 - Heat SYS\Heater Water Expansion Tank - HET | 1013960
19-J1 | 19-J1 Pasadena Courthouse | 19-J1-D3020-100-HET02 | DEAERATOR TANK # 2 | Advance Tank & MFG Co | 18196 | NA | OM00031007 |  | BOILER ROOM | NA | NA | NA | NA | NA | NA | NA | NA | NA | NA | \Classifications\Building System Class\D30-HVAC Systems\D3020 - Heat SYS\Heater Water Expansion Tank - HET | 1013961
19-J1 | 19-J1 Pasadena Courthouse | 19-J1-D3020-100-HET03 | Expansion Tank HET03 | Advance Tank & MFG Co | 18192 | NA | OM00030949 |  | AHU ROOM | NA | NA | NA | NA | NA | NA | NA | NA | NA | NA | \Classifications\Building System Class\D30-HVAC Systems\D3020 - Heat SYS\Heater Water Expansion Tank - HET | 1013962
19-J1 | 19-J1 Pasadena Courthouse | 19-J1-D3044-125-PHW01 | Boiler Hot Water Pump #2 | Weinman Pump | 11193599 | 316-200P148 | OM00026450 |  | NEAR BOILERS | NA | NA | NA | 20 | 240/480 | 50/25 | Electric | 3 | NA | NA | \Classifications\Building System Class\D30-HVAC Systems\D3040 - Distribution SYS\Hot Water Pump - PHW | 1013963
19-J1 | 19-J1 Pasadena Courthouse | 19-J1-D3044-125-PHW02 | BOILER HOT WATER PUMP 2 | Weinman Pump | 11193598 | 316-200P148 | OM00026451 |  | M10 | NA | NA | NA | 20 | 240/480 | 50/25 | Electric | 3 | NA | NA | \Classifications\Building System Class\D30-HVAC Systems\D3040 - Distribution SYS\Hot Water Pump - PHW | 1013964
19-J1 | 19-J1 Pasadena Courthouse | 19-J1-D3044-125-PHW03 | HOT WATER PUMP PHW03 | US Electric | NA | Unimount 125 | OM00026423 |  | NEAR CONTROL AIR COMP. | NA | NA | NA | 5 | 240-480 | 13.3-6.65 | Electric | 3 | NA | NA | \Classifications\Building System Class\D30-HVAC Systems\D3040 - Distribution SYS\Hot Water Pump - PHW | 1013965
19-J1 | 19-J1 Pasadena Courthouse | 19-J1-D3031-100-PCH01 | Condenser Water Pump #1 (Boiler Rm) | Peerless Pump | 9463375 | 5AE14 | OM00015587 |  | Boiler Room | NA | NA | NA | 60 | 240/480 | 150.8-75.4 | Electric | 3 | NA | NA | \Classifications\Building System Class\D30-HVAC Systems\D3030 - Cooling SYS\Chilled Water Pump - PCH | 1013967
19-J1 | 19-J1 Pasadena Courthouse | 19-J1-D3031-100-PCH02 | Chiller Water Pump #2 (Boiler Rm) | Peerless Pump | 9463376 | 5AE14 | OM00026417 |  | Boiler Room | NA | NA | NA | 50 | 240/480 | 128-114/57 | Electric | 3 | NA | NA | \Classifications\Building System Class\D30-HVAC Systems\D3030 - Cooling SYS\Chilled Water Pump - PCH | 1013968
19-J1 | 19-J1 Pasadena Courthouse | 19-J1-D3031-100-PCH03 | Condenser/Tower Water Pump #2 (Boiler Rm) | Peerless Pump | 2693456 | 5AE14 | OM00015588 |  | Boiler Room | NA | NA | NA | 60 | 240/480 | 150.8/75.4 | Electric | 3 | NA | NA | \Classifications\Building System Class\D30-HVAC Systems\D3030 - Cooling SYS\Chilled Water Pump - PCH | 1013969
19-J1 | 19-J1 Pasadena Courthouse | 19-J1-D3031-100-PCH04 | Chiller Water Pump #1 (Boiler Rm) | Peerless Pump | NA | 5AE14 | OM00026418 |  | MECH ROOM | NA | NA | NA | 50 | 240/480 | 128-64 | Electric | 3 | NA | NA | \Classifications\Building System Class\D30-HVAC Systems\D3030 - Cooling SYS\Chilled Water Pump - PCH | 1013970
19-J1 | 19-J1 Pasadena Courthouse | 19-J1-D3041-110-AHU13 | Air Handler Unit #2 (Room M-309) | H.K. Porter Inc | MIN57.7 | M-25006 | OM00002160 |  | FAN ROOM | C136 (3) | 20X20X2 (30) | NA | 25 | 240/480 | 7.0/3.5 | Electric | 3 | NA | NA | \Classifications\Building System Class\D30-HVAC Systems\D3040 - Distribution SYS\Air Handling Unit - AHU | 1013971
19-J1 | 19-J1 Pasadena Courthouse | 19-J1-D3041-110-AHU14 | Air Handler Unit #4 (Room M-309) | H.K. Porter Inc | MIN57.7 | M-25006 | OM00002157 |  | FAN ROOM | C-136 (3) | 20x20x2 (28) | NA | 25 | 240/480 | 60/30 | Electric | 3 | NA | NA | \Classifications\Building System Class\D30-HVAC Systems\D3040 - Distribution SYS\Air Handling Unit - AHU | 1013972
19-J1 | 19-J1 Pasadena Courthouse | 19-J1-D3041-110-AHU15 | Air Handler Unit #3 (Room M-309) | H.K. Porter Inc | MIV44.2 | M-25006 | OM00002159 |  | BEHIND PUBLIC ELEV | B-124 (3) | 20x20x8 (20) | NA | 15 | 240/480 | 37.4/18.7 | Electric | 3 | NA | NA | \Classifications\Building System Class\D30-HVAC Systems\D3040 - Distribution SYS\Air Handling Unit - AHU | 1013973
19-J1 | 19-J1 Pasadena Courthouse | 19-J1-D3042-220-EFN01 | Exhaust Fan #1 (Roof) (Belt Driven) | Size 31 | 58465 | B1 | OM00031003 |  | EXTERIOR W. WING | A-50 (1) | NA | NA | 3/4 | 240/480 | 3.2-3/1.5 | Electric | 3 | NA | NA | \Classifications\Building System Class\D30-HVAC Systems\D3040 - Distribution SYS\Supply/Exhaust/Return fans- FAN | 1013974
19-J1 | 19-J1 Pasadena Courthouse | 19-J1-D3042-220-EFN14 | Exhaust Fan #2 (Roof (Belt Driven) | PORTER | M-1729 | 27-M | OM00026421 |  | ROOF ELEV | A-13 (2) | NA | NA | 10 | 240/480 | 28.6-26.2/13.1 | Electric | 3 | NA | NA | \Classifications\Building System Class\D30-HVAC Systems\D3040 - Distribution SYS\Supply/Exhaust/Return fans- FAN | 1013976
19-J1 | 19-J1 Pasadena Courthouse | 19-J1-D3042-220-EFN03 | Exhaust Fan #3 (Roof) (Belt Driven) | PORTER | M1730 | 27-M | OM00026422 |  | NEAR ROOF ELEV | B-81 (2) | NA | NA | 10 | 240/480 | 28.6/13.3 | Electric | 3 | NA | NA | \Classifications\Building System Class\D30-HVAC Systems\D3040 - Distribution SYS\Supply/Exhaust/Return fans- FAN | 1013977
19-J1 | 19-J1 Pasadena Courthouse | 19-J1-D3042-220-EFN04 | Exhaust Fan #3 (Roof) (Belt Driven) | NA | 05120772 | 36Y666 | OM00030951 |  | NEXT TO ELEVATOR ROOM | AP24-4604 (1) | NA | NA | 1.75 | 240/480 | 3.4 | Electric | 3 | NA | NA | \Classifications\Building System Class\D30-HVAC Systems\D3040 - Distribution SYS\Supply/Exhaust/Return fans- FAN | 1013978
19-J1 | 19-J1 Pasadena Courthouse | 19-J1-D3042-220-EFN05 | Exhaust Fan #5 (Roof) (Belt Driven) | DAYTON | NA | 4HX83A | OM00030952 |  | ABOVE ELEV ROOM | 4L-210 (1) | NA | NA | 1/4 | 110/240 | 4.6/2.2-2.3 | NA | 1 | NA | NA | \Classifications\Building System Class\D30-HVAC Systems\D3040 - Distribution SYS\Supply/Exhaust/Return fans- FAN | 1013979
19-J1 | 19-J1 Pasadena Courthouse | 19-J1-D3042-220-EFN06 | Exhaust Fan #6 (Roof) (Belt Driven) | DAYTON | NA | 4HX83A | OM00030953 |  | ABOVE ELEV ROOM | 4L-210 (1) | NA | NA | 1/4 | 110/240 | 4.6/2.2-2.3 | Electric | 1 | NA | NA | \Classifications\Building System Class\D30-HVAC Systems\D3040 - Distribution SYS\Supply/Exhaust/Return fans- FAN | 1013980
19-J1 | 19-J1 Pasadena Courthouse | 19-J1-D3042-220-EFN07 | Exhaust Fan #7 (Roof) (Belt Driven) | DAYTON | NA | 4HX83A | OM00030954 |  | ABOVE ELEV RM. | 4L-210 (1) | NA | NA | 1/2 | 110/240 | 4.6/2.2-2.3 | Electric | 1 | NA | NA | \Classifications\Building System Class\D30-HVAC Systems\D3040 - Distribution SYS\Supply/Exhaust/Return fans- FAN | 1013981
19-J1 | 19-J1 Pasadena Courthouse | 19-J1-D3042-220-EFN08 | Exhaust Fan #8 (Roof) (Belt Driven) | DAYTON | NA | 4HX83A | OM00030955 |  | EBOVE ELEV RM. | 4L-210 (1) | NA | NA | 1/2 | 110/240 | 4.6/2.2-2.3 | Electric | 1 | NA | NA | \Classifications\Building System Class\D30-HVAC Systems\D3040 - Distribution SYS\Supply/Exhaust/Return fans- FAN | 1013982
19-J1 | 19-J1 Pasadena Courthouse | 19-J1-D3042-220-EFN09 | Exhaust Fan #9 (Roof) (Belt Driven) | Greenheck Fan | 186516 | LBE-10-4 | OM00030957 |  | ABOVE ELEV. ROOM | 3L-350 (1) | NA | NA | 1/4 | 110 | 5.1 | Electric | 1 | NA | NA | \Classifications\Building System Class\D30-HVAC Systems\D3040 - Distribution SYS\Supply/Exhaust/Return fans- FAN | 1013983
19-J1 | 19-J1 Pasadena Courthouse | 19-J1-D3042-220-EFN12 | Exhaust Fan (Roof) | DAVIDSON FAN | 58466 | Size 31 | OM00031004 |  | WEST WING | A50 | NA | NA | 3/4 | 240/480 | 3.2-3/1.5 | Electric | 3 | NA | NA | \Classifications\Building System Class\D30-HVAC Systems\D3040 - Distribution SYS\Supply/Exhaust/Return fans- FAN | 1013984
19-J1 | 19-J1 Pasadena Courthouse | 19-J1-D3042-220-EFN13 | Exhaust Fan #1 (Roof) (Belt Driven) | NA | NA | NA | OM00038950 |  | NEXT TO ELEVATOR | AX-51 (2) | NA | NA | 3 | 240/480 | 7.8 | Electric | 3 | NA | NA | \Classifications\Building System Class\D30-HVAC Systems\D3040 - Distribution SYS\Supply/Exhaust/Return fans- FAN | 1013985
19-J1 | 19-J1 Pasadena Courthouse | 19-J1-D3050-250-ACU01 | AIR CONDITIONING SPLIT SYSTEM | FUJITSU | DCN 100590 | A0U18CL | OM00031005 |  | Walk-In Gate to Secured Parking | NA | DNA | R-410A | 1 | 240 | 7.7 | Electric | 1 | NA | NA | \Classifications\Building System Class\D30-HVAC Systems\D3050 - Package SYS\Air Conditioning,Split System - ACU | 1013986
19-J1 | 19-J1 Pasadena Courthouse | 19-J1-D3090-114-CMP02 | Compressor Control Air #2 (Basement Rm M-1) | INGERSOLL RAND | 12140374 | 2475D5 | OM00015586 | State ID# A017823-03 | MECH ROOM | NA | NA | NA | 5 | 240 | 8 | Electric | 3 | NA | NA | \Classifications\Building System Class\D30-HVAC Systems\D3090 - Other HVAC Systems and Equipment\Air Compressor - CMP | 1013988
19-J1 | 19-J1 Pasadena Courthouse | 19-J1-D3090-220-CMD02 | COMPRESOR AIR DRY # 2 | Hankinson International | H025A1150007677 | HPRP25 | OM00026445 |  | MECH ROOM | NA | NA | R-134a | NA | 110 | 3.4 | Electric | 1 | NA | NA | \Classifications\Building System Class\D30-HVAC Systems\D3090 - Other HVAC Systems and Equipment\Compressed Air Dryer - CMD | 1013991
19-J1 | 19-J1 Pasadena Courthouse | 19-J1-D2023-100-BFP01 | BACKFLOW PREVENTER #1 (BOILER MAKEUP) | FEBCO | T-5712 | 825Y 1-1/2" | OM00026452 | OW0209916-FA0234852-BD0024894-MARCH | BEHIND DOMESTIC W.H., Boiler Room (LAPHD FORM REQUIRED) | NA | NA | NA | NA | NA | NA | NA | NA | NA | NA | \Classifications\Building System Class\D20-Plumbing\D2020 - Domestic Water\Backflow Preventer - BFP | 1013992
19-J1 | 19-J1 Pasadena Courthouse | 19-J1-D5010-200-ESD10 | Electrical, Main Switchgear (Room B-5) | WESTINGHOUSE | NA | NA | OM00031008 |  | MAIN ELECTRICAL ROOM | NA | NA | NA | NA | 120-480 | DNA | Electric | 3 | NA | NA | \Classifications\Building System Class\D50-Electrical SYS\D5010 - Elec Service & Dist\Electical Service and Distribution - ESD | 1013995
19-J1 | 19-J1 Pasadena Courthouse | 19-J1-D5010-234-ATS01 | Automatic Transfer Switch (Elevators Only) | ASCO | 94172X | 906177C | OM00026395 |  | Main Elevator Room | NA | NA | NA | NA | 480 | 800 | Electric | 3 | NA | NA | \Classifications\Building System Class\D50-Electrical SYS\D5010 - Elec Service & Dist\Automatic Transfer Switch - ATS | 1013996
19-J1 | 19-J1 Pasadena Courthouse | 19-J1-G3063-100-DAT01 | DAY TANK, FUEL STORAGE | NA | NA | NA | OM00026459 |  | MECHANICAL ROOM | NA | NA | NA | 2-Jan | 115 | 8.4 | Diesel | 1 | NA | NA | \Classifications\Building System Class\G30-Site Mechanical Utilities\G3060 - Fuel Distribution\Tank, Fuel Storage Day - DAT | 1014001
19-J1 | 19-J1 Pasadena Courthouse | 19-J1-G3063-100-UST01 | TANK, FUEL STORAGE, UNDERGROUND 600 GAL | NA | NA | NA | OM00026458 |  | NEXT TO SALLY PORT | NA | NA | NA | NA | NA | NA | Diesel | NA | NA | NA | \Classifications\Building System Class\G30-Site Mechanical Utilities\G3060 - Fuel Distribution\Tank, Fuel Storage, Underground - UST | 1014002
19-J1 | 19-J1 Pasadena Courthouse | 19-J1-G2050-200-LSC01 | LANDSCAPING | NA | NA | NA | OM00026466 |  | OUTSIDE OF BUILDING | NA | NA | NA | NA | NA | NA | NA | NA | NA | NA | \Classifications\Building System Class\G20-Other Systems\G2050 - Landscaping\Landscaping - LSC | 1014003
19-J1 | 19-J1 Pasadena Courthouse | 19-J1-D5092-250-ELT57 | LIGHTING, EXTERIOR (57) | NA | NA | NA | OM00026469 |  | EXTERIOR OF BUILDING | NA | NA | NA | NA | 277 | DNA | Electric | 1 | NA | NA | \Classifications\Building System Class\D50-Electrical SYS\D5090 - Elec SYS\Exterior Lighting - ELT | 1014004
19-J1 | 19-J1 Pasadena Courthouse | 19-J1-G2049-300-HSC01 | HARDSCAPE | NA | NA | NA | OM00026471 |  | OUTSIDE OF BUILDING | NA | NA | NA | NA | NA | NA | NA | NA | NA | NA | \Classifications\Building System Class\G20-Other Systems\G2040 - Site Development\Hardscape - HSC | 1014005
19-J1 | 19-J1 Pasadena Courthouse | 19-J1-D2023-100-BFP05 | Backflow Preventer - BFP05 | Febco | H02106 | 825-Y 1" | OM00026419 | OW0209916-FA0234858-BD0016173 - no notices since 2015 question into LAPHD to remove from list | Roof Behind Cooling Tower by Door Fan Room (LAPHD FORM REQUIRED) | NA | NA | NA | NA | NA | NA | NA |  | NA | NA | \Classifications\Building System Class\D20-Plumbing\D2020 - Domestic Water\Backflow Preventer - BFP | 1015904
19-J1 | 19-J1 Pasadena Courthouse | 19-J1-D2023-100-BFP02 | Backflow Preventer, Irrigation BFP01 | Wilkins | 3030165 | 975XL 2" | OM00026413 | OW0209916-FA0234826-BD0029728 | 199 N Garfield Blvd - Parking Structure, Irrigation Backflow West Side (LAPHD FORM REQUIRED) | NA | NA | NA | NA | NA | NA | NA | NA | NA | NA | \Classifications\Building System Class\D20-Plumbing\D2020 - Domestic Water\Backflow Preventer - BFP | 1015905
19-J1 | 19-J1 Pasadena Courthouse | 19-J1-D4095-230-HBL01 | VENT HOOD (WET CHEMICAL SUPPRESSION) | ANSUL | S294547 | R-102 | OM00035604 |  | 3RD FLOOR CAFETERIA | NA | NA | NA | NA | DNA | DNA | Electric | DNA |  | NA | \Classifications\Building System Class\D40-Fire Protection SYS\D4090 - Other Fire Protection Systems\Hood and Blower - HBL | 1016051
19-J1 | 19-J1 Pasadena Courthouse | 19-J1-D5092-250-EML132 | LIGHTING, EMERGENCY (35) & EXIT (97) | NA | NA | NA | OM00026470 |  | THROUGHOUT ENTIRE BUILDING | NA | NA | NA | NA | DNA | DNA | Electric | 1 |  |  | \Classifications\Building System Class\D50-Electrical SYS\D5090 - Elec SYS\Emergency And Exit Lighting - EML | 1016229
19-J1 | 19-J1 Pasadena Courthouse | 19-J1-B2010-100-CTY01 | Building | NA | NA | NA | OM00037889 | [12 empty] | \Classifications\Building System Class\B20-General Building Exterior\B2010 - Exterior Walls\Building - BLD | 1016545
19-J1 | 19-J1 Pasadena Courthouse | 19-J1-G3063-100-DFS02 | DIESEL FUEL LEAK DETECTION SYSTEM | VEEDER-ROOT | N05225387408001 | TLS-300C | OM00035855 |  | BASEMENT MECH ROOM | NA | NA | NA | NA | 110 | 2 max | Electric | 1 | NA | NA | \Classifications\Building System Class\G30-Site Mechanical Utilities\G3060 - Fuel Distribution\Diesel Fuel Leak Detection System - DFS | 1016605
19-J1 | 19-J1 Pasadena Courthouse | 19-J1-D5010-234-ATS02 | Automatic Transfer Switch (Generator Rm) | ASCO | 151124689-10-1 | 906175C | OM00036148 |  | Basement Generator Room | NA | NA | NA | NA | 400 DC | 300 | ELECTRIC | DNA | NA | NA | \Classifications\Building System Class\D50-Electrical SYS\D5010 - Elec Service & Dist\Automatic Transfer Switch - ATS | 1017328
19-J1 | 19-J1 Pasadena Courthouse | 19-J1-G3060-320-DFP01 | Diesel Fuel Transfer Pump (Manual & Electric) | Dayton | A6997 | 5K987 | OM00036149 |  | Emergency Generator Room B | NA | NA | NA | 1/2 | 110/240 | 8.4/4.2 | ELECTRIC |  | NA | NA | \Classifications\Building System Class\G30-Site Mechanical Utilities\G3060 - Fuel Distribution\Pump, Fuel, Diesel Fuel Transfer Pump - DFP | 1017330
19-J1 | 19-J1 Pasadena Courthouse | 19-J1-D5036-200-CSY01 | Clock Systems, Master (By Chiller Room) | Midwest Time Control Inc | NA | MTC 600 | OM00040515 |  | Basement Room A Next to Chiller Room | NA | NA | NA | NA | 110 | 3 | ELECTRIC | 1 | NA | NA | \Classifications\Building System Class\D50-Electrical SYS\D5030 - Comm & Security\Clock Systems - CSY | 1017329
19-J1 | 19-J1 Pasadena Courthouse | 19-J1-B2034-400-DOH01 | Door, Overhead Rollup (East Sally Port) | Lift Master | 1910N3837 | GH7543ME79930 | OM00040513 |  | Sally Port East Side | NA | NA | NA | 3/4 | 240/480 | 3.0/1.5 | ELECTRIC | 3 | NA | NA | \Classifications\Building System Class\B20-General Building Exterior\B2030 - Exterior Doors\Door,Overhead-Shutter,Manual,Elec,Roll-up - DOH | 1017331
19-J1 | 19-J1 Pasadena Courthouse | 19-J1-B2034-400-DOH02 | Door, Overhead Rollup (West Sally Port) | Porvene Doors Inc | NA | Quiet Glide 500 Rolling Grille | OM00040512 |  | Sally Port West Side | NA | NA | NA | 1/2 | 240/480 | 2.4/1.2 | ELECTRIC | 3 | NA | NA | \Classifications\Building System Class\B20-General Building Exterior\B2030 - Exterior Doors\Door,Overhead-Shutter,Manual,Elec,Roll-up - DOH | 1017332
19-J1 | 19-J1 Pasadena Courthouse | 19-J1-B2033-120-DOR02 | Door, Automatic (Sliding) (Secure Parking Area) | Elite Access Systems Inc | U062900597 | SL-300-UL | OM00040509 |  | Secured Parking Area Behind Courthouse | 4L220/FAP 0360 & Chain | NA | NA | 1/2 | 110 | 4 | ELECTRIC | 1 | NA | NA | \Classifications\Building System Class\B20-General Building Exterior\B2030 - Exterior Doors\Door,Automatic-Sliding,Revolving - DOR | 1017334
19-J1 | 19-J1 Pasadena Courthouse | 19-J1-D3042-220-EFN15 | Exhaust Fan #7 (Generator Room "B") (Belt) | Porter | M1732 | F636J | OM00040514 |  | Basement Generator Room "B" | 5L-500 (2) | NA | NA | 3 | 240/480 | 4-3 | ELECTRIC | 3 | NA | NA | \Classifications\Building System Class\D30-HVAC Systems\D3040 - Distribution SYS\Supply/Exhaust/Return fans- FAN | 1017335
19-J1 | 19-J1 Pasadena Courthouse | 19-J1-B2033-120-DOR01 | Door, Automatic (Sliding) (Exit Secure Parking Area) | Elite Access Systems Inc | U0629005914 | SL-300-UL | OM00040511 |  | Secure Parking Area Exit Gate | 4L220/FAP 0360 & Chain | NA | NA | 1/2 | 110 | 4 | ELECTRIC | 1 | NA | NA | \Classifications\Building System Class\B20-General Building Exterior\B2030 - Exterior Doors\Door,Automatic-Sliding,Revolving - DOR | 1017333
19-J1 | 19-J1 Pasadena Courthouse | 19-J1-D3042-220-EFN16 | Exhaust Fan (Above Trash Room) (Direct Drive) | Aladdin Air MFG | 53866 | SA_RV | OM00040519 |  | 1st Floor Roof Above Trash Room | NA | NA | NA | 1/6 | 110 | 4 | ELECTRIC | 1 | NA | NA | \Classifications\Building System Class\D30-HVAC Systems\D3040 - Distribution SYS\Supply/Exhaust/Return fans- FAN | 1017336
19-J1 | 19-J1 Pasadena Courthouse | 19-J1-D3042-220-EFN17 | Exhaust Fan (LunchStop Caf￩) (Direct Drive) | Dayton | 1533001 | 4C007C | OM00040517 |  | 3rd Floor Lunch Stop Caf￩ Above Door | NA | NA | NA | 1/20 | 110 | 2.2 | ELECTRIC | 1 | NA | NA | \Classifications\Building System Class\D30-HVAC Systems\D3040 - Distribution SYS\Supply/Exhaust/Return fans- FAN | 1017337
19-J1 | 19-J1 Pasadena Courthouse | 19-J1-D3040-120-FCU01 | Fan Coil Unit (Outside Rm SB2) | Drayer-Hanson Ince | 9209 | HRC 186 | OM00036153 |  | Storage Area Outside of SB2 | NA | NA | NA | NA | NA | DNA | ELECTRIC | DNA | NA | NA | \Classifications\Building System Class\D30-HVAC Systems\D3040 - Distribution SYS\Fan Coil Unit - FCU | 1017338
19-J1 | 19-J1 Pasadena Courthouse | 19-J1-D4022-210-FSG01 | Fire Electric Pump (Boiler Room) | Magnetek | 627B560G10 | ABDP | OM00026434 |  | Basement Boiler Room | NA | NA | NA | 7.5 | 240-480 | 20-10 | ELECTRIC | 3 | NA | NA | \Classifications\Building System Class\D40-Fire Protection SYS\D4020 - Stand Pipe\Pump,Fire,Electric Motor Driven - FSG | 1017339
19-J1 | 19-J1 Pasadena Courthouse | 19-J1-D2030-410-PMS03 | Pump, Sewage Ejector (Basement by Chiller Rm) | Square D | NA | Form C | OM00036146 |  | Basement by Chiller Room "C" | NA | NA | NA | 0.5 | 220 | DNA | ELECTRIC | DNA | NA | NA | \Classifications\Building System Class\D20-Plumbing\D2030 - Sani Waste\Sewage Ejector Pump - PMS | 1017340
19-J1 | 19-J1 Pasadena Courthouse | 19-J1-D2030-410-PMS04 | Pump, Sewage Ejector (Boiler Room) | NA | NA | NA | OM00036595 |  | Basement Boiler Room | NA | NA | NA | DNA | DNA | DNA | ELECTRIC | DNA | NA | NA | \Classifications\Building System Class\D20-Plumbing\D2030 - Sani Waste\Sewage Ejector Pump - PMS | 1017341
19-J1 | 19-J1 Pasadena Courthouse | 19-J1-D2040-100-PSU03 | Pump, Sump (Boiler Room) | Square D | NA | Form C | OM00036145 |  | Basement Boiler Room | NA | NA | NA | 0.5 | 220 | DNA | ELECTRIC | DNA | NA | NA | \Classifications\Building System Class\D20-Plumbing\D2040 - Rain Drain\Sump Pump - PSU | 1017342
19-J1 | 19-J1 Pasadena Courthouse | 19-J1-D2040-100-PSU04 | Pump, Sump (Storage Rm "E") | DNA | DNA | DNA | OM00036147 |  | Basement Storage Room "E" | NA | NA | NA | DNA | DNA | DNA | ELECTRIC |  | NA | NA | \Classifications\Building System Class\D20-Plumbing\D2040 - Rain Drain\Sump Pump - PSU | 1017343
19-J1 | 19-J1 Pasadena Courthouse | 19-J1-D2040-100-PSU05 | Pump, Sump (Storage Rm "E") | Square | E17G3-468 | Form C | OM00015580 |  | Basement Storage Room "E" | NA | NA | NA | 1/2 HP | 220 | DNA | ELECTRIC | DNA | NA | NA | \Classifications\Building System Class\D20-Plumbing\D2040 - Rain Drain\Sump Pump - PSU | 1017344
19-J1 | 19-J1 Pasadena Courthouse | 19-J1-D2040-100-PSU06 | Pump, Sump (Behind Courthouse Near A/C) | Liberty Pumps | B3646919 | 257-2 | OM00040510 |  | Behind Courthouse at Bottom of Stairs Next to Split A/C | NA | NA | NA | 1/3 | 110 | 5.2 | ELECTRIC | 1 | NA | NA | \Classifications\Building System Class\D20-Plumbing\D2040 - Rain Drain\Sump Pump - PSU | 1017345
19-J1 | 19-J1 Pasadena Courthouse | 19-J1-G3010-210-PWT01 | Potable Water Storage Tank (Boiler Room) | John Wood Co | 09126 | 11385 | OM00036600 |  | Basement Boiler Room | NA | NA | NA | NA | NA | NA | NA |  | NA | NA | \Classifications\Building System Class\G30-Site Mechanical Utilities\G3010 - Water Supply\Potable Water Storage Tank - PWT | 1017346
19-J1 | 19-J1 Pasadena Courthouse | 19-J1-D3041-210-SFN01 | Supply Fan (Chiller Room) (Belt Driven) | Marathon | 450157329-1205028 | N-1G | OM00026460 |  | Basement Chiller Room | B-90 (1) | 20x20x8 (12) | NA | 3 | 240/480 | 8.1-7.8/3.9 | ELECTRIC | 3 | NA | NA | \Classifications\Building System Class\D30-HVAC Systems\D3040 - Distribution SYS\Supply/Exhaust/Return fans- FAN | 1017347
19-J1 | 19-J1 Pasadena Courthouse | 19-J1-D5011-240-TRN01 | Electrical Transformer, Main (Room B-5) | Westinghouse | 940771 | 1000TCH22GE | OM00026441 |  | Basement Chiller Room | NA | NA | NA | NA | 4160 | DNA | Electric | 3 | NA | NA | \Classifications\Building System Class\D50-Electrical SYS\D5010 - Elec Service & Dist\Transformer - TRN | 1017348
19-J1 | 19-J1 Pasadena Courthouse | 19-J1-D2023-310-WBS02 | Domestic Water Booster Pump (Boiler Rm) | Paco Pump | RJ94D0412001B | 9000 | OM00036598 |  | Basement Boiler Room | NA | NA | NA | 7.5 | 240/480 | 21.4-19.4/9.7 | ELECTRIC | 3 | NA | NA | \Classifications\Building System Class\D20-Plumbing\D2020 - Domestic Water\Domestic Water Booster System - WBS | 1017349
19-J1 | 19-J1 Pasadena Courthouse | 19-J1-D2023-310-WBS03 | Domestic Water Booster Pump (Boiler Rm) | Paco Pump | RJ94D0412001A | 9000 | OM00036599 |  | Basement Boiler Room | NA | NA | NA | 7.5 | 240/480 | 19-18/9 | ELECTRIC | 3 | NA | NA | \Classifications\Building System Class\D20-Plumbing\D2020 - Domestic Water\Domestic Water Booster System - WBS | 1017350
19-J1 | 19-J1 Pasadena Courthouse | 19-J1-D2023-310-WBS04 | Domestic Water Booster Pump (Room 603) | NA | NA | NA | OM00040534 |  | 6th Floor Room 603 Secured Hallway | NA | NA | NA | 1/3 | 240/480 | 1.4/0.70 | ELECTRIC | 3 | NA | NA | \Classifications\Building System Class\D20-Plumbing\D2020 - Domestic Water\Domestic Water Booster System - WBS | 1017351
19-J1 | 19-J1 Pasadena Courthouse | 19-J1-D5010-110-MCC01 | Motor Control Center (Chiller Rm) | Westinghouse | NA | NA | OM00036151 |  | Basement Chiller Room | NA | NA | NA | NA | 480 | 600 | ELECTRIC | 3 | NA | NA | \Classifications\Building System Class\D50-Electrical SYS\D5010 - Elec Service & Dist\Chiller Room Electrical Panel - MCC | 1017353
19-J1 | 19-J1 Pasadena Courthouse | 19-J1-D5010-110-MCC02 | Motor Control Center (Fan Room M309) | Westinghouse | NA | NA | OM00036156 |  | 3rd Floor Fan Room M309 | NA | NA | NA | NA | 480 | DNA | ELECTRIC | 3 | NA | NA | \Classifications\Building System Class\D50-Electrical SYS\D5010 - Elec Service & Dist\Chiller Room Electrical Panel - MCC | 1017354
19-J1 | 19-J1 Pasadena Courthouse | 19-J1-D5010-110-MCC03 | Motor Control Center (7th Floor Fan Room) | Westinghouse | NA | NA | OM00036133 |  | 7th Floor Penthouse Fan Room | NA | NA | NA | NA | 480 | 600 | ELECTRIC | 3 | NA | NA | \Classifications\Building System Class\D50-Electrical SYS\D5010 - Elec Service & Dist\Chiller Room Electrical Panel - MCC | 1017355
19-J1 | 19-J1 Pasadena Courthouse | 19-J1-D5010-110-MCC04 | Motor Control Center (Roof at Top Stairs) | Zinsco | 35508 | NA | OM00040518 |  | Roof at the Top of the Stairs | NA | NA | NA | NA | 480 | 200 | ELECTRIC | 3 | NA | NA | \Classifications\Building System Class\D50-Electrical SYS\D5010 - Elec Service & Dist\Chiller Room Electrical Panel - MCC | 1017356
19-J1 | 19-J1 Pasadena Courthouse | 19-J1-D5010-110-MCC05 | Motor Control Center (Room B-5) | Westinghouse | 255506 | LA48231IT9 | OM00040388 |  | Basement Electrical Room B5 | NA | NA | NA | NA | 480 | DNA | ELECTRIC | 3 | NA | NA | \Classifications\Building System Class\D50-Electrical SYS\D5010 - Elec Service & Dist\Chiller Room Electrical Panel - MCC | 1017357
19-J1 | 19-J1 Pasadena Courthouse | 19-J1-D5010-200-ESD01 | Electrical, Main Switchgear (Room SB-1) | Sierra | 7886-1 | 225TH124GD | OM00026407 |  | Basement Main Electrical Room SB-1 | NA | NA | NA | NA | 4160 | DNA | ELECTRIC | 3 | NA | NA | \Classifications\Building System Class\D50-Electrical SYS\D5010 - Elec Service & Dist\Electical Service and Distribution - ESD | 1017358
19-J1 | 19-J1 Pasadena Courthouse | 19-J1-D5010-200-ESD11 | Electrical, Main Switchgear (Room SB-1) | Sierra | 10201-1 | 225TH24GA | OM00026428 |  | Basement Main Electrical Room SB-1 | NA | NA | NA | NA | 4160 | DNA | ELECTRIC | 3 | NA | NA | \Classifications\Building System Class\D50-Electrical SYS\D5010 - Elec Service & Dist\Electical Service and Distribution - ESD | 1017359
19-J1 | 19-J1 Pasadena Courthouse | 19-J1-D5010-200-ESD03 | Electrical, Main Switchgear (Room B-5) | Westinghouse | NA | LBF1 | OM00026443 |  | Basement Electrical Room B-5 | NA | NA | NA | NA | 600 | 600 | ELECTRIC | DNA | NA | NA | \Classifications\Building System Class\D50-Electrical SYS\D5010 - Elec Service & Dist\Electical Service and Distribution - ESD | 1017360
19-J1 | 19-J1 Pasadena Courthouse | 19-J1-D5010-200-ESD04 | Electrical, Main Switchgear (Room B-5) | Westinghouse | NA | LBF1 | OM00026444 |  | Basement Electrical Room B-5 | NA | NA | NA | NA | 600 | 600 | ELECTRIC | NA | NA | NA | \Classifications\Building System Class\D50-Electrical SYS\D5010 - Elec Service & Dist\Electical Service and Distribution - ESD | 1017361
19-J1 | 19-J1 Pasadena Courthouse | 19-J1-D5010-200-ESD05 | Electrical, Main Switchgear (Room B-5) | Westinghouse | DNA | LBF1 | OM00026442 |  | Basement Electrical Room B-5 | NA | NA | NA | NA | 600 | 600 | ELECTRIC | DNA | NA | NA | \Classifications\Building System Class\D50-Electrical SYS\D5010 - Elec Service & Dist\Electical Service and Distribution - ESD | 1017362
19-J1 | 19-J1 Pasadena Courthouse | 19-J1-D5010-200-ESD06 | Electrical, Main Switchgear (Room 307) | Westinghouse | NA | LBF1 | OM00026411 |  | 3rd Floor Electrical Room 307 | NA | NA | NA | NA | 150 | 600 | ELECTRIC | DNA | NA | NA | \Classifications\Building System Class\D50-Electrical SYS\D5010 - Elec Service & Dist\Electical Service and Distribution - ESD | 1017363
19-J1 | 19-J1 Pasadena Courthouse | 19-J1-D5010-200-ESD07 | Electrical, Main Switchgear (Room 307) | Westinghouse | NA | LBF1 | OM00026410 |  | 3rd Floor Electrical Room 307 | NA | NA | NA | NA | 225 | 600 | ELECTRIC | DNA | NA | NA | \Classifications\Building System Class\D50-Electrical SYS\D5010 - Elec Service & Dist\Electical Service and Distribution - ESD | 1017364
19-J1 | 19-J1 Pasadena Courthouse | 19-J1-D5010-200-ESD08 | Electrical, Main Switchgear (Room 504) | Westinghouse | NA | LBF1 | OM00026406 |  | 5th Floor Electrical Room 504 | NA | NA | NA | NA | 112 1/2 | 600 | ELECTRIC | DNA | NA | NA | \Classifications\Building System Class\D50-Electrical SYS\D5010 - Elec Service & Dist\Electical Service and Distribution - ESD | 1017365
19-J1 | 19-J1 Pasadena Courthouse | 19-J1-D5010-200-ESD09 | Electrical, Main Switchgear (Room 504) | Westinghouse | NA | LBF1 | OM00026405 |  | 5th Floor Electrical Room 504 | NA | NA | NA | NA | 300 | 600 | ELECTRIC | DNA | NA | NA | \Classifications\Building System Class\D50-Electrical SYS\D5010 - Elec Service & Dist\Electical Service and Distribution - ESD | 1017366
19-J1 | 19-J1 Pasadena Courthouse | 19-J1-D5010-200-ESD02 | Electrical Main Panel (Room B-5) | Westinghouse | 255629 | LA48231IT11 | OM00040533 |  | Basement Electrical Room B-5 | NA | NA | NA | NA | 600 | DNA | ELECTRIC | DNA | NA | NA | \Classifications\Building System Class\D50-Electrical SYS\D5010 - Elec Service & Dist\Electical Service and Distribution - ESD | 1017367
19-J1 | 19-J1 Pasadena Courthouse | 19-J1-D3090-220-CMD03 | Compressor Air Dryer #1 (Room SB-2) | Hankinson | H510A1151104101 | HPR5-10 | OM00036155 |  | Sub Basement Room South Wing By Gym | NA | NA | R-134a | NA | 110 | DNA | ELECTRIC | 1 | NA | NA | \Classifications\Building System Class\D30-HVAC Systems\D3090 - Other HVAC Systems and Equipment\Compressed Air Dryer - CMD | 1017487
19-J1 | 19-J1 Pasadena Courthouse | 19-J1-D3090-114-CMP04 | Compressor Control Air #1 (Room SB-2) | US Falcon | F34497-950 | VA65 | OM00036154 | State ID# A008157-15 | Sub Basement Room South Wing By Gym | Super Grip Belt Code #4811 (1) | NA | NA | 1 | 240/480 | 3.10/1.5 | ELECTRIC | 1 | NA | NA | \Classifications\Building System Class\D30-HVAC Systems\D3090 - Other HVAC Systems and Equipment\Air Compressor - CMP | 1017488
19-J1 | 19-J1 Pasadena Courthouse | 19-J1-D2023-100-BFP06 | Backflow Preventer (Room B-21) (4" Fire Sprinkler) | Watt Regulator | 163287 | 709 | OM00036150 |  | Basement Fire Sprinkler Room B-21 | NA | NA | NA | NA | NA | NA | NA |  | NA | NA | \Classifications\Building System Class\D20-Plumbing\D2020 - Domestic Water\Backflow Preventer - BFP | 1017492
19-J1 | 19-J1 Pasadena Courthouse | 19-J1-D3021-130-BLR04 | Boiler #1 | LOCHINVAR | E1400263236 | CHN2072 | OM00041052 | A/N 568350 | Basement Room M10 | NA | 12x12 | NA | NA | NA | DNA | Natural gas | DNA | 1,999,999 | 1,760,000 | \Classifications\Building System Class\D30-HVAC Systems\D3020 - Heat SYS\Boiler,Hot Water,Oil/Gas/Comb. - BLR | 1018018
19-J1 | 19-J1 Pasadena Courthouse | 19-J1-D3021-130-BLR05 | Boiler #2 | LOCHINVAR | E1400263237 | CHN2072 | OM00041054 | A/N 568351 | Basement Room M10 | NA | 12x12 | NA | NA | NA | DNA | Natural gas | DNA | 1,999,999 | 1,760,000 | \Classifications\Building System Class\D30-HVAC Systems\D3020 - Heat SYS\Boiler,Hot Water,Oil/Gas/Comb. - BLR | 1018019
19-J1 | 19-J1 Pasadena Courthouse | 19-J1-D3021-130-BLR06 | Boiler #3 | LOCHINVAR | E1400263238 | CHN2072 | OM00041053 | A/N 568352 | Basement Room M10 | NA | 12x12 | NA | NA | NA | DNA | Natural gas | DNA | 1,999,999 | 1,760,000 | \Classifications\Building System Class\D30-HVAC Systems\D3020 - Heat SYS\Boiler,Hot Water,Oil/Gas/Comb. - BLR | 1018020
19-J1 | 19-J1 Pasadena Courthouse | 19-J1-D2023-100-BFP07 | Backflow Preventer #2 (4") (Fire Alarm Room) | Wilkins | 0490E | 350 ASTR (4") | OM00041058 | OW0209916-FA0234852-BD0023536-07905-MARCH | Basement Room B21 (LAPHD FORM REQUIRED) | NA | NA | NA | NA | NA | NA | NA |  | NA | NA | \Classifications\Building System Class\D20-Plumbing\D2020 - Domestic Water\Backflow Preventer - BFP | 1018487
19-J1 | 19-J1 Pasadena Courthouse | 19-J1-D2090-650-WSR02 | Water Treatment | Walchem | 1312204452 | WCT410-1N2V | OM00041051 |  | Basement Pump Room | NA | NA | NA | NA | 120 | 8.0 |  | Electric | NA | NA | \Classifications\Building System Class\D20-Plumbing\D2090 - Other Plumbing SYS\Water Softener - WSR | 1018814
19-J1 | 19-J1 Pasadena Courthouse | 19-J1-D3030-110-CTW03 | Cooling Tower #1 | BAC | U14783290102 | PT2-0809A-3L1 | OM00041049 |  | Roof | B158 (3) | NA | NA | 15 | 460 | 18 | Electric | 3 | NA | NA | \Classifications\Building System Class\D30-HVAC Systems\D3030 - Cooling SYS\Cooling Tower - CTW | 1018815
19-J1 | 19-J1 Pasadena Courthouse | 19-J1-D3030-110-CTW04 | Cooling Tower #2 | BAC | U14783290101 | PT2-0809A-3L1 | OM00041050 |  | Roof | B158 (3) | NA | NA | 15 | 460 | 18 | Electric | 3 | NA | NA | \Classifications\Building System Class\D30-HVAC Systems\D3030 - Cooling SYS\Cooling Tower - CTW | 1018816
19-J1 | 19-J1 Pasadena Courthouse | 19-J1-D2030-410-PMS05 | Sewer Ejector Pump (Near Hot Water Heater) | Tsurumi Pump | B10799748 | 100C422CR | OM00041055 |  | Near Hot Water Heater | NA | NA | NA | 3 | 460 | 4.3 | Electric | 3 | NA | NA | \Classifications\Building System Class\D20-Plumbing\D2030 - Sani Waste\Sewage Ejector Pump - PMS | 1018817
19-J1 | 19-J1 Pasadena Courthouse | 19-J1-D2030-410-PMS06 | Sewer Ejector Pump (Near Hot Water Heater) | Tsurumi Pump | B10799752 | 100C422CR | OM00041056 |  | Near Hot Water Heater | NA | NA | NA | 3 | 460 | 4.3 | Electric | 3 | NA | NA | \Classifications\Building System Class\D20-Plumbing\D2030 - Sani Waste\Sewage Ejector Pump - PMS | 1018818
19-J1 | 19-J1 Pasadena Courthouse | 19-J1-D2023-100-BFP08 | Backflow Preventer, Cooling Tower BFP08 | FEBCO | J025960 | 825Y 11 /2 | OM00033432 | OW0209916-FA0234852-BD0024895-MARCH | Roof, Cooling Tower (LAPHD FORM REQUIRED) | NA | NA | NA | NA | NA | NA | NA | NA | NA | NA | \Classifications\Building System Class\D20-Plumbing\D2020 - Domestic Water\Backflow Preventer - BFP | 1019257
19-J1 | 19-J1 Pasadena Courthouse | 19-J1-D3031-130-CLR03 | Chiller,Water Cooled - CLR #1 | York | SHCM-318790 | YKC5CSQ4-EKG | OM00002633 |  | Basement, Mechanical Room M1 | NA | NA | R-134a | 266 | 480 | 384 | Electric | 3 | NA | NA | \Classifications\Building System Class\D30-HVAC Systems\D3030 - Cooling SYS\Chiller, Water Cooled - CLR | 1019974
19-J1 | 19-J1 Pasadena Courthouse | 19-J1-D3031-130-CLR04 | Chiller,Water Cooled - CLR #2 | York | SHCM-318990 | YKC5CSQ4-EKG | OM00002634 |  | Basement, Mechanical Room M1 | NA | NA | R-134a | 266 | 480 | 384 | Electric | 3 | NA | NA | \Classifications\Building System Class\D30-HVAC Systems\D3030 - Cooling SYS\Chiller, Water Cooled - CLR | 1019975
19-J1 | 19-J1 Pasadena Courthouse | 19-J1-D3060-100-RDS01 | Refrigerant Leak Detection System | Honeywell | NA | 301EM | OM00002636 |  | Basement, Mechanical Room M1 | NA | NA | NA | NA | 24 | 1 | Electric | 3 | NA | NA | \Classifications\Building System Class\D30-HVAC Systems\D3060 - Control & Inst Air\Refrigerant Leak Detection System - RDS | 1019976
19-J1 | 19-J1 Pasadena Courthouse | 19-J1-D3042-220-EFN18 | Refrigerant Management Exhaust Fan #1 | Cook | NA | SQN-B | OM00002635 |  | Basement, Mechanical Room M1 | AX48 | NA | NA | NA | NA | DNA | Electric | DNA | NA | NA | \Classifications\Building System Class\D30-HVAC Systems\D3040 - Distribution SYS\Supply/Exhaust/Return fans- FAN | 1019977
19-J1 | 19-J1 Pasadena Courthouse | 19-J1-D5037-710-FAP02 | Fire Alarm Panel - FAP02 | Notifier | ECN-15-0300 | AM30-30 | OM00033431 |  | Floor 1, Next To Elevator # 5 | NA | NA | NA | NA | 120 | DNA | Electric | DNA | NA | NA | \Classifications\Building System Class\D50-Electrical SYS\D5030 - Comm & Security\Fire Alarm Panel - FAP | 1020492
19-J1 | 19-J1 Pasadena Courthouse | 19-J1-D4010-150-FMS03 | DRY STANDPIPE (FMS03) | Powhatan | NA | NA | OM00036517 |  | East side of Building | NA | NA | NA | NA | NA | NA | NA | NA | NA | NA | \Classifications\Building System Class\D40-Fire Protection SYS\D4010 - Sprinkler SYS\Fire Systems, stand pipes - FMS | 1021510
19-J1 | 19-J1 Pasadena Courthouse | 19-J1-D4010-150-FMS04 | DRY STANDPIPE (FMS04) | Powhatan | NA | NA | OM00036523 |  | West side of Building | NA | NA | NA | NA | NA | NA | NA | NA | NA | NA | \Classifications\Building System Class\D40-Fire Protection SYS\D4010 - Sprinkler SYS\Fire Systems, stand pipes - FMS | 1021511
19-J3 | 19-J3 Parking Structure-Lot 53 Pasadena Court | 19-J3-D4010-150-FMS01 | System Extinguishing,Wet Pipe - SEW03 | Grinnell | 6175 | A | OM00026440 | NA | Fire Sprinkler Room | NA | NA | NA | NA | NA | NA | NA | NA | NA | NA | \Classifications\Building System Class\D40-Fire Protection SYS\D4010 - Sprinkler SYS\Fire Systems, stand pipes - FMS | 1011116
19-J3 | 19-J3 Parking Structure-Lot 53 Pasadena Court | 19-J3-D4010-150-FMS02 | System Extinguishing,Wet Pipe - SEW04 | Grinnell | NA | A | OM00026438 |  | Sub Basement, Parking Structure | NA | NA | NA | NA | NA | NA | NA | NA | NA | NA | \Classifications\Building System Class\D40-Fire Protection SYS\D4010 - Sprinkler SYS\Fire Systems, stand pipes - FMS | 1011117
19-J3 | 19-J3 Parking Structure-Lot 53 Pasadena Court | 19-J3-D1010-100-ELE01 | Elevator #1 (Hydro) | DOVER | E-46750 | DP180-40 | OM00030958 | State ID# 062412 | Parking Structure | NA | NA | NA | 40 | 480 | 40 | Electric | 3 | NA | NA | \Classifications\Building System Class\D10-Conveyance Systems\D1010 - Elevator\Elevator,Electric,Pass/Freight - ELE | 1013950
19-J3 | 19-J3 Parking Structure-Lot 53 Pasadena Court | 19-J3-D2040-100-PSU01 | SUMP PUMP PARKING PSU01 | Sulzer Pump | PX-603117 | 1322 | OM00030959 |  | FIRE SPRINKLER/VALVE RM, SW CORNER PARKING STRUCTURE | NA | NA | NA | NA | 240/480 | DNA | Electric | DNA | NA | NA | \Classifications\Building System Class\D20-Plumbing\D2040 - Rain Drain\Sump Pump - PSU | 1013958
19-J3 | 19-J3 Parking Structure-Lot 53 Pasadena Court | 19-J3-D3042-220-EFN01 | Exhaust Fan (Parking Basement) (Belt Driven) | ALADDIN | 50780 | Size 2-20 | OM00030960 |  | Parking Structure Fire Sprinkler Room SW Corner | B-97 (2) | NA | NA | 7.5 | 240/480 | 19.5/9.8 | Electric | 3 | NA | NA | \Classifications\Building System Class\D30-HVAC Systems\D3040 - Distribution SYS\Supply/Exhaust/Return fans- FAN | 1013975
19-J3 | 19-J3 Parking Structure-Lot 53 Pasadena Court | 19-J3-D4031-100-FEX32 | FIRE EXTINGUISHERS (32) | NA | NA | NA | OM00036609 |  | THROUGHOUT BUILDING | NA | NA | NA | NA | NA | NA | NA | NA | NA | NA | \Classifications\Building System Class\D40-Fire Protection SYS\D4030 - FIRE SPEC\Fire Extinguisher - FEX | 1015559
19-J3 | 19-J3 Parking Structure-Lot 53 Pasadena Court | 19-J3-G2023-150-PEG01 | Security Parking Gate (Attendants Booth) | American Parking Equipment Inc | L0651A | G-89 | OM00040384 | NA | Attendants Booth | 4L-220H | NA | NA | 1/3 | 110 | 13.6 | ELECTRIC | 1 | NA | NA | \Classifications\Building System Class\G20-Other Systems\G2020 - Parking Lots\Secured Parking Gate - PEG | 1017368
19-J3 | 19-J3 Parking Structure-Lot 53 Pasadena Court | 19-J3-G2023-150-PEG03 | Security Parking Gate (Attendants Booth) | American Parking Equipment Inc | L0511A | G-89 | OM00040386 | NA | Attendants Booth | 4L-220 | NA | NA | 1/3 | 110 | 13.6 | ELECTRIC | 1 | NA | NA | \Classifications\Building System Class\G20-Other Systems\G2020 - Parking Lots\Secured Parking Gate - PEG | 1017370
19-J3 | 19-J3 Parking Structure-Lot 53 Pasadena Court | 19-J3-G2023-150-PEG02 | Security Parking Gate (Attendants Booth) | American Parking Equipment Inc | L0531A | G-89 | OM00040387 | NA | Attendants Booth | 4L-220 | NA | NA | 1/3 | 110 | 13.6 | ELECTRIC | 1 | NA | NA | \Classifications\Building System Class\G20-Other Systems\G2020 - Parking Lots\Secured Parking Gate - PEG | 1017369
19-J3 | 19-J3 Parking Structure-Lot 53 Pasadena Court | 19-J3-G2023-150-PEG04 | Security Parking Gate (Attendants Booth) | American Parking Equipment Inc | L0-611A | G-89 | OM00040385 | NA | Attendants Booth | 4L-220 | NA | NA | 1/3 | 110 | 13.6 | ELECTRIC | 1 | NA | NA | \Classifications\Building System Class\G20-Other Systems\G2020 - Parking Lots\Secured Parking Gate - PEG | 1017371
19-J3 | 19-J3 Parking Structure-Lot 53 Pasadena Court | 19-J3-D2023-310-WBS01 | Pump, Water Booster System (Fire Sprinkler Rm) | Peerless Pump | 67-4902BA | E1X2X8S | OM00030961 | NA | Southwest Corner of Building in Fire Sprinkler Room | NA | NA | NA | 1/2 | 240/480 | 7.2/3.6 | ELECTRIC | 3 | NA | NA | \Classifications\Building System Class\D20-Plumbing\D2020 - Domestic Water\Domestic Water Booster System - WBS | 1017374
19-J3 | 19-J3 Parking Structure-Lot 53 Pasadena Court | 19-J3-D2040-100-PSU02 | Sump Pump (Fire Sprinkler Rm) | Century Electric Motor | 8111871-01 | 1322 | OM00040520 |  | Southwest Corner of Building in Fire Sprinkler Room | NA | NA | NA | 1/2 | 240/480 | 2.1 | ELECTRIC | 3 | NA | NA | \Classifications\Building System Class\D20-Plumbing\D2040 - Rain Drain\Sump Pump - PSU | 1017372
19-J3 | 19-J3 Parking Structure-Lot 53 Pasadena Court | 19-J3-G3010-210-PWT01 | Potable Water Storage Tank (Fire Sprinkler Rm) | Apco | DNA | 4308 | OM00040380 |  | Southwest Corner of Building in Fire Sprinkler Room | NA | NA | NA | NA | NA | NA | NA | NA | NA | NA | \Classifications\Building System Class\G30-Site Mechanical Utilities\G3010 - Water Supply\Potable Water Storage Tank - PWT | 1017373
19-J3 | 19-J3 Parking Structure-Lot 53 Pasadena Court | 19-J3-D5011-240-TRN01 | Electrical, Transformer TRN01 | General Electric | EC | 9T25Y4287 | OM00035636 |  | Floor 1, on the south east corner of the facility | NA | NA | NA | NA | 120/208 | 800 | Electric | 3 | NA | NA | \Classifications\Building System Class\D50-Electrical SYS\D5010 - Elec Service & Dist\Transformer - TRN | 1021516
19-J3 | 19-J3 Parking Structure-Lot 53 Pasadena Court | 19-J3-D5011-240-TRN02 | Electrical, Transformer TRN02 | General Electric | GEG-805 | 9F31YBA211 | OM00035637 |  | Floor 1, on the south east corner of the facility | NA | NA | NA | NA | 5200 | 200 | Electric | 3 | NA | NA | \Classifications\Building System Class\D50-Electrical SYS\D5010 - Elec Service & Dist\Transformer - TRN | 1021517
19-J3 | 19-J3 Parking Structure-Lot 53 Pasadena Court | 19-J3-D5092-210-GEN01 | Generator, Emergency GEN01 | Katolight | 62016-S-16491 | 15SX9E | OM00035633 |  | Floor 1, On the south east corner of the facility | NA | NA | NA | NA | 120/208 | 52 | Diesel | 3 | NA | NA | \Classifications\Building System Class\D50-Electrical SYS\D5090 - Elec SYS\Emergency Generator - GEN | 1021518
19-J3 | 19-J3 Parking Structure-Lot 53 Pasadena Court | 19-J3-D5010-200-ESD01 | Electrical Service and Distribution ESD01 | General Electric | 226238 | NA | OM00040381 |  | On the south east corner of the facility | NA | NA | NA | DNA | 120/208 | 800 | Electric | 3 | NA | NA | \Classifications\Building System Class\D50-Electrical SYS\D5010 - Elec Service & Dist\Electical Service and Distribution - ESD | 1021577
19-J3 | 19-J3 Parking Structure-Lot 53 Pasadena Court | 19-J3-D3042-220-EFN02 | Fan, Exhaust (Belt Driven Fan) EFN02 | Fasco Motors | 12291616-00 | D480 | OM00035635 |  | On the south east corner of the facility | NA | NA | NA | NA | 120/208 | 800 | Electric | 3 | NA | NA | \Classifications\Building System Class\D30-HVAC Systems\D3040 - Distribution SYS\Supply/Exhaust/Return fans- FAN | 1021578
19-J3 | 19-J3 Parking Structure-Lot 53 Pasadena Court | 19-J3-B2010-100-BLD01 | Parking Building Structure | NA | NA | NA | OM00035639 |  | All | NA | NA | NA | NA | NA | NA | NA | NA | NA | NA | \Classifications\Building System Class\B20-General Building Exterior\B2010 - Exterior Walls\Building - BLD | 1021579
19-J3 | 19-J3 Parking Structure-Lot 53 Pasadena Court | 19-J3-D2023-100-BFP02 | Backflow Preventor, Domestic BFP02 | Wilkins | 2-73788 | 975XL | OM00035638 | OWO209916-FA0234826-BD0029728 | On the south east corner of the facility (LAPHD FORM REQUIRED) | NA | NA | NA | NA | NA | NA | NA | NA | NA | NA | \Classifications\Building System Class\D20-Plumbing\D2020 - Domestic Water\Backflow Preventer - BFP | 1021580
19-J3 | 19-J3 Parking Structure-Lot 53 Pasadena Court | 19-J3-D5010-234-ATS01 | Electrical , Automatic Transfer Switch ATS01 | ASCO | 77377X | 905351C | OM00035634 |  | On the south east corner of the facility | NA | NA | NA | NA | 120/208/304 | 60 | Electric | DNA | NA | NA | \Classifications\Building System Class\D50-Electrical SYS\D5010 - Elec Service & Dist\Automatic Transfer Switch - ATS | 1021581
19-K1 | 19-K1 Stanley Mosk Courthouse | 19-K1-D1020-100-ESC01 | ESCALATOR (1-2, WEST) (GRAND ST SIDE) | OTIS ELEVATOR | DNA | DNA | OM00035601 | State ID# 031949¦ 1-2, West | GRANDSIDE | NA | NA | NA | DNA | 120/208 | 100 | Electric | 3 | NA | NA | \Classifications\Building System Class\D10-Conveyance Systems\D1020 - Escalator\Escalator,Electric - ESC | 1014551
19-K1 | 19-K1 Stanley Mosk Courthouse | 19-K1-D1020-100-ESC02 | ESCALATOR (2-1, WEST) (GRAND ST SIDE) | OTIS ELEVATOR | DNA | DNA | OM00035600 | State ID# 031950¦ 2-1, West | GRANDSIDE | NA | NA | NA | DNA | 120/208 | 100 | Electric | 3 | NA | NA | \Classifications\Building System Class\D10-Conveyance Systems\D1020 - Escalator\Escalator,Electric - ESC | 1014552
19-K1 | 19-K1 Stanley Mosk Courthouse | 19-K1-D1020-100-ESC03 | ESCALATOR (2-3, WEST) (GRAND ST SIDE) | OTIS ELEVATOR | DNA | DNA | OM00035599 | State ID# 031951¦ 2-3, West |  | NA | NA | NA | DNA | 120/208 | 100 | Electric | 3 | NA | NA | \Classifications\Building System Class\D10-Conveyance Systems\D1020 - Escalator\Escalator,Electric - ESC | 1014553
19-K1 | 19-K1 Stanley Mosk Courthouse | 19-K1-D1020-100-ESC04 | ESCALATOR (3-2, WEST) (GRAND ST SIDE) | OTIS ELEVATOR | DNA | DNA | OM00035598 | State ID# 031952¦ 3-2, West | GRANDSIDE | NA | NA | NA | DNA | 120/208 | 100 | Electric | 3 | NA | NA | \Classifications\Building System Class\D10-Conveyance Systems\D1020 - Escalator\Escalator,Electric - ESC | 1014554
19-K1 | 19-K1 Stanley Mosk Courthouse | 19-K1-D1020-100-ESC05 | ESCALATOR (3-4, WEST) (GRAND ST SIDE) | OTIS ELEVATOR | DNA | DNA | OM00035597 | State ID# 031953¦ 3-4, West | GRANDSIDE | NA | NA | NA | DNA | 120/208 | 100 | Electric | 3 | NA | NA | \Classifications\Building System Class\D10-Conveyance Systems\D1020 - Escalator\Escalator,Electric - ESC | 1014555
19-K1 | 19-K1 Stanley Mosk Courthouse | 19-K1-D1020-100-ESC06 | ESCALATOR (4-3, WEST) (GRAND ST SIDE) | OTIS ELEVATOR | DNA | DNA | OM00035596 | State ID# 031954¦ 4-3, West | GRANDSIDE | NA | NA | NA | DNA | 120/208 | 100 | Electric | 3 | NA | NA | \Classifications\Building System Class\D10-Conveyance Systems\D1020 - Escalator\Escalator,Electric - ESC | 1014556
19-K1 | 19-K1 Stanley Mosk Courthouse | 19-K1-D1020-100-ESC07 | ESCALATOR (4-5, WEST) (GRAND ST SIDE) | OTIS ELEVATOR | DNA | DNA | OM00035595 | State ID# 031955¦ 4-5, West | GRANDSIDE | NA | NA | NA | DNA | 120/208 | 100 | Electric | 3 | NA | NA | \Classifications\Building System Class\D10-Conveyance Systems\D1020 - Escalator\Escalator,Electric - ESC | 1014557
19-K1 | 19-K1 Stanley Mosk Courthouse | 19-K1-D1020-100-ESC08 | ESCALATOR (5-4, WEST) (GRAND ST SIDE) | OTIS ELEVATOR | DNA | DNA | OM00035594 | State ID# 031956¦ 5-4, West | GRANDSIDE | NA | NA | NA | DNA | 120/208 | 100 | Electric | 3 | NA | NA | \Classifications\Building System Class\D10-Conveyance Systems\D1020 - Escalator\Escalator,Electric - ESC | 1014558
19-K1 | 19-K1 Stanley Mosk Courthouse | 19-K1-D1020-100-ESC09 | ESCALATOR (5-6, WEST) (GRAND ST SIDE) | OTIS ELEVATOR | DNA | DNA | OM00035593 | State ID# 031957¦ 5-6, West | GRANDSIDE | NA | NA | NA | DNA | 120/208 | 100 | Electric | 3 | NA | NA | \Classifications\Building System Class\D10-Conveyance Systems\D1020 - Escalator\Escalator,Electric - ESC | 1014559
19-K1 | 19-K1 Stanley Mosk Courthouse | 19-K1-D1020-100-ESC10 | ESCALATOR (6-5, WEST) (GRANDSIDE) | OTIS ELEVATOR | DNA | DNA | OM00036403 | State ID# 031958¦ 6-5, West | HILLSIDE | NA | NA | NA | DNA | 120/208 | 100 | Electric | 3 | NA | NA | \Classifications\Building System Class\D10-Conveyance Systems\D1020 - Escalator\Escalator,Electric - ESC | 1014560
19-K1 | 19-K1 Stanley Mosk Courthouse | 19-K1-D1020-100-ESC11 | ESCALATOR (6-7, WEST) (GRAND ST SIDE) | OTIS ELEVATOR | DNA | DNA | OM00036402 | State ID# 031959¦ 6-7, West | SOUTHBANK HILLSIDE | NA | NA | NA | DNA | 120/208 | 100 | Electric | 3 | NA | NA | \Classifications\Building System Class\D10-Conveyance Systems\D1020 - Escalator\Escalator,Electric - ESC | 1014561
19-K1 | 19-K1 Stanley Mosk Courthouse | 19-K1-D1020-100-ESC12 | ESCALATOR (7-6, WEST) (GRAND ST SIDE) | OTIS ELEVATOR | DNA | DNA | OM00036401 | State ID# 031960¦ 7-6, West | SOUTHBANK HILLSIDE | NA | NA | NA | DNA | 120/208 | 100 | Electric | 3 | NA | NA | \Classifications\Building System Class\D10-Conveyance Systems\D1020 - Escalator\Escalator,Electric - ESC | 1014562
19-K1 | 19-K1 Stanley Mosk Courthouse | 19-K1-D1020-100-ESC13 | ESCALATOR (7-8, WEST) (GRAND ST SIDE) | OTIS ELEVATOR | DNA | DNA | OM00036400 | State ID# 031961 ¦ 7-8, West | SOUTHBANK HILLSIDE | NA | NA | NA | DNA | 120/208 | 100 | Electric | 3 | NA | NA | \Classifications\Building System Class\D10-Conveyance Systems\D1020 - Escalator\Escalator,Electric - ESC | 1014563
19-K1 | 19-K1 Stanley Mosk Courthouse | 19-K1-D1020-100-ESC14 | ESCALATOR (8-7, WEST) (GRAND ST SIDE) | OTIS ELEVATOR | DNA | DNA | OM00036399 | State ID# 031962¦ 8-7, West | SOUTHBANK HILLSIDE | NA | NA | NA | DNA | 120/208 | 100 | Electric | 3 | NA | NA | \Classifications\Building System Class\D10-Conveyance Systems\D1020 - Escalator\Escalator,Electric - ESC | 1014564
19-K1 | 19-K1 Stanley Mosk Courthouse | 19-K1-D1020-100-ESC15 | ESCALATOR (8-9, WEST) (GRAND ST SIDE) | OTIS ELEVATOR | DNA | DNA | OM00036398 | State ID# 031963 ¦ 8-9, West | SOUTHBANK HILLSIDE | NA | NA | NA | DNA | 120/208 | 100 | Electric | 3 | NA | NA | \Classifications\Building System Class\D10-Conveyance Systems\D1020 - Escalator\Escalator,Electric - ESC | 1014565
19-K1 | 19-K1 Stanley Mosk Courthouse | 19-K1-D1020-100-ESC16 | ESCALATOR (9-8, WEST) (GRAND ST SIDE) | OTIS ELEVATOR | DNA | DNA | OM00036397 | State ID# 031964¦ 9-8, West |  | NA | NA | NA | DNA | DNA | DNA | Electric | DNA | NA | NA | \Classifications\Building System Class\D10-Conveyance Systems\D1020 - Escalator\Escalator,Electric - ESC | 1014566
19-K1 | 19-K1 Stanley Mosk Courthouse | 19-K1-D1020-100-ESC17 | ESCALATOR (1-2, EAST) (HILL ST SIDE) | OTIS ELEVATOR | DNA | DNA | OM00036404 | State ID# 031965¦ 1-2, East |  | NA | NA | NA | DNA | DNA | DNA | Electric | DNA | NA | NA | \Classifications\Building System Class\D10-Conveyance Systems\D1020 - Escalator\Escalator,Electric - ESC | 1014567
19-K1 | 19-K1 Stanley Mosk Courthouse | 19-K1-D1020-100-ESC18 | ESCALATOR (2-1, EAST) (HILL ST SIDE) | OTIS ELEVATOR | DNA | DNA | OM00036405 | State ID# 031966¦ 2-1, East |  | NA | NA | NA | DNA | DNA | DNA | Electric | DNA | NA | NA | \Classifications\Building System Class\D10-Conveyance Systems\D1020 - Escalator\Escalator,Electric - ESC | 1014568
19-K1 | 19-K1 Stanley Mosk Courthouse | 19-K1-D1020-100-ESC19 | ESCALATOR (2-3, EAST) (HILL ST SIDE) | OTIS ELEVATOR | DNA | DNA | OM00036406 | State ID# 031967¦ 2-3, East |  | NA | NA | NA | DNA | DNA | DNA | Electric | DNA | NA | NA | \Classifications\Building System Class\D10-Conveyance Systems\D1020 - Escalator\Escalator,Electric - ESC | 1014569
19-K1 | 19-K1 Stanley Mosk Courthouse | 19-K1-D1020-100-ESC20 | ESCALATOR (3-2, EAST) (HILL ST SIDE) | OTIS ELEVATOR | DNA | DNA | OM00036407 | State ID# 031968¦ 3-2, East |  | NA | NA | NA | DNA | DNA | DNA | Electric | DNA | NA | NA | \Classifications\Building System Class\D10-Conveyance Systems\D1020 - Escalator\Escalator,Electric - ESC | 1014570
19-K1 | 19-K1 Stanley Mosk Courthouse | 19-K1-D1020-100-ESC21 | ESCALATOR (3-4, EAST) (HILL ST SIDE) | OTIS ELEVATOR | DNA | DNA | OM00035750 | State ID# 031969¦ 3-4, East |  | NA | NA | NA | DNA | DNA | DNA | Electric | DNA | NA | NA | \Classifications\Building System Class\D10-Conveyance Systems\D1020 - Escalator\Escalator,Electric - ESC | 1014571
19-K1 | 19-K1 Stanley Mosk Courthouse | 19-K1-D1020-100-ESC22 | ESCALATOR (4-3, EAST) (HILL ST SIDE) | OTIS ELEVATOR | DNA | DNA | OM00035751 | State ID# 031970¦ 4-3, East |  | NA | NA | NA | DNA | DNA | DNA | Electric | DNA | NA | NA | \Classifications\Building System Class\D10-Conveyance Systems\D1020 - Escalator\Escalator,Electric - ESC | 1014572
19-K1 | 19-K1 Stanley Mosk Courthouse | 19-K1-D1020-100-ESC23 | ESCALATOR (4-5, EAST) (HILL ST SIDE) | OTIS ELEVATOR | DNA | DNA | OM00035752 | State ID# 031971¦ 4-5, East |  | NA | NA | NA | DNA | DNA | DNA | Electric | DNA | NA | NA | \Classifications\Building System Class\D10-Conveyance Systems\D1020 - Escalator\Escalator,Electric - ESC | 1014573
19-K1 | 19-K1 Stanley Mosk Courthouse | 19-K1-D1020-100-ESC24 | ESCALATOR (5-4, EAST) (HILL ST SIDE) | OTIS ELEVATOR | DNA | DNA | OM00035753 | State ID# 031972¦ 5-4, East |  | NA | NA | NA | DNA | DNA | DNA | Electric | DNA | NA | NA | \Classifications\Building System Class\D10-Conveyance Systems\D1020 - Escalator\Escalator,Electric - ESC | 1014574
19-K1 | 19-K1 Stanley Mosk Courthouse | 19-K1-D1020-100-ESC25 | ESCALATOR (5-6, EAST) (HILL ST SIDE) | OTIS ELEVATOR | DNA | DNA | OM00035754 | State ID# 031973¦ 5-6, East |  | NA | NA | NA | DNA | DNA | DNA | Electric | DNA | NA | NA | \Classifications\Building System Class\D10-Conveyance Systems\D1020 - Escalator\Escalator,Electric - ESC | 1014575
19-K1 | 19-K1 Stanley Mosk Courthouse | 19-K1-D1020-100-ESC26 | ESCALATOR (6-5, EAST) (HILL ST SIDE) | OTIS ELEVATOR | DNA | DNA | OM00035755 | State ID# 031974¦ 6-5, East |  | NA | NA | NA | DNA | DNA | DNA | Electric | DNA | NA | NA | \Classifications\Building System Class\D10-Conveyance Systems\D1020 - Escalator\Escalator,Electric - ESC | 1014576
19-K1 | 19-K1 Stanley Mosk Courthouse | 19-K1-D2023-100-BFP06 | BACKFLOW PREVENTER #6 (3/4 INCH) | WILKINS | 214903 | 975 XL | OM00035556 | OW0209916-FA0234827-BD0022786-MARCH | -RMM 333 MAKE-UP FOR COMPUTER LIEBERT CHALLENGER 3 CHILLERS MECH ROOM (LAPHD FORM REQUIRED) | NA | NA | NA | NA | NA | NA | NA | NA | NA | NA | \Classifications\Building System Class\D20-Plumbing\D2020 - Domestic Water\Backflow Preventer - BFP | 1015040
19-K1 | 19-K1 Stanley Mosk Courthouse | 19-K1-D3041-110-AHU06 | AIR HANDLER UNIT #6 | UTILITY FAN CORP | A05257 | 4-1700 | OM00035558 |  | MECH RM 333 (AIR HANDLER #6) | BP-120 (2) | (3) 20X25X2 | NA | 7.5 | 208-230/460 | 24-22/11 | Electric | 3 | NA | NA | \Classifications\Building System Class\D30-HVAC Systems\D3040 - Distribution SYS\Air Handling Unit - AHU | 1015046
19-K1 | 19-K1 Stanley Mosk Courthouse | 19-K1-D3041-110-AHU07 | AIR HANDLER UNIT #7 | UTILITY FAN CORP | A05258 | 4-2620 | OM00035554 |  | MECHINICAL ROOM | B-180 (4) | (20) 20X25X2 | NA | 15 | 208-220/440 | 39.85-38.2/19.1 | Electric | 3 | NA | NA | \Classifications\Building System Class\D30-HVAC Systems\D3040 - Distribution SYS\Air Handling Unit - AHU | 1015047
19-K1 | 19-K1 Stanley Mosk Courthouse | 19-K1-D3041-110-AHU08 | AIR HANDLER UNIT #8 | UTILITY FAN CORP | A06670 | 4-1630 | OM00035557 |  | MECH RM 333 (AIR HANDLER #8) | B-128 (2) | (2) 20X25X2 | NA | 5 | 208-230/460 | 16-14-7 | Electric | 3 | NA | NA | \Classifications\Building System Class\D30-HVAC Systems\D3040 - Distribution SYS\Air Handling Unit - AHU | 1015048
19-K1 | 19-K1 Stanley Mosk Courthouse | 19-K1-D3041-110-AHU09 | AIR HANDLER UNIT #9 | UTILITY FAN CORP | A05265 | 4-2000 | OM00035551 |  | MECH RM 426B (AIR HANDLER #9) | B-144 (4) | (18) 20X25X2 | NA | 15 | 230/460 | 36/18 | Electric | 3 | NA | NA | \Classifications\Building System Class\D30-HVAC Systems\D3040 - Distribution SYS\Air Handling Unit - AHU | 1015049
19-K1 | 19-K1 Stanley Mosk Courthouse | 19-K1-D3041-110-AHU10 | AIR HANDLER UNIT #10 | UTILITY FAN CORP | A05266 | 4-2000 | OM00035552 |  | MECH RM 426B (AIR HANDLER #10) | B-144 (4) | (18) 20X25X2 | NA | 15 | 230/460 | 36/18 | Electric | 3 | NA | NA | \Classifications\Building System Class\D30-HVAC Systems\D3040 - Distribution SYS\Air Handling Unit - AHU | 1015050
19-K1 | 19-K1 Stanley Mosk Courthouse | 19-K1-D3041-110-AHU11 | AIR HANDLER UNIT #11 | UTILITY FAN CORP | A05267 | 4-2830 | OM00035529 |  | MECH RM 422D (AIR HANDLER #11) | B-180 (5) | (15) 20X25X2 | NA | 10 | 208-220/440 | 15.2/7.6 | Electric | 3 | NA | NA | \Classifications\Building System Class\D30-HVAC Systems\D3040 - Distribution SYS\Air Handling Unit - AHU | 1015051
19-K1 | 19-K1 Stanley Mosk Courthouse | 19-K1-D3041-110-AHU12 | AIR HANDLER UNIT #12 | UTILITY FAN CORP | A05268 | 4-2310 | OM00035530 |  | MECH RM 422D (AIR HANDLER #12) | B-158 (3) | (14) 20X25X2 | NA | 10 | 220/440 | 28-14 | Electric | 3 | NA | NA | \Classifications\Building System Class\D30-HVAC Systems\D3040 - Distribution SYS\Air Handling Unit - AHU | 1015052
19-K1 | 19-K1 Stanley Mosk Courthouse | 19-K1-D3041-110-AHU13 | AIR HANDLER UNIT #13 | UTILITY FAN CORP | A05360 | 4-2710 | OM00035445 |  | MECH RM 721 (AIR HANDLER #13) | B-180 (3) | (16) 20X25X2 | NA | 10 | 208-220/440 | 28.2/14.1 | Electric | 3 | NA | NA | \Classifications\Building System Class\D30-HVAC Systems\D3040 - Distribution SYS\Air Handling Unit - AHU | 1015053
19-K1 | 19-K1 Stanley Mosk Courthouse | 19-K1-D3041-110-AHU14 | AIR HANDLER UNIT #14 | UTILITY FAN CORP | A05361 | 4-2700 | OM00035444 |  | MECH RM 721 (AIR HANDLER #14) | B-180 (3) | (16) 20X25X2 | NA | 10 | 208-220/440 | 28.2/14.1 | Electric | 3 | NA | NA | \Classifications\Building System Class\D30-HVAC Systems\D3040 - Distribution SYS\Air Handling Unit - AHU | 1015054
19-K1 | 19-K1 Stanley Mosk Courthouse | 19-K1-D3041-110-AHU15 | AIR HANDLER UNIT #15 | UTILITY FAN CORP | A05362 | 4-2700 | OM00035454 |  | MECH RM 710 (AIR HANDLER #15) | B-180 (3) | (16) 24X25X2 | NA | 10 | 208-220/440 | 28.2/14.1 | Electric | 3 | NA | NA | \Classifications\Building System Class\D30-HVAC Systems\D3040 - Distribution SYS\Air Handling Unit - AHU | 1015055
19-K1 | 19-K1 Stanley Mosk Courthouse | 19-K1-D3041-110-AHU16 | AIR HANDLER UNIT #16 | UTILITY FAN CORP | A05359 | 4-2710 | OM00035455 |  | MECH RM 710 (AIR HANDLER #16) | B-180 (3) | (16) 24X25X2 | NA | 10 | 208/220/440 | 28/27/13.5 | Electric | 3 | NA | NA | \Classifications\Building System Class\D30-HVAC Systems\D3040 - Distribution SYS\Air Handling Unit - AHU | 1015056
19-K1 | 19-K1 Stanley Mosk Courthouse | 19-K1-D3041-110-AHU17 | AIR HANDLER UNIT #17 | UTILITY FAN CORP | A05358 | 4-2710 | OM00035456 |  | MECH RM 708 (AIR HANDLER #17) | B-180 (3) | (16) 20X25X2 | NA | 10 | 208-220/440 | 28.2-14.1 | Electric | 3 | NA | NA | \Classifications\Building System Class\D30-HVAC Systems\D3040 - Distribution SYS\Air Handling Unit - AHU | 1015057
19-K1 | 19-K1 Stanley Mosk Courthouse | 19-K1-D3041-110-AHU18 | AIR HANDLER UNIT #18 | UTILITY FAN CORP | A05363 | 4-2700 | OM00035457 |  | MECH RM 708 (AIR HANDLER #18) | B-180 (3) | (16) 20X25X2 | NA | 10 | 208-220/440 | 28.2-14.1 | Electric | 3 | NA | NA | \Classifications\Building System Class\D30-HVAC Systems\D3040 - Distribution SYS\Air Handling Unit - AHU | 1015058
19-K1 | 19-K1 Stanley Mosk Courthouse | 19-K1-D3041-110-AHU19 | AIR HANDLER UNIT #19 | UTILITY FAN CORP | A05364 | 4-2630 | OM00035467 |  | MECH RM 700 (AIR HANDLER #19) | B-180 (4) | (11) 20X25X2 | NA | 15 | 208-230/460 | 43-40/20 | Electric | 3 | NA | NA | \Classifications\Building System Class\D30-HVAC Systems\D3040 - Distribution SYS\Air Handling Unit - AHU | 1015059
19-K1 | 19-K1 Stanley Mosk Courthouse | 19-K1-D3041-110-AHU20 | AIR HANDLER UNIT #20 | UTILITY FAN CORP | A05373 | 4-2230 | OM00035469 |  | MECH RM 700 (AIR HANDLER #20) | B-158 (3) | (10) 20X25X2 | NA | 10 | 208-220/440 | 28.2-14.1 | Electric | 3 | NA | NA | \Classifications\Building System Class\D30-HVAC Systems\D3040 - Distribution SYS\Air Handling Unit - AHU | 1015060
19-K1 | 19-K1 Stanley Mosk Courthouse | 19-K1-D3041-110-AHU21 | AIR HANDLER UNIT #21 | UTILITY FAN CORP | A05920 | 4-1910 | OM00035471 |  | MECH RM 1026 (AIR HANDLER #21) | B-144 (2) | (8) 20X25X2 | NA | 7.5 | 240-480 | 17-8.5 | Electric | 3 | NA | NA | \Classifications\Building System Class\D30-HVAC Systems\D3040 - Distribution SYS\Air Handling Unit - AHU | 1015061
19-K1 | 19-K1 Stanley Mosk Courthouse | 19-K1-D3041-110-AHU22 | AIR HANDLER UNIT #22 (SUPPLY CHILLED WATER) | UTILITY FAN CORP | A05367 | 4-2430 | OM00035470 |  | MECH RM 1026 (AIR HANDLER #22) | B-162 (4) | (15) 20X25X2 | NA | 15 | 220/480 | 17-8.5 | Electric | 3 | NA | NA | \Classifications\Building System Class\D30-HVAC Systems\D3040 - Distribution SYS\Air Handling Unit - AHU | 1015062
19-K1 | 19-K1 Stanley Mosk Courthouse | 19-K1-B2010-100-BLD01 | BUILDING | NA | NA | NA | OM00035436 | NA | ENTIRE BUILDING | NA | NA | NA | NA | NA | NA | NA | NA | NA | NA | \Classifications\Building System Class\B20-General Building Exterior\B2010 - Exterior Walls\Building - BLD | 1015063
19-K1 | 19-K1 Stanley Mosk Courthouse | 19-K1-B3010-100-RUF01 | ROOF | NA | NA | NA | OM00035442 |  | ENTIRE ROOF | NA | NA | NA | NA | NA | NA | NA | NA | NA | NA | \Classifications\Building System Class\B30-Roofing\B3010 - Roof Types\Roof - RUF | 1015064
19-K1 | 19-K1 Stanley Mosk Courthouse | 19-K1-G2049-300-HSC01 | HARDSCAPE | DNA | DNA | DNA | OM00035441 | DNA | GROUNDS | NA | NA | NA | NA | NA | NA | NA | NA | NA | NA | \Classifications\Building System Class\G20-Other Systems\G2040 - Site Development\Hardscape - HSC | 1015065
19-K1 | 19-K1 Stanley Mosk Courthouse | 19-K1-G2050-200-LSC01 | LANDSCAPING | DNA | DNA | DNA | OM00035437 |  | GROUNDS | NA | NA | NA | NA | NA | NA | NA | NA | NA | NA | \Classifications\Building System Class\G20-Other Systems\G2050 - Landscaping\Landscaping - LSC | 1015066
19-K1 | 19-K1 Stanley Mosk Courthouse | 19-K1-D3041-110-AHU23 | AIR HANDLER UNIT #23 | UTILITY FAN CORP | A05378 | 4-2100 | OM00035482 |  | MECH RM 1032 (AIR HANDLER #23) | B-144 (2) | (15) 20X25X2 | NA | 5 | 208-220/440 | 15.2/7.6 | Electric | 3 | NA | NA | \Classifications\Building System Class\D30-HVAC Systems\D3040 - Distribution SYS\Air Handling Unit - AHU | 1015067
19-K1 | 19-K1 Stanley Mosk Courthouse | 19-K1-D3041-110-AHU24 | AIR HANKLER UNIT #24 | UTILITY FAN CORP | A05368 | 4-2500 | OM00035483 |  | MECH RM 1032 (AIR HANDLER #24) | B-158 (4) | (12) 20X25X2 | NA | 10 | 230/460 | 28.2/14.1 | Electric | 3 | NA | NA | \Classifications\Building System Class\D30-HVAC Systems\D3040 - Distribution SYS\Air Handling Unit - AHU | 1015068
19-K1 | 19-K1 Stanley Mosk Courthouse | 19-K1-D3041-110-AHU25 | AIR HANDLER UNIT #25 | UTILITY FAN CORP | A05375 | 4-2310 | OM00035484 |  | MECH RM 1032 (AIR HANDLER #25) | B-158 (3) | (15) 20X25X2 | NA | 7.5 | 208-220/440 | 15.2/7.6 | Electric | 3 | NA | NA | \Classifications\Building System Class\D30-HVAC Systems\D3040 - Distribution SYS\Air Handling Unit - AHU | 1015069
19-K1 | 19-K1 Stanley Mosk Courthouse | 19-K1-D3041-110-AHU26 | AIR HANDLER UNIT #26 | UTILITY FAN CORP | A05376 | 4-2300 | OM00035481 |  | MECH RM 1032 (AIR HANDLER #26) | B-180 (3) | (15) 20X25X2 | NA | 7.5 | 208-220/440 | 21.6-10.8 | Electric | 3 | NA | NA | \Classifications\Building System Class\D30-HVAC Systems\D3040 - Distribution SYS\Air Handling Unit - AHU | 1015070
19-K1 | 19-K1 Stanley Mosk Courthouse | 19-K1-D3041-110-AHU27 | AIR HANDLER UNIT #27 | UTILITY FAN CORP | A05371 | 4-2510 | OM00035480 |  | MECH RM 1032 (AIR HANDLER #27) | B-144 (3) | (15) 20X25X2 | NA | 10 | 220-440 | 27-13.6 | Electric | 3 | NA | NA | \Classifications\Building System Class\D30-HVAC Systems\D3040 - Distribution SYS\Air Handling Unit - AHU | 1015071
19-K1 | 19-K1 Stanley Mosk Courthouse | 19-K1-D3041-110-AHU32 | AIR HANDLER UNIT #32 | UTILITY FAN CORP | A05402 | 4-1710 | OM00035513 |  | MECH RM (AIR HANDLER #32) | B-136 (2) | (6) 20X25X2 | NA | 3 | 208-220/440 | 9.8-4.9 | Electric | 3 | NA | NA | \Classifications\Building System Class\D30-HVAC Systems\D3040 - Distribution SYS\Air Handling Unit - AHU | 1015072
19-K1 | 19-K1 Stanley Mosk Courthouse | 19-K1-D5010-234-ATS01 | ELECTRICAL, AUTOMATIC TRANSFER SWITCH #1 | WA BENJAMIN ELECTRIC CO | RT-343 | ATS-2 | OM00035495 |  | ELECTRICAL RM (ELECTRICAL TRANS #1) | NA | NA | NA | NA | 480 | 260 | Electric | DNA | NA | NA | \Classifications\Building System Class\D50-Electrical SYS\D5010 - Elec Service & Dist\Automatic Transfer Switch - ATS | 1015073
19-K1 | 19-K1 Stanley Mosk Courthouse | 19-K1-D2023-100-BFP01 | BACKFLOW PREVENTER #1 (2" SMALL) | FEBCO | J023241 | 825Y 2" | OM00035291 | OW0209916-FA0234827-BD0043244-MARCH | MECH ROOM (LAPHD FORM REQUIRED) | NA | NA | NA | NA | NA | NA | NA | NA | NA | NA | \Classifications\Building System Class\D20-Plumbing\D2020 - Domestic Water\Backflow Preventer - BFP | 1015074
19-K1 | 19-K1 Stanley Mosk Courthouse | 19-K1-D2023-100-BFP02 | BACKFLOW PREVENTER #4 (DOMESTIC 2") | WATTS | 192680 | 909 3" | OM00035531 | OW0209916-FA0234827-BD0043245-MARCH | CARD 3 - COURTHOUSE RM 334 Mech Room (LAPHD FORM REQUIRED)) | NA | NA | NA | NA | NA | NA | NA | NA | NA | NA | \Classifications\Building System Class\D20-Plumbing\D2020 - Domestic Water\Backflow Preventer - BFP | 1015075
19-K1 | 19-K1 Stanley Mosk Courthouse | 19-K1-D1010-100-ELE01 | LIFT, ELEVATOR #1 WEST (ELECTRIC, FREIGHT) | OTIS ELEVATOR | 239204 | 79 | OM00035488 | State ID# 031941 | PENTHOUSE ELEVATOR ROOM | NA | NA | NA | 88 | 350-385 | 188 | Electric | 3 | NA | NA | \Classifications\Building System Class\D10-Conveyance Systems\D1010 - Elevator\Elevator,Electric,Pass/Freight - ELE | 1015089
19-K1 | 19-K1 Stanley Mosk Courthouse | 19-K1-D1010-100-ELE02 | LIFT, ELEVATOR #2 (PUB) | OTIS ELEVATOR | 239394 | 74D | OM00035489 | State ID# 031942 | PENTHOUSE ELEVATOR ROOM | NA | NA | NA | 33 | 190-210 | 130 | Electric | 3 | NA | NA | \Classifications\Building System Class\D10-Conveyance Systems\D1010 - Elevator\Elevator,Electric,Pass/Freight - ELE | 1015090
19-K1 | 19-K1 Stanley Mosk Courthouse | 19-K1-D1010-100-ELE03 | LIFT, ELEVATOR #3 | OTIS ELEVATOR | 239396 | 74D | OM00035490 | State ID# 031943 | PENTHOUSE ELEVATOR ROOM | NA | NA | NA | 33 | 190-210 | 130 | Electric | 3 | NA | NA | \Classifications\Building System Class\D10-Conveyance Systems\D1010 - Elevator\Elevator,Electric,Pass/Freight - ELE | 1015091
19-K1 | 19-K1 Stanley Mosk Courthouse | 19-K1-D1010-100-ELE04 | LIFT, ELEVATOR #4 West | OTIS ELEVATOR | 239395 | 74D | OM00035491 | State ID# 031944 | PENTHOUSE ELEVATOR ROOM | NA | NA | NA | 33 | 190-210 | 130 | Electric | 3 | NA | NA | \Classifications\Building System Class\D10-Conveyance Systems\D1010 - Elevator\Elevator,Electric,Pass/Freight - ELE | 1015092
19-K1 | 19-K1 Stanley Mosk Courthouse | 19-K1-D1010-100-ELE05 | LIFT, ELEVATOR #5 | OTIS ELEVATOR | 239203 | 79D | OM00035514 | State ID# 031945 | OVER RM 700 MECH ROOM | NA | NA | NA | 88 | 350-385 | 118 | Electric | 3 | NA | NA | \Classifications\Building System Class\D10-Conveyance Systems\D1010 - Elevator\Elevator,Electric,Pass/Freight - ELE | 1015093
19-K1 | 19-K1 Stanley Mosk Courthouse | 19-K1-D1010-100-ELE06 | LIFT, ELEVATOR #6 | OTIS ELEVATOR | 239397 | 74D | OM00035515 | State ID# 031946 | ELEVATOR ROOM LOCATED OVER ROOM 700 MECH ROOM | NA | NA | NA | 33 | 190-210 | 130 | Electric | 3 | NA | NA | \Classifications\Building System Class\D10-Conveyance Systems\D1010 - Elevator\Elevator,Electric,Pass/Freight - ELE | 1015094
19-K1 | 19-K1 Stanley Mosk Courthouse | 19-K1-D1010-100-ELE07 | LIFT, ELEVATOR #7 | OTIS ELEVATOR | 239391 | 74D | OM00035516 | State ID# 031947 | ELEVATOR ROOM OVER RM 700 MECH RM | NA | NA | NA | 33 | 190-210-130 | 33 | Electric | 3 | NA | NA | \Classifications\Building System Class\D10-Conveyance Systems\D1010 - Elevator\Elevator,Electric,Pass/Freight - ELE | 1015095
19-K1 | 19-K1 Stanley Mosk Courthouse | 19-K1-D1010-100-ELE08 | LIFT, ELEVATOR #8 | OTIS ELEVATOR | 239398 | 74D | OM00035517 | State ID# 031948 | ELEVATOR ROOM OVER RM 700 MECH RM | NA | NA | NA | 33 | 190-210 | 130 | Electric | 3 | NA | NA | \Classifications\Building System Class\D10-Conveyance Systems\D1010 - Elevator\Elevator,Electric,Pass/Freight - ELE | 1015096
19-K1 | 19-K1 Stanley Mosk Courthouse | 19-K1-D5092-250-ELT70 | LIGHTING, EXTERIOR (70) | NA | NA | NA | OM00035439 |  | EXTERIOR OF BUILDING | NA | NA | NA | NA | 277/220 | DNA | Electric | DNA | NA | NA | \Classifications\Building System Class\D50-Electrical SYS\D5090 - Elec SYS\Exterior Lighting - ELT | 1015097
19-K1 | 19-K1 Stanley Mosk Courthouse | 19-K1-D5092-250-EML490 | LIGHTING, EMERGENCY (185) & EXIT (305) | NA | NA | NA | OM00035438 |  | THROUGHOUT BUILDING | NA | NA | NA | NA | 110/120/220/277 | DNA | Electric | DNA | NA | NA | \Classifications\Building System Class\D50-Electrical SYS\D5090 - Elec SYS\Emergency And Exit Lighting - EML | 1015098
19-K1 | 19-K1 Stanley Mosk Courthouse | 19-K1-D5010-110-EMT01 | METER, ELECTRIC METER READINGS | GE | DNA | DNA | OM00035496 | NA | ELECTRICAL ROOM | NA | NA | NA | NA | DNA | DNA | Electric | DNA | NA | NA | \Classifications\Building System Class\D50-Electrical SYS\D5010 - Elec Service & Dist\Electric Meter Readings - EMT | 1015099
19-K1 | 19-K1 Stanley Mosk Courthouse | 19-K1-D4031-100-FEX350 | FIRE EXTINGUISHERS (350) | NA | NA | NA | OM00035440 |  | ABM ENGINEERING | NA | NA | NA | NA | NA | NA | NA | NA | NA | NA | \Classifications\Building System Class\D40-Fire Protection SYS\D4030 - FIRE SPEC\Fire Extinguisher - FEX | 1015100
19-K1 | 19-K1 Stanley Mosk Courthouse | 19-K1-D4010-150-FMS01 | FIRE SYSTEMS, DRY STAND PIPE #1 (OFF HILL ST) | GREENBURG & SON | DNA | DNA | OM00035521 | DNA | SOUTH OFF HILL STREET | NA | NA | NA | DNA | DNA | DNA | DNA | DNA | NA | NA | \Classifications\Building System Class\D40-Fire Protection SYS\D4010 - Sprinkler SYS\Fire Systems, stand pipes - FMS | 1015101
19-K1 | 19-K1 Stanley Mosk Courthouse | 19-K1-D4010-150-FMS02 | FIRE SYSTEMS, DRY STAND PIPE #2 (NORTH STAIR WELL) | GREENBURG & SON | DNA | DNA | OM00035522 | NA | NORTH STAIRWAY | NA | NA | NA | DNA | DNA | DNA | DNA | DNA | NA | NA | \Classifications\Building System Class\D40-Fire Protection SYS\D4010 - Sprinkler SYS\Fire Systems, stand pipes - FMS | 1015102
19-K1 | 19-K1 Stanley Mosk Courthouse | 19-K1-D4010-150-FMS03 | FIRE SYSTEMS, DRY STAND PIPE #3 | GREENBURG & SONS | DNA | DNA | OM00035523 | NA | OFF 1ST ST CENTER STAIRWAY | NA | NA | NA | DNA | DNA | DNA | DNA | DNA | NA | NA | \Classifications\Building System Class\D40-Fire Protection SYS\D4010 - Sprinkler SYS\Fire Systems, stand pipes - FMS | 1015103
19-K1 | 19-K1 Stanley Mosk Courthouse | 19-K1-D4010-150-FMS04 | FIRE SYSTEMS, DRY STAND PIPE #4 (SOUTH STAIRWAY) | GREENBURG & SONS | DNA | DNA | OM00035525 | NA | OFF GRAND AVE SOUTH STAIRWAY | NA | NA | NA | DNA | DNA | DNA | DNA | DNA | NA | NA | \Classifications\Building System Class\D40-Fire Protection SYS\D4010 - Sprinkler SYS\Fire Systems, stand pipes - FMS | 1015104
19-K1 | 19-K1 Stanley Mosk Courthouse | 19-K1-D4010-150-FMS05 | FIRE SYSTEMS, DRY STAND PIPE #5 (NORTH OFF GRAND AVE) | GREENBURG & SONS | DNA | DNA | OM00035526 | NA | OFF GRAND AVE NORTH STAIRWAY | NA | NA | NA | DNA | DNA | DNA | DNA | DNA | NA | NA | \Classifications\Building System Class\D40-Fire Protection SYS\D4010 - Sprinkler SYS\Fire Systems, stand pipes - FMS | 1015105
19-K1 | 19-K1 Stanley Mosk Courthouse | 19-K1-D5092-210-GEN01 | GENERATOR, EMERGENCY #1 | DETROIT/DELCO/AC | Y1-973-A1 | W/A-548796 | OM00035501 | NA | ELECTRICAL ROOM | NA | DNA | NA | 442 | 434/376 | 434-376-217-188 | Diesel | 3 | NA | NA | \Classifications\Building System Class\D50-Electrical SYS\D5090 - Elec SYS\Emergency Generator - GEN | 1015107
19-K1 | 19-K1 Stanley Mosk Courthouse | 19-K1-D5092-210-GEN02 | GENERATOR, EMERGENCY #2 | DELCO/DETROIT | 230-C-56 | Y1-973 | OM00035502 | Permit #G31383 | ELECTRICAL ROOM | NA | DNA | NA | 273 | DNA | DNA | Diesel | DNA | NA | NA | \Classifications\Building System Class\D50-Electrical SYS\D5090 - Elec SYS\Emergency Generator - GEN | 1015108
19-K1 | 19-K1 Stanley Mosk Courthouse | 19-K1-D5092-210-GEN03 | GENERATOR, EMERGENCY #3 | KATOLIGHT | 128035-0506 | D275FRJ4T2 | OM00035503 | Permit #G32688 | ELECTRICAL ROOM | NA | DNA | NA | 273 | 277/480 | 413 | Diesel | 3 | NA | NA | \Classifications\Building System Class\D50-Electrical SYS\D5090 - Elec SYS\Emergency Generator - GEN | 1015109
19-K1 | 19-K1 Stanley Mosk Courthouse | 19-K1-D3020-100-HET01 | HEATER WATER EXPANSION TANK | THE WHITLOCK INC | 60945 | DNA | OM00035542 | PERMIT# F-9293 | MECH RM 800 (TANK #1) | NA | NA | NA | NA | NA | NA | NA | NA | NA | NA | \Classifications\Building System Class\D30-HVAC Systems\D3020 - Heat SYS\Heater Water Expansion Tank - HET | 1015110
19-K1 | 19-K1 Stanley Mosk Courthouse | 19-K1-D2023-310-HWP01 | PUMP, HOT WATER CIRCULATING | GRUND FOS | UPS 15-55 SFC | 59896773P1 | OM00035543 | NA | MECH ROOM | NA | NA | NA | DNA | 115 | DNA | Electric | 1 | NA | NA | \Classifications\Building System Class\D20-Plumbing\D2020 - Domestic Water\Domestic Hot Water Circulating Pump - HWP | 1015111
19-K1 | 19-K1 Stanley Mosk Courthouse | 19-K1-D4022-210-FSG01 | PUMP, FIRE ELECTRIC MOTOR DRIVEN #14 | GE | DNA | N13504 | OM00035288 | NA | MECHANICAL UNDER LOW OVERHEAD AREA | NA | NA | NA | 3 | 220-440 | 8.4 | Electric | 3 | NA | NA | \Classifications\Building System Class\D40-Fire Protection SYS\D4020 - Stand Pipe\Pump,Fire,Electric Motor Driven - FSG | 1015112
19-K1 | 19-K1 Stanley Mosk Courthouse | 19-K1-D5010-200-ESD01 | ELECTRICAL, MAIN ELECTRICAL PANEL | GE | DNA | CCB | OM00035466 | NA | MECH ROOM | NA | NA | NA | NA | 480 | 600 | Electric | 3 | NA | NA | \Classifications\Building System Class\D50-Electrical SYS\D5010 - Elec Service & Dist\Electical Service and Distribution - ESD | 1015113
19-K1 | 19-K1 Stanley Mosk Courthouse | 19-K1-D5010-200-ESD03 | ELECTRICAL, MAIN ELECTRICAL SWITCHGEAR | GE | DNA | CD-85651 | OM00035507 | NA | ELECTRICAL ROOM | NA | NA | NA | NA | 4800 | 40000 | Electric | 3 | NA | NA | \Classifications\Building System Class\D50-Electrical SYS\D5010 - Elec Service & Dist\Electical Service and Distribution - ESD | 1015114
19-K1 | 19-K1 Stanley Mosk Courthouse | 19-K1-D3031-100-PCH21 | PUMP, CHILLED WATER #21 | AURORA PUMP CO | 2056 | 2-2-A123 | OM00035535 | NA | MECH ROOM | NA | NA | NA | 75 | 230/460 | 164-82 | Electric | 3 | NA | NA | \Classifications\Building System Class\D30-HVAC Systems\D3030 - Cooling SYS\Chilled Water Pump - PCH | 1015115
19-K1 | 19-K1 Stanley Mosk Courthouse | 19-K1-D3031-100-PCH22 | PUMP, CHILLED WATER #22 | AURORA PUMP CO | 1856 | 2-2-A123 | OM00035534 | NA | MECH ROOM | NA | NA | NA | 75 | 230/400 | 164/82 | Electric | 3 | NA | NA | \Classifications\Building System Class\D30-HVAC Systems\D3030 - Cooling SYS\Chilled Water Pump - PCH | 1015116
19-K1 | 19-K1 Stanley Mosk Courthouse | 19-K1-D3031-100-PCH23 | PUMP, CHILLED WATER #23 | AURORA PUMP CO | DNA | DNA | OM00035533 | NA | MECH ROOM | NA | NA | NA | 75 | 230/460 | 164/32 | Electric | 3 | NA | NA | \Classifications\Building System Class\D30-HVAC Systems\D3030 - Cooling SYS\Chilled Water Pump - PCH | 1015117
19-K1 | 19-K1 Stanley Mosk Courthouse | 19-K1-D3050-210-PKU01 | PACKAGE UNIT | TRANE | G35142B76D | TCD120B400BA | OM00035508 |  | WEST END | 4L 620 | 20x20x2 (3), 20x16x2 (3) | R-22 | NA | 460 | 30 | Electric | 3 | NA | NA | \Classifications\Building System Class\D30-HVAC Systems\D3050 - Package SYS\Package Unit - PKU | 1015118
19-K1 | 19-K1 Stanley Mosk Courthouse | 19-K1-G3010-210-PWT01 | TANK, POTABLE WATER STORAGE #1 | ADVANCED TANK | SHOP STAMP #12332 | 7147 | OM00035289 | NA | PENTHOUSE MECH ROOM | NA | NA | NA | NA | NA | NA | NA | NA | NA | NA | \Classifications\Building System Class\G30-Site Mechanical Utilities\G3010 - Water Supply\Potable Water Storage Tank - PWT | 1015119
19-K1 | 19-K1 Stanley Mosk Courthouse | 19-K1-G3010-210-PWT02 | TANK, POTABLE WATER STORAGE #2 | ADVANCED TANK | SHOP STAMP #12331 | 7267 | OM00035290 | NA | PENTHOUSE MECH ROOM | NA | NA | NA | NA | NA | NA | NA | NA | NA | NA | \Classifications\Building System Class\G30-Site Mechanical Utilities\G3010 - Water Supply\Potable Water Storage Tank - PWT | 1015120
19-K1 | 19-K1 Stanley Mosk Courthouse | 19-K1-G3010-210-PWT03 | TANK, POTABLE WATER STORAGE #3 (LARGE) | DNA | DNA | DNA | OM00035474 | NA | OUTSIDE 1026 MECH ROOM MIDDLE CORRIDOR | NA | NA | NA | NA | NA | NA | NA | NA | NA | NA | \Classifications\Building System Class\G30-Site Mechanical Utilities\G3010 - Water Supply\Potable Water Storage Tank - PWT | 1015121
19-K1 | 19-K1 Stanley Mosk Courthouse | 19-K1-G3010-210-PWT04 | TANK, POTABLE WATER STORAGE #4 (LARGE) | DNA | DNA | DNA | OM00035473 | NA | OUTSIDE 1026 MECH ROOM MIDDLE CORRIDOR | NA | NA | NA | NA | NA | NA | NA | NA | NA | NA | \Classifications\Building System Class\G30-Site Mechanical Utilities\G3010 - Water Supply\Potable Water Storage Tank - PWT | 1015122
19-K1 | 19-K1 Stanley Mosk Courthouse | 19-K1-G3010-210-PWT05 | TANK, POTABLE WATER STORAGE #5 (MED) | DNA | DNA | DNA | OM00035475 | NA | PENTHOUSE MIDDLE CORRIDOR OUTSIDE 1026 | NA | NA | NA | NA | NA | NA | NA | NA | NA | NA | \Classifications\Building System Class\G30-Site Mechanical Utilities\G3010 - Water Supply\Potable Water Storage Tank - PWT | 1015123
19-K1 | 19-K1 Stanley Mosk Courthouse | 19-K1-G3010-210-PWT06 | TANK, POTABLE WATER STORAGE #6 | DNA | DNA | DNA | OM00035476 | NA | PENTHOUSE MIDDLE CORRIDOR OUTSIDE ON 1026 | NA | NA | NA | NA | NA | NA | NA | NA | NA | NA | \Classifications\Building System Class\G30-Site Mechanical Utilities\G3010 - Water Supply\Potable Water Storage Tank - PWT | 1015124
19-K1 | 19-K1 Stanley Mosk Courthouse | 19-K1-G3010-210-PWT07 | TANK, POTABLE WATER STORAGE #7 | ADVANCED TANK & MFG | 7277 | 2333 | OM00035541 | 129294 | MECH RM 800 (H2O TANK #7) | NA | NA | NA | NA | NA | NA | NA | NA | NA | NA | \Classifications\Building System Class\G30-Site Mechanical Utilities\G3010 - Water Supply\Potable Water Storage Tank - PWT | 1015125
19-K1 | 19-K1 Stanley Mosk Courthouse | 19-K1-D3041-210-SFN28 | FAN, SUPPLY #28 | UTILITY FAN CORP | A05365 | 4-900 | OM00035447 |  | MECH RM 716 (SUPPLY FAN #28) | A-75 (2) | NA | NA | 2 | 460/280 | 3.5/6.1 | Electric | 3 | NA | NA | \Classifications\Building System Class\D30-HVAC Systems\D3040 - Distribution SYS\Supply/Exhaust/Return fans- FAN | 1015126
19-K1 | 19-K1 Stanley Mosk Courthouse | 19-K1-D3041-210-SFN29 | FAN, SUPPLY #29 | UTILITY FAN CORP | A05403 | 4-1110 | OM00035459 |  | ELECTRICAL RM 704 (SUPPLY FAN #29) | B-158 (3) | (3) 24X25X2 | NA | 1 | 208-220/440 | 3.8/1.9 | Electric | 3 | NA | NA | \Classifications\Building System Class\D30-HVAC Systems\D3040 - Distribution SYS\Supply/Exhaust/Return fans- FAN | 1015127
19-K1 | 19-K1 Stanley Mosk Courthouse | 19-K1-D3041-210-SFN31 | FAN, SUPPLY #31 | UTILITY FAN CORP | A05366 | 4-900 | OM00035581 |  | MECH RM 1026 (SUPPLY FAN #31) | B-75 (2) | (3) 20X25X2 | NA | 3/4 | 208-230/*460 | 5.2-3.0/1.5 | Electric | 3 | NA | NA | \Classifications\Building System Class\D30-HVAC Systems\D3040 - Distribution SYS\Supply/Exhaust/Return fans- FAN | 1015128
19-K1 | 19-K1 Stanley Mosk Courthouse | 19-K1-D3041-210-SFN33 | FAN, SUPPLY #33 | UTILITY FAN CORP | A05394 | 4-1700 | OM00035287 |  | MECH RM 1026 (SUPPLY FAN #33) | B-136 (2) | (8) 24X20X2 | NA | 3 | 220-440 | 9.8-4.9 | Electric | 3 | NA | NA | \Classifications\Building System Class\D30-HVAC Systems\D3040 - Distribution SYS\Supply/Exhaust/Return fans- FAN | 1015129
19-K1 | 19-K1 Stanley Mosk Courthouse | 19-K1-D2017-100-SHW01 | SHOWER, EYE WASH STATION | SURVIVAL AIR SYSTEMS | DNA | 2358:1-1990 | OM00035448 |  | 3RD FLOOR MAIN ELECTRICAL ROOM ADJACENT TO GENERATOR | NA | NA | NA | NA | NA | NA | NA | NA | NA | NA | \Classifications\Building System Class\D20-Plumbing\D2010 - Plumb Fix\Showers - SHW | 1015130
19-K1 | 19-K1 Stanley Mosk Courthouse | 19-K1-D5011-240-TRN01 | ELECTRICAL, TRANSFORMER #1 | GE | DNA | C503909 | OM00035450 | NA | ELECTRICAL RM 716 (TRANSFORMER #1) | NA | NA | NA | NA | 4800-208/120 | 300 | Electric | 3 | NA | NA | \Classifications\Building System Class\D50-Electrical SYS\D5010 - Elec Service & Dist\Transformer - TRN | 1015131
19-K1 | 19-K1 Stanley Mosk Courthouse | 19-K1-D5011-240-TRN02 | ELECTRICAL, TRANSFORMER #2 | GE | DNA | C503910 | OM00035451 | NA | ELECTRICAL RM 716 (TRANSFORMER #2) | NA | NA | NA | NA | 4800-208/120 | 300 | Electric | 3 | NA | NA | \Classifications\Building System Class\D50-Electrical SYS\D5010 - Elec Service & Dist\Transformer - TRN | 1015132
19-K1 | 19-K1 Stanley Mosk Courthouse | 19-K1-D5011-240-TRN03 | ELECTRICAL, TRANSFORMER #3 (LARGE) | GE | DNA | C503910 | OM00035452 | NA | ELECTRICAL RM 716 (TRANSFORMER #3) | NA | NA | NA | NA | DNA | DNA | Electric | DNA | NA | NA | \Classifications\Building System Class\D50-Electrical SYS\D5010 - Elec Service & Dist\Transformer - TRN | 1015133
19-K1 | 19-K1 Stanley Mosk Courthouse | 19-K1-D5011-240-TRN04 | ELECTRICAL, TRANSFORMER #4 (MEDIUM) | GE | 9881727 | 9T23Y3052 | OM00035449 | DNA | ELECTRICAL RM 716 (TRANSFORMER #4) | NA | NA | NA | NA | 208/480 | 30 | Electric | 3 | NA | NA | \Classifications\Building System Class\D50-Electrical SYS\D5010 - Elec Service & Dist\Transformer - TRN | 1015134
19-K1 | 19-K1 Stanley Mosk Courthouse | 19-K1-D5011-240-TRN05 | ELECTRICAL, TRANSFORMER #5 (LARGE) | GE | DNA | C502185 | OM00035460 | NA | ELECTRICAL RM 702 (TRANSFORMER #5) | NA | NA | NA | NA | 4800-480 | 750 | Electric | 3 | NA | NA | \Classifications\Building System Class\D50-Electrical SYS\D5010 - Elec Service & Dist\Transformer - TRN | 1015135
19-K1 | 19-K1 Stanley Mosk Courthouse | 19-K1-D5011-240-TRN06 | ELECTRICAL, TRANSFORMER #6 (MEDIUM) | GE | 9881707 | 9T23Y3053 | OM00035461 | NA | ELECTRICAL RM 702 (TRANSFORMER #6) | NA | NA | NA | NA | 480 | 45 | Electric | 3 | NA | NA | \Classifications\Building System Class\D50-Electrical SYS\D5010 - Elec Service & Dist\Transformer - TRN | 1015136
19-K1 | 19-K1 Stanley Mosk Courthouse | 19-K1-D5011-240-TRN07 | ELECTRICAL, TRANSFORMER #7 (SMALL) | SQUARE D COMPANY | 14117360-003-1 | 45T85HISCU | OM00035462 | DNA | ELECTRICAL RM 702 (TRANSFORMER #7) | NA | NA | NA | NA | 208/120 | 45 | Electric | 3 | NA | NA | \Classifications\Building System Class\D50-Electrical SYS\D5010 - Elec Service & Dist\Transformer - TRN | 1015137
19-K1 | 19-K1 Stanley Mosk Courthouse | 19-K1-D5011-240-TRN08 | ELECTRICAL, TRANSFORMER #8 (LARGE) | GE | DNA | C503906 | OM00035463 | NA | ELECTRICAL RM 702 (TRANSFORMER #8) | NA | NA | NA | NA | 4800-208-120 | 300 | Electric | 3 | NA | NA | \Classifications\Building System Class\D50-Electrical SYS\D5010 - Elec Service & Dist\Transformer - TRN | 1015138
19-K1 | 19-K1 Stanley Mosk Courthouse | 19-K1-D5011-240-TRN09 | ELECTRICAL, TRANSFORMER #9 (LARGE) | GE | DNA | C503907 | OM00035464 | NA | ELECTRICAL RM 702 (TRANSFORMER #9) | NA | NA | NA | NA | 4800-208/120 | 300 | Electric | 3 | NA | NA | \Classifications\Building System Class\D50-Electrical SYS\D5010 - Elec Service & Dist\Transformer - TRN | 1015139
19-K1 | 19-K1 Stanley Mosk Courthouse | 19-K1-D5011-240-TRN10 | ELECTRICAL, TRANSFORMER #10 | GE | DNA | C503908 | OM00035465 | NA | ELECTRICAL RM 702 (TRANSFORMER #10) Center of Room | NA | NA | NA | NA | 4800-208/120 | 300 | Electric | 3 | NA | NA | \Classifications\Building System Class\D50-Electrical SYS\D5010 - Elec Service & Dist\Transformer - TRN | 1015140
19-K1 | 19-K1 Stanley Mosk Courthouse | 19-K1-D5011-240-TRN11 | ELECTRICAL, TRANSFORMER #11 (LARGE) | GE | DNA | C503913 | OM00035292 | NA | ELECTRICAL RM 1034 (TRANSFORMER #11) | NA | NA | NA | NA | 4800-208/120 | 300 | Electric | 3 | NA | NA | \Classifications\Building System Class\D50-Electrical SYS\D5010 - Elec Service & Dist\Transformer - TRN | 1015141
19-K1 | 19-K1 Stanley Mosk Courthouse | 19-K1-D5011-240-TRN12 | ELECTRICAL, TRANSFORMER #12 (LARGE) | GE | DNA | C503916 | OM00035478 | NA | ELECTRICAL RM 1034 (TRANSFORMER #12) | NA | NA | NA | NA | 4800 | 300 | Electric | 3 | NA | NA | \Classifications\Building System Class\D50-Electrical SYS\D5010 - Elec Service & Dist\Transformer - TRN | 1015142
19-K1 | 19-K1 Stanley Mosk Courthouse | 19-K1-D5011-240-TRN13 | ELECTRICAL, TRANSFORMER #13 (LARGE) | GE | DMA | C503915 | OM00035479 | NA | ELECTRICAL RM 1034 (TRANSFORMER #13) | NA | NA | NA | NA | 4800-208/120 | 300 | Electric | 3 | NA | NA | \Classifications\Building System Class\D50-Electrical SYS\D5010 - Elec Service & Dist\Transformer - TRN | 1015143
19-K1 | 19-K1 Stanley Mosk Courthouse | 19-K1-D5011-240-TRN14 | ELECTRICAL, TRANSFORMER #14 (SMALL) | GE | DNA | 9T51Y6436 | OM00035493 | NA | PENTHOUSE ELEVATOR RM BESIDE ELEVATOR DISCONNECT | NA | NA | NA | NA | 240/480 | 2 | Electric | 3 | NA | NA | \Classifications\Building System Class\D50-Electrical SYS\D5010 - Elec Service & Dist\Transformer - TRN | 1015144
19-K1 | 19-K1 Stanley Mosk Courthouse | 19-K1-D5011-240-TRN15 | ELECTRICAL, TRANSFORMER #15 (MEDIUM) | SQUARE D COMPANY | 219233 | 500T28H | OM00035492 | NA | ELECTRICAL ROOM NEAR DOCK AREA | NA | NA | NA | NA | 4800-480/277 | 500 | Electric | 3 | NA | NA | \Classifications\Building System Class\D50-Electrical SYS\D5010 - Elec Service & Dist\Transformer - TRN | 1015145
19-K1 | 19-K1 Stanley Mosk Courthouse | 19-K1-D5011-240-TRN16 | ELECTRICAL, TRANSFORMER #16 (LARGE) | GE | DNA | C 379339-56P | OM00035494 | NA | ELECTRICAL ROOM TOWARD DOCK AREA, UNIT IS NEAR GENERATORS | NA | NA | NA | NA | 4800-480 | 300 | Electric | 3 | NA | NA | \Classifications\Building System Class\D50-Electrical SYS\D5010 - Elec Service & Dist\Transformer - TRN | 1015146
19-K1 | 19-K1 Stanley Mosk Courthouse | 19-K1-D5011-240-TRN17 | ELECTRICAL, TRANSFORMER #17 (SMALL) | GE | DNA | 9T51Y6436 | OM00035518 | NA | ELEVATOR RM ABOVE 7TH FLOOR MECH RM, UNDER ELEVATOR DISCONNECTS | NA | NA | NA | NA | 240/480 | 2 | Electric | 3 | NA | NA | \Classifications\Building System Class\D50-Electrical SYS\D5010 - Elec Service & Dist\Transformer - TRN | 1015147
19-K1 | 19-K1 Stanley Mosk Courthouse | 19-K1-D5011-240-TRN19 | ELECTRICAL, TRANSFORMER #19 (MEDIUM) | GE | 9881280 | 9T23Y3052 | OM00035568 | NA | ELECTRICAL ROOM NEAR LOADING DOCK | NA | NA | NA | NA | 120-220/480 | 30 | Electric | 3 | NA | NA | \Classifications\Building System Class\D50-Electrical SYS\D5010 - Elec Service & Dist\Transformer - TRN | 1015148
19-K1 | 19-K1 Stanley Mosk Courthouse | 19-K1-D5011-240-TRN20 | ELECTRICAL, TRANSFORMER #20 (LARGE) | GE | DNA | C 37931656P | OM00035569 | NA | ELECTRICAL RM NEAR LOADING DOCK | NA | NA | NA | NA | 4800-480 | 500 | Electric | 3 | NA | NA | \Classifications\Building System Class\D50-Electrical SYS\D5010 - Elec Service & Dist\Transformer - TRN | 1015149
19-K1 | 19-K1 Stanley Mosk Courthouse | 19-K1-D5011-240-TRN21 | ELECTRICAL, TRANSFORMER #21 | SQUARED D COMP | 79TS22C | 34349-50112-014 | OM00035570 | NA | ELECTRICAL ROOM NEAR LOADING DOCK | NA | NA | NA | NA | 480/277 | 75 | Electric | 3 | NA | NA | \Classifications\Building System Class\D50-Electrical SYS\D5010 - Elec Service & Dist\Transformer - TRN | 1015150
19-K1 | 19-K1 Stanley Mosk Courthouse | 19-K1-D2023-310-WBS05 | PUMP, DOMESTIC WATER | AURORA PUMP CO | F1093 | M3308 (SIZE 2/2-5/10) | OM00035545 | NA | MECH RM 800 (PUMP #5) | NA | NA | NA | 5 | 208-230/460 | 15.2-13.6-6.8 | Electric | 3 | NA | NA | \Classifications\Building System Class\D20-Plumbing\D2020 - Domestic Water\Domestic Water Booster System - WBS | 1015155
19-K1 | 19-K1 Stanley Mosk Courthouse | 19-K1-D2023-310-WBS06 | PUMP, DOMESTIC WATER | AURORA PUMP CO | DNA | 94-14617 (SIZE 2/2-5/10) | OM00035546 | NA | MECH RM 800 (PUMP #6) | NA | NA | NA | 5 | 208-230/460 | 15.2-13.6-6.8 | Electric | 3 | NA | NA | \Classifications\Building System Class\D20-Plumbing\D2020 - Domestic Water\Domestic Water Booster System - WBS | 1015156
19-K1 | 19-K1 Stanley Mosk Courthouse | 19-K1-D2023-310-WBS07 | PUMP, DOMESTIC WATER BOOSTER #7 | AURORA PUMP CO | 01-277563-2 | AD77A (SIZE 2/2-5/12) | OM00035547 | NA | MECH RM 800 (PUMP #7) | NA | NA | NA | 5 | 208-230/460 | 13.9-13.4/6.7 | Electric | 3 | NA | NA | \Classifications\Building System Class\D20-Plumbing\D2020 - Domestic Water\Domestic Water Booster System - WBS | 1015157
19-K1 | 19-K1 Stanley Mosk Courthouse | 19-K1-D2023-310-WBS08 | PUMP, DOMESTIC WATER BOOSTER #8 | AURORA PUMP CO | 87-04361 | DNA | OM00035548 | NA | MECH RM 800 (PUMP #8) | NA | NA | NA | 5 | 208-230/460 | 15.3-13.6-6.8 | Electric | 3 | NA | NA | \Classifications\Building System Class\D20-Plumbing\D2020 - Domestic Water\Domestic Water Booster System - WBS | 1015158
19-K1 | 19-K1 Stanley Mosk Courthouse | 19-K1-D2090-650-WSR01 | WATER SOFTENER #1 (WATER FOUNTAINS 745 GAL) | WATER CONDITIONING INC | DNA | F9288 | OM00035563 | 1005 | MECH ROOM | NA | NA | NA | NA | NA | NA | NA | NA | NA | NA | \Classifications\Building System Class\D20-Plumbing\D2090 - Other Plumbing SYS\Water Softener - WSR | 1015159
19-K1 | 19-K1 Stanley Mosk Courthouse | 19-K1-D2090-650-WSR02 | WATER SOFTENER #2 (WATER FOUNTAIN 745 GAL) | WATER CONDITIONING INC | 1100 | DNA | OM00035562 | 1004 | MECH ROOM | NA | NA | NA | NA | NA | NA | NA | NA | NA | NA | \Classifications\Building System Class\D20-Plumbing\D2090 - Other Plumbing SYS\Water Softener - WSR | 1015160
19-K1 | 19-K1 Stanley Mosk Courthouse | 19-K1-D2090-650-WSR03 | WATER SOFTENER #3 (WATER FOUNTAINS 625 GAL) | WATER CONDITIONING INC | B-74370 | NA | OM00035561 | 1100 | MECH ROOM | NA | NA | NA | NA | NA | NA | NA | NA | NA | NA | \Classifications\Building System Class\D20-Plumbing\D2090 - Other Plumbing SYS\Water Softener - WSR | 1015161
19-K1 | 19-K1 Stanley Mosk Courthouse | 19-K1-D2090-650-WSR04 | WATER SOFTENER #4 (KITCHEN) | ADVANCED TANK | 7223 | 12234 | OM00035540 | F9293 PERMIT # | MECH RM 800 (H2O SOFTEN #4) | NA | NA | NA | NA | NA | NA | NA | NA | NA | NA | \Classifications\Building System Class\D20-Plumbing\D2090 - Other Plumbing SYS\Water Softener - WSR | 1015162
19-K1 | 19-K1 Stanley Mosk Courthouse | 19-K1-D3042-220-EFN01 | FAN, EXHAUST BELT DRIVEN #1 (ROOF) | LOREN COOK CO | F0107313201 | DNA | OM00035477 |  | PENTHOUSE MIDDLE CORRIDOR BY STORAGE TANKS (EXH FAN #1) | 4L290 | NA | NA | 1.5 | 220 | 4.2-2.1 | Electric | 3 | NA | NA | \Classifications\Building System Class\D30-HVAC Systems\D3040 - Distribution SYS\Supply/Exhaust/Return fans- FAN | 1015163
19-K1 | 19-K1 Stanley Mosk Courthouse | 19-K1-D3042-220-EFN02 | FAN, EXHAUST BELT DRIVEN #2 (ROOF) | UTILITY FAN CORP | DNA | DNA | OM00035487 |  | PENTHOUSE NEAR 4 LARGE H2O TANKS (EXH FAN #2) | AX-62 | NA | NA | 2 | 220/440 | 6.0-3.0 | Electric | 3 | NA | NA | \Classifications\Building System Class\D30-HVAC Systems\D3040 - Distribution SYS\Supply/Exhaust/Return fans- FAN | 1015164
19-K1 | 19-K1 Stanley Mosk Courthouse | 19-K1-D3042-220-EFN05 | FAN, EXHAUST BELT DRIVEN #5 | UTILITY FAN CORP | DNA | M3304 | OM00035528 |  | MECH RM (EXH FAN #5) | B-115 (2) | (3) 24X25X2 | NA | 3 | 208-230/460 | 9.5-3/4.5 | Electric | 3 | NA | NA | \Classifications\Building System Class\D30-HVAC Systems\D3040 - Distribution SYS\Supply/Exhaust/Return fans- FAN | 1015165
19-K1 | 19-K1 Stanley Mosk Courthouse | 19-K1-D3041-230-RFN12 | FAN, RETURN #12 (BELT DRIVEN) | UTILITY FAN CORP | A05386 | 4-1510 | OM00035567 |  | MECH RM 346A (EXH FAN #12) | B-112 (2) | (2) 24X25X2 | NA | 5 | 208-220/440 | 9.5-9.4.5 | Electric | 3 | NA | NA | \Classifications\Building System Class\D30-HVAC Systems\D3040 - Distribution SYS\Supply/Exhaust/Return fans- FAN | 1015166
19-K1 | 19-K1 Stanley Mosk Courthouse | 19-K1-D3041-230-RFN28 | FAN, RETURN #28 (BELT DRIVEN) | UTILITY FAN CORP | A05877 | 4-620 | OM00035571 |  | MECH RM UPPER RIGHT ON DUCT (EXH FAN #28) | B-68 (2) | NA | NA | 2 | 208-220/440 | 9.0-4.5 | Electric | 3 | NA | NA | \Classifications\Building System Class\D30-HVAC Systems\D3040 - Distribution SYS\Supply/Exhaust/Return fans- FAN | 1015167
19-K1 | 19-K1 Stanley Mosk Courthouse | 19-K1-D3041-230-RFN29 | FAN, RETURN #29 (BELT DRIVEN) | UTILITY FAN CORP | A05262 | 4-1510 | OM00035566 |  | MECH RM 346A (EXH FAN #29) | B-112 (3) | (3) 24X25X2 | NA | 2 | 208-220/440 | 6.0-3.0 | Electric | 3 | NA | NA | \Classifications\Building System Class\D30-HVAC Systems\D3040 - Distribution SYS\Supply/Exhaust/Return fans- FAN | 1015168
19-K1 | 19-K1 Stanley Mosk Courthouse | 19-K1-D3041-230-RFN30 | FAN, RETURN #30 (BELT DRIVEN) | UTILITY FAN CORP | A05263 | 4-910 | OM00035497 |  | ELECTRICAL RM 322E (EXH FAN #30) | 4L759 (2) | (3) 24X25X2 | NA | 3/4 | 230/460 | 3.0-1.5 | Electric | 3 | NA | NA | \Classifications\Building System Class\D30-HVAC Systems\D3040 - Distribution SYS\Supply/Exhaust/Return fans- FAN | 1015169
19-K1 | 19-K1 Stanley Mosk Courthouse | 19-K1-D3041-230-RFN31 | FAN, RETURN #31 (BELT DRIVEN) | UTILITY FAN CORP | A05382 | 4-2100 | OM00035486 |  | MECH RM 1032 (EXH FAN #31) | B-144 (2) | (3) 24X25X2 | NA | 5 | 208-220/440 | 28.2-14.1 | Electric | 3 | NA | NA | \Classifications\Building System Class\D30-HVAC Systems\D3040 - Distribution SYS\Supply/Exhaust/Return fans- FAN | 1015170
19-K1 | 19-K1 Stanley Mosk Courthouse | 19-K1-D3042-220-EFN32 | FAN, EXHAUST BELT DRIVEN #32 | UTILITY FAN CORP | A05387 | 4-1510 | OM00035741 |  | MECH RM 721 (EXH FAN #32) | B-105 (2) | NA | NA | 2 | 460 | 3 | Electric | 3 | NA | NA | \Classifications\Building System Class\D30-HVAC Systems\D3040 - Distribution SYS\Supply/Exhaust/Return fans- FAN | 1015171
19-K1 | 19-K1 Stanley Mosk Courthouse | 19-K1-D3042-220-EFN33 | FAN, EXHAUST BELT DRIVEN #33 | UTILITY FAN CORP | A05372 | 4-1110 | OM00035744 |  | MECH RM 710 (EXH FAN #33) | B-90 (2) | (3) 20X25X2 | NA | 2 | 220/440 | DNA | Electric | 3 | NA | NA | \Classifications\Building System Class\D30-HVAC Systems\D3040 - Distribution SYS\Supply/Exhaust/Return fans- FAN | 1015172
19-K1 | 19-K1 Stanley Mosk Courthouse | 19-K1-D3041-230-RFN34 | FAN, RETURN #34 (BELT DRIVEN) | UTILITY FAN CORP | A05388 | 4-1510 | OM00035458 |  | MECH RM 708 (EXH FAN #34) | B-158 (2) | (3) 24X25X2 | NA | 2 | 220/440 | 9.2-4.6 | Electric | 3 | NA | NA | \Classifications\Building System Class\D30-HVAC Systems\D3040 - Distribution SYS\Supply/Exhaust/Return fans- FAN | 1015173
19-K1 | 19-K1 Stanley Mosk Courthouse | 19-K1-D3041-230-RFN35 | FAN, RETURN #35 (BELT DRIVEN) | UTILITY FAN CORP | A05385 | 4-2110 | OM00035468 |  | MECH RM 700 (EXH FAN #35) | B-144 (2) | (3) 24X25X2 | NA | 3 | 208-220/440 | 9.8-4.9 | Electric | 3 | NA | NA | \Classifications\Building System Class\D30-HVAC Systems\D3040 - Distribution SYS\Supply/Exhaust/Return fans- FAN | 1015174
19-K1 | 19-K1 Stanley Mosk Courthouse | 19-K1-D3041-230-RFN36 | FAN, RETURN #36 (BELT DRIVEN) | UTILITY FAN CORP | A05392 | 4-1910 | OM00035485 |  | MECH RM 1032 (EXH FAN #36) | B-136 (2) | (3) 24X25X2 | NA | 3 | 220/440 | 9.0-4.5 | Electric | 3 | NA | NA | \Classifications\Building System Class\D30-HVAC Systems\D3040 - Distribution SYS\Supply/Exhaust/Return fans- FAN | 1015175
19-K1 | 19-K1 Stanley Mosk Courthouse | 19-K1-D3041-230-RFN37 | FAN, EXHAUST BELT DRIVEN #37 | UTILITY FAN CORP | A05374 | 4-2230 | OM00035472 |  | MECH RM 1026 (EXH FAN #37) | B-158 (2) | (3) 20X25X2 | NA | 3 | 220/440 | 14.4-7.2 | Electric | 3 | NA | NA | \Classifications\Building System Class\D30-HVAC Systems\D3040 - Distribution SYS\Supply/Exhaust/Return fans- FAN | 1015176
19-K1 | 19-K1 Stanley Mosk Courthouse | 19-K1-D2023-100-BFP07 | BACKFLOW PREVENTER #3 | WATTS | 255870 | 709 | OM00035579 |  | DOCK AREA | NA | NA | NA | NA | NA | NA | NA | NA | NA | NA | \Classifications\Building System Class\D20-Plumbing\D2020 - Domestic Water\Backflow Preventer - BFP | 1015199
19-K1 | 19-K1 Stanley Mosk Courthouse | 19-K1-D3012-120-GMR01 | METER, GAS METER (LOADING DOCK) | ROOTS METER | 0957223 | 15C175 | OM00035580 | 13081965 | DOCK AREA | NA | NA | NA | NA | NA | NA | NA | NA | NA | NA | \Classifications\Building System Class\D30-HVAC Systems\D3010 - Energy Supply\Gas Meter Readings - GMR | 1015200
19-K1 | 19-K1 Stanley Mosk Courthouse | 19-K1-D4095-230-HBL01 | VENT HOOD (KITCHEN HOOD 14 & 15) | ANSUL | 5302055 | DNA | OM00035572 | 783832 | KITCHEN HOOD 14 & 15 | NA | NA | NA | NA | 120 | DNA | Electric | DNA | NA | NA | \Classifications\Building System Class\D40-Fire Protection SYS\D4090 - Other Fire Protection Systems\Hood and Blower - HBL | 1015201
19-K1 | 19-K1 Stanley Mosk Courthouse | 19-K1-B2034-400-DOH01 | DOOR, ROLLUP GATE (DOCK) | AUT-O-DOR | DNA | DNA | OM00035602 |  | LOADING DOCK GATE | NA | NA | NA | 10 | 120/208 | DNA | Electric | 3 | NA | NA | \Classifications\Building System Class\B20-General Building Exterior\B2030 - Exterior Doors\Door,Overhead-Shutter,Manual,Elec,Roll-up - DOH | 1015202
19-K1 | 19-K1 Stanley Mosk Courthouse | 19-K1-G3063-100-DAT01 | DIESEL DAY TANK (ABOVE GROUND) | PRYCO | 04460286 | PY100VLDW | OM00035500 | NA | MECH/ELECT ROOM | NA | NA | NA | DNA | 220/440 | 1.26/.63 | Diesel | 3 | NA | NA | \Classifications\Building System Class\G30-Site Mechanical Utilities\G3060 - Fuel Distribution\Tank, Fuel Storage Day - DAT | 1015333
19-K1 | 19-K1 Stanley Mosk Courthouse | 19-K1-D3090-114-CMP02 | COMPRESSOR, AIR CONTROL #2 | GARDNER-DENVER | 41364 | R24 | OM00035564 | State ID#: 17313-58 | MECH ROOM | 4L400 (3) | NA | NA | DNA | 220/ | DNA | DNA | DNA | NA | NA | \Classifications\Building System Class\D30-HVAC Systems\D3090 - Other HVAC Systems and Equipment\Air Compressor - CMP | 1015335
19-K1 | 19-K1 Stanley Mosk Courthouse | 19-K1-D3090-114-CST01 | TANK, CONTROL AIR COMPRESSOR STORAGE #1 | ROY E HANSON | 12526 | UW-52B | OM00035509 | 387360 | MECH RM 721 (TANK #1) | NA | NA | NA | NA | NA | NA | NA | NA | NA | NA | \Classifications\Building System Class\D30-HVAC Systems\D3090 - Other HVAC Systems and Equipment\Tank, Control Air Compressor Storage - CST | 1015337
19-K1 | 19-K1 Stanley Mosk Courthouse | 19-K1-D3090-114-CST02 | TANK, CONTROL AIR COMPRESSOR STORAGE #2 | ROY E HANSON | 12521 | UW-52B | OM00035510 | 387260LA | MECH RM 710 (TANK #2) | NA | NA | NA | NA | NA | NA | NA | NA | NA | NA | \Classifications\Building System Class\D30-HVAC Systems\D3090 - Other HVAC Systems and Equipment\Tank, Control Air Compressor Storage - CST | 1015338
19-K1 | 19-K1 Stanley Mosk Courthouse | 19-K1-D3090-114-CST03 | TANK, CONTROL AIR COMPRESSOR STORAGE #3 | ROY E HANSON | 12520 | UW-52B | OM00035511 | 387160 LA | MECH RM 708 (TANK #3) | NA | NA | NA | NA | NA | NA | NA | NA | NA | NA | \Classifications\Building System Class\D30-HVAC Systems\D3090 - Other HVAC Systems and Equipment\Tank, Control Air Compressor Storage - CST | 1015339
19-K1 | 19-K1 Stanley Mosk Courthouse | 19-K1-D3090-114-CST04 | TANK, CONTROL AIR COMPRESSOR STORAGE #4 | ROY E HANSON | 12518 | UW-52B | OM00035512 | 387060 LA | MECH RM 700 (TANK #4) | NA | NA | NA | NA | NA | NA | NA | NA | NA | NA | \Classifications\Building System Class\D30-HVAC Systems\D3090 - Other HVAC Systems and Equipment\Tank, Control Air Compressor Storage - CST | 1015340
19-K1 | 19-K1 Stanley Mosk Courthouse | 19-K1-D3090-114-CST05 | TANK, CONTROL AIR COMPRESSOR STORAGE #5 | ROY E HANSON | 12524 | UW-52B | OM00035519 | 386960 LA | MECH RM 1032 (TANK #5) | NA | NA | NA | NA | NA | NA | NA | NA | NA | NA | \Classifications\Building System Class\D30-HVAC Systems\D3090 - Other HVAC Systems and Equipment\Tank, Control Air Compressor Storage - CST | 1015341
19-K1 | 19-K1 Stanley Mosk Courthouse | 19-K1-D3090-114-CST06 | TANK, CONTROL AIR COMPRESSOR STORAGE #6 | ROY E HANSON | 12513 | UW-52B | OM00035520 | 386860 LA | MECH RM 1026 (TANK #6) | NA | NA | NA | NA | NA | NA | NA | NA | NA | NA | \Classifications\Building System Class\D30-HVAC Systems\D3090 - Other HVAC Systems and Equipment\Tank, Control Air Compressor Storage - CST | 1015342
19-K1 | 19-K1 Stanley Mosk Courthouse | 19-K1-D3090-114-CST07 | TANK, CONTROL AIR COMPRESSOR STORAGE #7 | ROY E HANSON | 12525 | UW-52B | OM00035527 | 306760 LA | MECH RM 422D (TANK #7) | NA | NA | NA | NA | NA | NA | NA | NA | NA | NA | \Classifications\Building System Class\D30-HVAC Systems\D3090 - Other HVAC Systems and Equipment\Tank, Control Air Compressor Storage - CST | 1015343
19-K1 | 19-K1 Stanley Mosk Courthouse | 19-K1-D3090-114-CST08 | TANK, CONTROL AIR COMPRESSOR STORAGE #8 | ROY E HANSON | 12516 | UW-52B | OM00035555 | 386560 LA | MECH RM 425D (TANK #8) | NA | NA | NA | NA | NA | NA | NA | NA | NA | NA | \Classifications\Building System Class\D30-HVAC Systems\D3090 - Other HVAC Systems and Equipment\Tank, Control Air Compressor Storage - CST | 1015344
19-K1 | 19-K1 Stanley Mosk Courthouse | 19-K1-D3090-114-CST09 | TANK, CONTROL AIR COMPRESSOR STORAGE #9 | ROY E HANSON | 12515 | UW-52B | OM00035553 | 386660 LA | MECH RM (TANK #9) | NA | NA | NA | NA | NA | NA | NA | NA | NA | NA | \Classifications\Building System Class\D30-HVAC Systems\D3090 - Other HVAC Systems and Equipment\Tank, Control Air Compressor Storage - CST | 1015345
19-K1 | 19-K1 Stanley Mosk Courthouse | 19-K1-G3063-100-AST01 | TANK, DIESEL FUEL STORAGE (ABOVE GROUND) | HOOVER CONTAINMENT TANK | M-383384 | L-DP100P | OM00035443 | DNA | GROUNDS | NA | NA | NA | NA | NA | NA | Diesel | NA | NA | NA | \Classifications\Building System Class\G30-Site Mechanical Utilities\G3060 - Fuel Distribution\Tank, Fuel Storage, Above Ground - AST | 1015349
19-K1 | 19-K1 Stanley Mosk Courthouse | 19-K1-D3041-110-AHU04 | AIR HANDLER UNIT #4 | UTILITY FAN CORP | A05255 | 4-3100 | OM00028542 | DNA | MECH RM 112B (AIR HANDLER #4) | B-240 | 20X25X2 @24 | NA | 20HP | 480 | 24 |  | 3 |  |  | \Classifications\Building System Class\D30-HVAC Systems\D3040 - Distribution SYS\Air Handling Unit - AHU | 1015352
19-K1 | 19-K1 Stanley Mosk Courthouse | 19-K1-D3041-110-AHU05 | AIR HANDLER UNIT #5 | UTILITY FAN CORP | DNA | DNA | OM00028543 |  | MECH RM 112B (AIR HANDLER #5) | B-78 | 20X25X2 Q3 | NA | 5 hp | 480 | 7 |  | 3 |  |  | \Classifications\Building System Class\D30-HVAC Systems\D3040 - Distribution SYS\Air Handling Unit - AHU | 1015353
19-K1 | 19-K1 Stanley Mosk Courthouse | 19-K1-D3041-110-AHU03 | AIR HANDLER UNIT #3 | Utility Fan Corp | A-05254 | 4-2900 | OM00028531 |  | MECH RM 112B (AIR HANDLER #3) | B-195 | 20X20X2 @26 | NA | 15 HP | 480 | 20 |  | 3 |  |  | \Classifications\Building System Class\D30-HVAC Systems\D3040 - Distribution SYS\Air Handling Unit - AHU | 1015354
19-K1 | 19-K1 Stanley Mosk Courthouse | 19-K1-D4010-150-FMS06 | FIRE SYSTEM RISER #1 (4") | VIKING GROUP | DNA | DNA | OM00028570 |  | 3rd Floor, Room 332 D Left of Entrance | [10 empty] | \Classifications\Building System Class\D40-Fire Protection SYS\D4010 - Sprinkler SYS\Fire Systems, stand pipes - FMS | 1015445
19-K1 | 19-K1 Stanley Mosk Courthouse | 19-K1-D4010-150-FMS07 | FIRE SYSTEM RISER #3 (6") | VIKING GROUP | 8497 | E | OM00028562 |  | NORTH EAST CORNER OF BUILDING - MENS' PUBLIC RESTROOM, 1st Floor | [10 empty] | \Classifications\Building System Class\D40-Fire Protection SYS\D4010 - Sprinkler SYS\Fire Systems, stand pipes - FMS | 1015446
19-K1 | 19-K1 Stanley Mosk Courthouse | 19-K1-D4010-150-FMS08 | FIRE SYSTEMS, RISER #8 | VIKING GROUP | 8502 | E | OM00028564 | DNA | SOUTH END CLOSET- 105 E, 1st Floor | [10 empty] | \Classifications\Building System Class\D40-Fire Protection SYS\D4010 - Sprinkler SYS\Fire Systems, stand pipes - FMS | 1015447
19-K1 | 19-K1 Stanley Mosk Courthouse | 19-K1-D4010-150-FMS09 | FIRE SYSTEM RISER #4 (6") | VIKING | 8499 | E | OM00028563 |  | SOUTH END CLOSET 106 - 1st FLOOR | [10 empty] | \Classifications\Building System Class\D40-Fire Protection SYS\D4010 - Sprinkler SYS\Fire Systems, stand pipes - FMS | 1015448
19-K1 | 19-K1 Stanley Mosk Courthouse | 19-K1-D4010-150-FMS10 | FIRE SYSTEM RISER #5 (6") | VIKING GROUP | 8500 | E | OM00028566 |  | 1st Floor, Rm 112, Left of Entrance | [10 empty] | \Classifications\Building System Class\D40-Fire Protection SYS\D4010 - Sprinkler SYS\Fire Systems, stand pipes - FMS | 1015449
19-K1 | 19-K1 Stanley Mosk Courthouse | 19-K1-D4010-150-FMS11 | FIRE SYSTEM RISER #6 (6") | VIKING GROUP | 8498 | E | OM00028565 |  | 1st Floor, SOUTWEST MECHANICAL ROOM 111A | [10 empty] | \Classifications\Building System Class\D40-Fire Protection SYS\D4010 - Sprinkler SYS\Fire Systems, stand pipes - FMS | 1015450
19-K1 | 19-K1 Stanley Mosk Courthouse | 19-K1-D4010-150-FMS12 | FIRE RISER A-7 (6') | VIKING GROUP | 8503 | E | OM00028567 |  | 1st Floor, RM 125 Center of room | [10 empty] | \Classifications\Building System Class\D40-Fire Protection SYS\D4010 - Sprinkler SYS\Fire Systems, stand pipes - FMS | 1015451
19-K1 | 19-K1 Stanley Mosk Courthouse | 19-K1-D4010-150-FMS13 | FIRE RISER B-8 (6') | VIKING GROUP | 8507 | E | OM00038568 |  | 1st Floor, Room 125, Center of Room | [10 empty] | \Classifications\Building System Class\D40-Fire Protection SYS\D4010 - Sprinkler SYS\Fire Systems, stand pipes - FMS | 1015452
19-K1 | 19-K1 Stanley Mosk Courthouse | 19-K1-D4010-150-FMS14 | FIRE RISER C-1-9 (6") | VIKING GROUP | 8504 | E | OM00028569 |  | 1st Floor, Rm125, Center of room | [10 empty] | \Classifications\Building System Class\D40-Fire Protection SYS\D4010 - Sprinkler SYS\Fire Systems, stand pipes - FMS | 1015453
19-K1 | 19-K1 Stanley Mosk Courthouse | 19-K1-D4010-150-FMS15 | FIRE SYSTEM RISER #10 (4") | VIKING GROUP | 2982 | E | OM00028572 |  | 1st Floor, Room 125, Center of Room | [10 empty] | \Classifications\Building System Class\D40-Fire Protection SYS\D4010 - Sprinkler SYS\Fire Systems, stand pipes - FMS | 1015454
19-K1 | 19-K1 Stanley Mosk Courthouse | 19-K1-D4010-150-FMS16 | FIRE SYSTEM RISER #16 | VIKING GROUP | DNA | E | OM00028571 |  | 3rd floor, Room 341, Center of room | [10 empty] | \Classifications\Building System Class\D40-Fire Protection SYS\D4010 - Sprinkler SYS\Fire Systems, stand pipes - FMS | 1015455
19-K1 | 19-K1 Stanley Mosk Courthouse | 19-K1-D3041-110-AHU01 | AIR HANDLER UNIT #1 | UTILITY FAN CORP | A05252 | 4-2830 | OM00028544 |  | MECH RM 111A (AIR HANDLER #1) | B-195 (6) | 20X25X2 | NA | 20 | 480 | 26 | Electric | 3 | NA | NA | \Classifications\Building System Class\D30-HVAC Systems\D3040 - Distribution SYS\Air Handling Unit - AHU | 1015626
19-K1 | 19-K1 Stanley Mosk Courthouse | 19-K1-D3041-110-AHU02 | AIR HANDLER UNIT #2 | UTILITY FAN CORP | A05253 | 4-2910 | OM00028545 |  | MECH RM 111A (AIR HANDLER #2) | b-210 | 20X25X2 | NA | 20 | 480 | 26 | Electric | 3 | NA | NA | \Classifications\Building System Class\D30-HVAC Systems\D3040 - Distribution SYS\Air Handling Unit - AHU | 1015627
19-K1 | 19-K1 Stanley Mosk Courthouse | 19-K1-B2034-400-DOH02 | DOOR, OVERHEAD #2 (ROLL-UP) | R & S SECURITY DOORS | DNA | DNA | OM00028559 |  | WAREHOUSE | NA | NA | NA | NA | NA | NA | NA | NA | NA | NA | \Classifications\Building System Class\B20-General Building Exterior\B2030 - Exterior Doors\Door,Overhead-Shutter,Manual,Elec,Roll-up - DOH | 1015724
19-K1 | 19-K1 Stanley Mosk Courthouse | 19-K1-D3090-220-CMD01 | COMPRESSOR, AIR DRYER (CMD01) | HANKINGSON | DNA | DNA | OM00028556 |  | CHILLED WATER ROOM | NA | NA | NA | DNA | DNA | DNA | NA | DNA | NA | NA | \Classifications\Building System Class\D30-HVAC Systems\D3090 - Other HVAC Systems and Equipment\Compressed Air Dryer - CMD | 1015725
19-K1 | 19-K1 Stanley Mosk Courthouse | 19-K1-G3010-210-PWT08 | TANK, DRINKING WATER EXPANSION #8 | PATTERSON-KELLEY | DNA | 55624 | OM00028558 |  | CHILLED WATER ROOM | NA | NA | NA | NA | NA | NA | NA | NA | NA | NA | \Classifications\Building System Class\G30-Site Mechanical Utilities\G3010 - Water Supply\Potable Water Storage Tank - PWT | 1015726
19-K1 | 19-K1 Stanley Mosk Courthouse | 19-K1-G3010-210-PWT09 | DRINKING WATER HEAT EXCHANGERS (CHILLED WATER) | PATTERSON-KELLEY | 280623 | 55624 | OM00028557 |  | CHILLED WATER ROOM | NA | NA | NA | NA | NA | 118 | NA | NA | NA | NA | \Classifications\Building System Class\G30-Site Mechanical Utilities\G3010 - Water Supply\Potable Water Storage Tank - PWT | 1015727
19-K1 | 19-K1 Stanley Mosk Courthouse | 19-K1-D5010-234-ATS03 | ELECTRICAL, AUTOMATIC TRANSFER SWITCH #3 | GENERIC POWER SYSTEMS | 90611 | CTS060N-3K2LDNCN | OM00028561 |  | ELECTRICAL RM 322E (ELECTRICAL TRANS #3) | NA | NA | NA | NA | 480 | 600 | Electric | 3 | NA | NA | \Classifications\Building System Class\D50-Electrical SYS\D5010 - Elec Service & Dist\Automatic Transfer Switch - ATS | 1015921
19-K1 | 19-K1 Stanley Mosk Courthouse | 19-K1-D5010-234-ATS02 | ELECTRICAL, AUTOMATIC TRANSFER SWITCH #2 | WA BENJAMIN ELECTRIC CO | DNA | SERIES 7000 | OM00028560 |  | ELECTRICAL RM 322E (ELECTRICAL TRANS #2) | NA | NA | NA | NA | 480 | 260 | Electric | 3 | NA | NA | \Classifications\Building System Class\D50-Electrical SYS\D5010 - Elec Service & Dist\Automatic Transfer Switch - ATS | 1015922
19-K1 | 19-K1 Stanley Mosk Courthouse | 19-K1-B2034-400-DOH04 | DOOR, OVERHEAD #4 (LOADING DOCK) | HIMCO ROLL-UP DOOR CO | DNA | DNA | OM00028552 | NA | TRASH AREA (DOOR #4) | NA | NA | NA | NA | NA | NA | NA |  | NA | NA | \Classifications\Building System Class\B20-General Building Exterior\B2030 - Exterior Doors\Door,Overhead-Shutter,Manual,Elec,Roll-up - DOH | 1015923
19-K1 | 19-K1 Stanley Mosk Courthouse | 19-K1-B2034-400-DOH03 | DOOR, OVERHEAD #3 (LOADING DOCK) | DNA | F-701021 | DNA | OM00028551 | NA | LOADING DOCK (DOOR #3) | NA | NA | NA | NA | NA | NA | NA |  | NA | NA | \Classifications\Building System Class\B20-General Building Exterior\B2030 - Exterior Doors\Door,Overhead-Shutter,Manual,Elec,Roll-up - DOH | 1015924
19-K1 | 19-K1 Stanley Mosk Courthouse | 19-K1-D3041-110-AHU33 | AIR HANDLER UNIT #33 | MCQUAY | 3QF00323-03 | MMM122DH | OM00035559 | NA | MECH RM (AIR HANDLER #33) | BP-70 (2) | 20X25X2 (10) | NA | 15 | 240 | 39-19.5 | Electric | 3 | NA | NA | \Classifications\Building System Class\D30-HVAC Systems\D3040 - Distribution SYS\Air Handling Unit - AHU | 1015925
19-K1 | 19-K1 Stanley Mosk Courthouse | 19-K1-D3041-110-AHU35 | AIR HANDLER UNIT #35 | ENVIRO-TSC | DNA | AHU020819-01 | OM00028574 | NA | MECH RM (AIR HANDLER #35) | NA | 20X25X2 | NA | 5.0 | 240 | DNA | Electric | 3 | NA | NA | \Classifications\Building System Class\D30-HVAC Systems\D3040 - Distribution SYS\Air Handling Unit - AHU | 1015926
19-K1 | 19-K1 Stanley Mosk Courthouse | 19-K1-D3041-110-AHU34 | AIR HANDLER UNIT #34 | REFRIGERATION ENGINEERING CO | C3979 | V-94 | OM00028575 | NA | PATIO SOUTH (AIR HANDLER #34) | NA | 20X25X2 | NA | DNA | 240 | DNA | Electric | 3 | NA | NA | \Classifications\Building System Class\D30-HVAC Systems\D3040 - Distribution SYS\Air Handling Unit - AHU | 1015927
19-K1 | 19-K1 Stanley Mosk Courthouse | 19-K1-D3044-125-PHW01 | PUMP, HOT WATER #18 (P-18) | AURORA PUMP CO | 93-02171-1 | AJ4562A34 | OM00028536 | NA | STEAM PLANT (HOT H2O PUMP #1) | NA | NA | NA | 20 | 240 | 53 | Electric | 3 | NA | NA | \Classifications\Building System Class\D30-HVAC Systems\D3040 - Distribution SYS\Hot Water Pump - PHW | 1015955
19-K1 | 19-K1 Stanley Mosk Courthouse | 19-K1-D3044-125-PHW02 | PUMP, HOT WATER #19 (P-19) | AURORA PUMP CO | DNA | S5K1364V1 | OM00028535 | NA | STEAM PLANT (HOT H2O PUMP #2) | NA | NA | NA | 20 | 240 | 53 | Electric | 3 | NA | NA | \Classifications\Building System Class\D30-HVAC Systems\D3040 - Distribution SYS\Hot Water Pump - PHW | 1015956
19-K1 | 19-K1 Stanley Mosk Courthouse | 19-K1-D3044-125-PHW03 | PUMP, HOT WATER #20 (P-20) | AURORA PUMP CO | 93-02171-3 | DNA | OM00028534 | NA | STEAM PLANT (HOT H2O PUMP #3) | NA | NA | NA | 20 | 240 | 50 | Electric | 3 | NA | NA | \Classifications\Building System Class\D30-HVAC Systems\D3040 - Distribution SYS\Hot Water Pump - PHW | 1015957
19-K1 | 19-K1 Stanley Mosk Courthouse | 19-K1-D2023-310-WBS10 | PUMP, DOMESTIC WATER BOOSTER (P-6) | EMERSON | NO5-BV22AM | BV22A | OM00028539 | NA | STEAM PLANT (PUMP SOFT H2O #10) | NA | NA | NA | 1.0 | 240 | 3.5 | Electric | 3 | NA | NA | \Classifications\Building System Class\D20-Plumbing\D2020 - Domestic Water\Domestic Water Booster System - WBS | 1015959
19-K1 | 19-K1 Stanley Mosk Courthouse | 19-K1-D2023-310-WBS11 | PUMP, DOMESTIC WATER BOOSTER (P-5) | EMERSON | NO5-BV22-A | BV22A | OM00028553 | NA | STEAM PLANT (PUMP SOFT H2O #11) | NA | NA | NA | 1.0 | 240 | 3.5 | Electric | 3 | NA | NA | \Classifications\Building System Class\D20-Plumbing\D2020 - Domestic Water\Domestic Water Booster System - WBS | 1015960
19-K1 | 19-K1 Stanley Mosk Courthouse | 19-K1-D3040-600-HES01 | HEAT EXCHANGER, DOMESTIC HOT WATER #5 | THE WHITLOCK MFR CO | 00944 | 8HSB #8933 | OM00028555 | NA | STEAM PLANT (HEAT EXCH #1) | NA | NA | NA | NA | NA |  | NA |  | NA | NA | \Classifications\Building System Class\D30-HVAC Systems\D3040 - Distribution SYS\Heat Exchanger,Steam - HES | 1015961
19-K1 | 19-K1 Stanley Mosk Courthouse | 19-K1-D3040-600-HES02 | HEAT EXCHANGER, DOMESTIC HOT WATER #6 | THE WHITLOCK MFR CO | 60943 | 8HSB #8932 | OM00028554 | NA | STEAM PLANT (HEAT EXCH #2) | NA | NA | NA | NA | NA | NA | NA |  | NA | NA | \Classifications\Building System Class\D30-HVAC Systems\D3040 - Distribution SYS\Heat Exchanger,Steam - HES | 1015962
19-K1 | 19-K1 Stanley Mosk Courthouse | 19-K1-D5037-710-FAP01 | FIRE ALARM PANEL | HONEYWELL FIRE-LITE | DNA | MS-9200UDLS | OM00028532 | NA | MAIL RM (FIRE PANEL #1) | NA | NA | NA | NA | 110 | DNA | Electric | 1 | NA | NA | \Classifications\Building System Class\D50-Electrical SYS\D5030 - Comm & Security\Fire Alarm Panel - FAP | 1015963
19-K1 | 19-K1 Stanley Mosk Courthouse | 19-K1-D3090-114-CST10 | TANK, CONTROL AIR COMPRESSOR STORAGE #10 | ROY E HANSON | 12512 | UW-52B | OM00028550 | NA | MECH RM 112B (TANK AIR #10) | NA | NA | NA | NA | NA | NA | NA |  | NA | NA | \Classifications\Building System Class\D30-HVAC Systems\D3090 - Other HVAC Systems and Equipment\Tank, Control Air Compressor Storage - CST | 1015964
19-K1 | 19-K1 Stanley Mosk Courthouse | 19-K1-D3090-114-CST11 | TANK, CONTROL AIR COMPRESSOR STORAGE #11 | ROY E HANSON | 12522 | UW-52B | OM00028573 | NA | MECH RM 111A (TANK AIR #11) | NA | NA | NA | NA | NA | NA | NA |  | NA | NA | \Classifications\Building System Class\D30-HVAC Systems\D3090 - Other HVAC Systems and Equipment\Tank, Control Air Compressor Storage - CST | 1015965
19-K1 | 19-K1 Stanley Mosk Courthouse | 19-K1-D3041-210-SFN30 | FAN, SUPPLY #30 | UTILITY FAN CORP | A05404 | 4-1110 | OM00028576 | NA | Floor 10 - ELECTRICAL RM 1020 (SUPPLY FAN #30) | NA | 20X25X2 | NA | DNA | DNA | DNA | Electric |  | NA | NA | \Classifications\Building System Class\D30-HVAC Systems\D3040 - Distribution SYS\Supply/Exhaust/Return fans- FAN | 1015966
19-K1 | 19-K1 Stanley Mosk Courthouse | 19-K1-D4024-100-FHS90 | FIRE, OTHER STAND PIPE & HOSE SYSTEMS (90) | DNA | DNA | DNA | OM00035749 | NA | THROUGHOUT BUILDING | NA | NA | NA | NA | NA | NA | NA |  | NA | NA | \Classifications\Building System Class\D40-Fire Protection SYS\D4020 - Stand Pipe\Other Stand Pipe Hose Systems - FHS | 1015967
19-K1 | 19-K1 Stanley Mosk Courthouse | 19-K1-D3040-120-FCU01 | FAN COIL UNIT #1 (RM 426 LOBBY-ENTRANCE) | DATA AIRE INC | DNA | DAMC-0212 | OM00035761 | NA | RM 426 LOBBY - ENTRANCE | NA | 20X20X2 | NA | DNA | 240 | 26 | ELECTRIC | 1 | NA | NA | \Classifications\Building System Class\D30-HVAC Systems\D3040 - Distribution SYS\Fan Coil Unit - FCU | 1016094
19-K1 | 19-K1 Stanley Mosk Courthouse | 19-K1-D3040-120-FCU02 | FAN COIL UNIT #2 (RM 426 LOBBY-RIGHT) | DATA AIRE INC | DNA | DAMC-0212 | OM00035762 | NA | RM 426 LOBBY - RIGHT | NA | 20X20X2 | NA | DNA | 240 | 26 | ELECTRIC | 1 | NA | NA | \Classifications\Building System Class\D30-HVAC Systems\D3040 - Distribution SYS\Fan Coil Unit - FCU | 1016095
19-K1 | 19-K1 Stanley Mosk Courthouse | 19-K1-D3040-120-FCU03 | FAN COIL UNIT #3 (RM 426 SELF HELP) | DATA AIRE INC | 91-0490-A | DAMC-0212 | OM00035763 | NA | RM 426 SELF HELP | NA | 20X20X2 | NA | DNA | 240 | 26 | ELECTRIC | 1 | NA | NA | \Classifications\Building System Class\D30-HVAC Systems\D3040 - Distribution SYS\Fan Coil Unit - FCU | 1016096
19-K1 | 19-K1 Stanley Mosk Courthouse | 19-K1-D3040-120-FCU04 | FAN COIL UNIT #4 (RM 426 CENTER-RIGHT) | DATA AIRE INC | 91-0488-A | DAMC-0212 | OM00035764 | NA | RM 426 CENTER-RIGHT | NA | 20X20X2 | NA | DNA | 240 | 26 | ELECTRIC | 1 | NA | NA | \Classifications\Building System Class\D30-HVAC Systems\D3040 - Distribution SYS\Fan Coil Unit - FCU | 1016097
19-K1 | 19-K1 Stanley Mosk Courthouse | 19-K1-D3040-120-FCU05 | FAN COIL UNIT #5 (RM 426 MID-RIGHT) | DATA AIRE INC | 91-0489-A | DAMC-0212 | OM00035765 | NA | RM 426 MID-RIGHT | NA | 20X20X2 | NA | DNA | 240 | 26 | ELECTRIC | 1 | NA | NA | \Classifications\Building System Class\D30-HVAC Systems\D3040 - Distribution SYS\Fan Coil Unit - FCU | 1016098
19-K1 | 19-K1 Stanley Mosk Courthouse | 19-K1-D3040-120-FCU06 | FAN COIL UNIT #6 (RM 426 REAR-RIGHT) | DATA AIRE INC | 91-0476-A | DAMC-0212 | OM00035766 | NA | RM 426 REAR-RIGHT | NA | 20X20X2 | NA | DNA | 240 | 26 | ELECTRIC | 1 | NA | NA | \Classifications\Building System Class\D30-HVAC Systems\D3040 - Distribution SYS\Fan Coil Unit - FCU | 1016099
19-K1 | 19-K1 Stanley Mosk Courthouse | 19-K1-D3040-120-FCU07 | FAN COIL UNIT #7 (RM 426 REAR-MID) | DATA AIRE INC | 91-0496-A | DAMC-0212 | OM00035767 | NA | RM 426 REAR-MID | NA | 20X20X2 | NA | DNA | 240 | 26 | ELECTRIC | 1 | NA | NA | \Classifications\Building System Class\D30-HVAC Systems\D3040 - Distribution SYS\Fan Coil Unit - FCU | 1016100
19-K1 | 19-K1 Stanley Mosk Courthouse | 19-K1-D3040-120-FCU08 | FAN COIL UNIT #8 (RM 426 CENTER-MID/LEFT) | DATA AIRE INC | 91-0497-A | DAMC-0212 | OM00035768 | NA | RM 426 CENTER-MED/LEFT | NA | 20X20X2 | NA | DNA | 249 | 26 | ELECTRIC | 1 | NA | NA | \Classifications\Building System Class\D30-HVAC Systems\D3040 - Distribution SYS\Fan Coil Unit - FCU | 1016101
19-K1 | 19-K1 Stanley Mosk Courthouse | 19-K1-D3040-120-FCU09 | FAN COIL UNIT #9 (RM 426 REAR-MID/LEFT) | DATA AIRE INC | 91-0477-A | DAMC-0212 | OM00035769 | NA | RM 426 REAR-MID/LEFT | NA | 20X20X2 | NA | DNA | 240 | 26 | ELECTRIC | 1 | NA | NA | \Classifications\Building System Class\D30-HVAC Systems\D3040 - Distribution SYS\Fan Coil Unit - FCU | 1016102
19-K1 | 19-K1 Stanley Mosk Courthouse | 19-K1-D3040-120-FCU10 | FAN COIL UNIT #10 (RM 426 REAR-LEFT) | DATA AIRE INC | 91-0484-A | DAMC-0212 | OM00035770 | NA | RM 426 REAR-LEFT | NA | 20X20X2 | NA | DNA | 240 | 26 | ELECTRIC | 1 | NA | NA | \Classifications\Building System Class\D30-HVAC Systems\D3040 - Distribution SYS\Fan Coil Unit - FCU | 1016103
19-K1 | 19-K1 Stanley Mosk Courthouse | 19-K1-D3040-120-FCU11 | FAN COIL UNIT #11 (RM 426 CENTER-LEFT) | DATA AIRE INC | 91-0478-A | DAMC-0212 | OM00035771 | NA | RM 426 CENTER-LEFT | NA | 20X20X2 | NA | DNA | 240 | 26 | ELECTRIC | 1 | NA | NA | \Classifications\Building System Class\D30-HVAC Systems\D3040 - Distribution SYS\Fan Coil Unit - FCU | 1016104
19-K1 | 19-K1 Stanley Mosk Courthouse | 19-K1-D3040-120-FCU12 | FAN COIL UNIT #12 (RM 426 FRONT-LEFT) | DATA AIRE INC | 91-0475-A | DAMC-0212 | OM00035772 | NA | RM 426 FRONT-LEFT | NA | 20X20X2 | NA | DNA | 240 | 26 | ELECTRIC | 1 | NA | NA | \Classifications\Building System Class\D30-HVAC Systems\D3040 - Distribution SYS\Fan Coil Unit - FCU | 1016105
19-K1 | 19-K1 Stanley Mosk Courthouse | 19-K1-D3040-120-FCU13 | FAN COIL UNIT #13 (RM 426 FRONT-MID/LEFT) | DATA AIRE INC | 91-0485-A | DAMC-0212 | OM00035773 | NA | RM 426 FRONT-MID/LEFT | NA | 20X20X2 | NA | DNA | 240 | 26 | ELECTRIC | 1 | NA | NA | \Classifications\Building System Class\D30-HVAC Systems\D3040 - Distribution SYS\Fan Coil Unit - FCU | 1016106
19-K1 | 19-K1 Stanley Mosk Courthouse | 19-K1-D3040-120-FCU14 | FAN COIL UNIT #14 (RM 429 FRONT-LEFT) | DATA AIRE INC | DNA | DAMC-0212 | OM00035774 | NA | RM 429 FRONT-LEFT | NA | 20X20X2 | NA | DNA | 240 | 26 | ELECTRIC | 1 | NA | NA | \Classifications\Building System Class\D30-HVAC Systems\D3040 - Distribution SYS\Fan Coil Unit - FCU | 1016107
19-K1 | 19-K1 Stanley Mosk Courthouse | 19-K1-D3040-120-FCU15 | FAN COIL UNIT #15 (RM 429 REAR) | DATA AIRE INC | DNA | DAMC-0212 | OM00035775 | NA | RM 429 REAR | NA | 20X20X2 | NA | DNA | 240 | 26 | ELECTRIC | 1 | NA | NA | \Classifications\Building System Class\D30-HVAC Systems\D3040 - Distribution SYS\Fan Coil Unit - FCU | 1016108
19-K1 | 19-K1 Stanley Mosk Courthouse | 19-K1-D3040-120-FCU16 | FAN COIL UNIT #16 (RM 429 FRONT-RIGHT) | DATA AIRE INC | DNA | DAMC-0212 | OM00035776 | NA | RM 429 FRONT-RIGHT | NA | 20X20X2 | NA | DNA | 240 | 26 | ELECTRIC | 1 | NA | NA | \Classifications\Building System Class\D30-HVAC Systems\D3040 - Distribution SYS\Fan Coil Unit - FCU | 1016109
19-K1 | 19-K1 Stanley Mosk Courthouse | 19-K1-D3040-120-FCU17 | FAN COIL UNIT #17 (RM 435 BREAKROOM) | DATA AIRE INC | DNA | DAMC-0212 | OM00035777 | NA | RM 435 BREAKROOM | NA | 20X20X2 | NA | DNA | 240 | 26 | ELECTRIC | 1 | NA | NA | \Classifications\Building System Class\D30-HVAC Systems\D3040 - Distribution SYS\Fan Coil Unit - FCU | 1016110
19-K1 | 19-K1 Stanley Mosk Courthouse | 19-K1-D3040-120-FCU18 | FAN COIL UNIT #18 (RM 425-A07 LEFT) | DATA AIRE INC | DNA | DAMC-0212 | OM00035778 | NA | RM 425-A07 LEFT | NA | 20X20X2 | NA | DNA | 240 | 26 | ELECTRIC | 1 | NA | NA | \Classifications\Building System Class\D30-HVAC Systems\D3040 - Distribution SYS\Fan Coil Unit - FCU | 1016111
19-K1 | 19-K1 Stanley Mosk Courthouse | 19-K1-D3040-120-FCU19 | FAN COIL UNIT #19 (RM 425-A07 CENTER) | DATA AIRE INC | DNA | DAMC-0212 | OM00035779 | NA | RM 425-A07 CENTER | NA | 20X20X2 | NA | DNA | 240 | 26 | ELECTRIC | 1 | NA | NA | \Classifications\Building System Class\D30-HVAC Systems\D3040 - Distribution SYS\Fan Coil Unit - FCU | 1016112
19-K1 | 19-K1 Stanley Mosk Courthouse | 19-K1-D3040-120-FCU20 | FAN COIL UNIT #20 (RM 425-A07 RIGHT) | DATA AIRE INC | DNA | DAMC-0212 | OM00035780 | NA | RM 425-A07 RIGHT | NA | 20X20X2 | NA | DNA | 240 | 26 | ELECTRIC | 1 | NA | NA | \Classifications\Building System Class\D30-HVAC Systems\D3040 - Distribution SYS\Fan Coil Unit - FCU | 1016113
19-K1 | 19-K1 Stanley Mosk Courthouse | 19-K1-D3040-120-FCU21 | FAN COIL UNIT #21 (RM 425-A02 CENTER) | DATA AIRE INC | DNA | DAMC-0212 | OM00035781 | NA | RM 425-A02 CENTER | NA | 20X20X2 | NA | DNA | 240 | 26 | ELECTRIC | 1 | NA |  | \Classifications\Building System Class\D30-HVAC Systems\D3040 - Distribution SYS\Fan Coil Unit - FCU | 1016114
19-K1 | 19-K1 Stanley Mosk Courthouse | 19-K1-D3040-120-FCU22 | FAN COIL UNIT #22 (RM 425-A01 REAR) | DATA AIRE INC | DNA | DAMC-0212 | OM00035782 | NA | RM 425-A01 REAR | NA | 20X20X2 | NA | DNA | 240 | 26 | ELECTRIC | 1 | NA | NA | \Classifications\Building System Class\D30-HVAC Systems\D3040 - Distribution SYS\Fan Coil Unit - FCU | 1016115
19-K1 | 19-K1 Stanley Mosk Courthouse | 19-K1-D3040-120-FCU23 | FAN COIL UNIT #23 (RM 425-A05 FRONT) | DATA AIRE INC | DNA | DAMC-0212 | OM00035783 | NA | RM 425-A05 FRONT | NA | 20X20X2 | NA | DNA | 240 | 26 | ELECTRIC | 1 | NA | NA | \Classifications\Building System Class\D30-HVAC Systems\D3040 - Distribution SYS\Fan Coil Unit - FCU | 1016116
19-K1 | 19-K1 Stanley Mosk Courthouse | 19-K1-D2023-100-BFP08 | BACKFLOW PREVENTER (DOMESTIC 6") | HERSEY/GRINNEL | B186/B168 | B2 | OM00028533 |  | BASEMENT AT WEST WALL-C LEVEL- METER ON GRAND AV RM 399 | NA | NA | NA | NA | NA | NA | NA | NA | NA | NA | \Classifications\Building System Class\D20-Plumbing\D2020 - Domestic Water\Backflow Preventer - BFP | 1016247
19-K1 | 19-K1 Stanley Mosk Courthouse | 19-K1-D1013-310-WCL01 | LIFT, WHEELCHAIR (APPELLATE COURTROOM) | GARAVENTA STAIR-LIFT | 140642 | XPRESS 2 | OM00035784 | State ID# 140642 | 6TH FL APPELLATE COURTROOM | NA | NA | NA | DNA | 240 | 5 | Electric | 3 | NA | NA | \Classifications\Building System Class\D10-Conveyance Systems\D1010 - Elevator\Wheelchair Lift - WCL | 1016259
19-K1 | 19-K1 Stanley Mosk Courthouse | 19-K1-D5036-200-CSY01 | LARGE BUILDING CLOCK (FRONT OF BUILDING) | AMERICAN CLOCK COMPANY | K8849 | SPEC | OM00035739 | NA | 9TH FLOOR FRONT OF BUILDING DNA | NA | NA | NA | 1/125 | 110 | 0.22 | Electric | 1 | NA | NA | \Classifications\Building System Class\D50-Electrical SYS\D5030 - Comm & Security\Clock Systems - CSY | 1016577
19-K1 | 19-K1 Stanley Mosk Courthouse | 19-K1-G3063-100-DFS01 | DIESEL FUEL LEAK DETECTION SYSTEM | VEEDER-ROOT | 90659331805001 | TLS-300C | OM00035933 | NA | ROOM 338 ON 3RD FLOOR | NA | NA | NA | NA | 110 | DNA | Electric | 1 | NA | NA | \Classifications\Building System Class\G30-Site Mechanical Utilities\G3060 - Fuel Distribution\Diesel Fuel Leak Detection System - DFS | 1016578
19-K1 | 19-K1 Stanley Mosk Courthouse | 19-K1-D3042-220-EFN08 | EXHAUST FAN #8 (RM 333) | UTILITY FAN CORP | A06671 | 4-1500 (TYPE "F" SIZE 4.5S) | OM00035900 | NA | ROOM 333 ON 3RD FLOOR | B-120 (2) | NA | NA | 3 | 240-480 | 9.2-4.6 | Electric | 3 | NA | NA | \Classifications\Building System Class\D30-HVAC Systems\D3040 - Distribution SYS\Supply/Exhaust/Return fans- FAN | 1016579
19-K1 | 19-K1 Stanley Mosk Courthouse | 19-K1-D3040-120-FCU24 | FAN COIL UNIT #24 (RM 425A) | DATA AIR INC | DNA | DAMC-0212 | OM00035936 | NA | RM 425A-A03 ON 4TH FLOOR | NA | 20X20X2 (2) | NA | NA | 240 | 26 | Electric |  | NA | NA | \Classifications\Building System Class\D30-HVAC Systems\D3040 - Distribution SYS\Fan Coil Unit - FCU | 1016580
19-K1 | 19-K1 Stanley Mosk Courthouse | 19-K1-D3040-600-HES03 | HEAT EXCHANGER, COMFORT HOT WATER #1 | DNA | DNA | DNA | OM00035904 | NA | MECH RM 336 ON 3RD FLOOR | NA | NA | NA | NA | NA | NA | NA | NA | NA | NA | \Classifications\Building System Class\D30-HVAC Systems\D3040 - Distribution SYS\Heat Exchanger,Steam - HES | 1016581
19-K1 | 19-K1 Stanley Mosk Courthouse | 19-K1-D3040-600-HES04 | HEAT EXCHANGER, COMFORT HOT WATER #2 | DNA | DNA | DNA | OM00035903 | NA | MECH RM 336 ON 3RD FLOOR | NA | NA | NA | NA | NA | NA | NA | NA | NA | NA | \Classifications\Building System Class\D30-HVAC Systems\D3040 - Distribution SYS\Heat Exchanger,Steam - HES | 1016582
19-K1 | 19-K1 Stanley Mosk Courthouse | 19-K1-D3040-600-HES05 | HEAT EXCHANGER, COMFORT HOT WATER #3 | DNA | DNA | DNA | OM00035902 | NA | MECH RM 336 ON 3RD FLOOR | NA | NA | NA | NA | NA | NA | NA | NA | NA | NA | \Classifications\Building System Class\D30-HVAC Systems\D3040 - Distribution SYS\Heat Exchanger,Steam - HES | 1016583
19-K1 | 19-K1 Stanley Mosk Courthouse | 19-K1-D3040-600-HES06 | TANK, HEAT EXCHANGE STEAM CONDENSOR | DNA | DNA | DNA | OM00035929 | NA | MECH RM 336 ON 3RD FLOOR | NA | NA | NA | NA | NA | NA | NA |  | NA | NA | \Classifications\Building System Class\D30-HVAC Systems\D3040 - Distribution SYS\Heat Exchanger,Steam - HES | 1016584
19-K1 | 19-K1 Stanley Mosk Courthouse | 19-K1-D3042-220-EFN11 | EXHAUST FAN #11 (RM 422D) | UTILITY FAN CORP | A05269 | 4-2500 (TYPE "F" SIZE 7S) | OM00035897 | NA | ROOM 422D ON 4TH FLOOR | B-173 (3) | NA | NA | 7.5 | 240-480 | 22.4-11.2 | Electric | 3 | NA | NA | \Classifications\Building System Class\D30-HVAC Systems\D3040 - Distribution SYS\Supply/Exhaust/Return fans- FAN | 1016606
19-K1 | 19-K1 Stanley Mosk Courthouse | 19-K1-D3042-220-EFN13 | EXHAUST FAN #13 (MECH RM 721) | UTILITY FAN CORP | A05395 | 4-1890 (TYPE "F" SIZE 5.5D) | OM00035742 | NA | MECH RM 721 ON 7TH FLOOR | B-158 (2) | NA | NA | 5 | 240-480 | 15.2-7.6 | Electric | 3 | NA | NA | \Classifications\Building System Class\D30-HVAC Systems\D3040 - Distribution SYS\Supply/Exhaust/Return fans- FAN | 1016607
19-K1 | 19-K1 Stanley Mosk Courthouse | 19-K1-D3042-220-EFN14 | EXHAUST FAN #14 (MECH RM 721) | UTILITY FAN CORP | A05398 | 4-1880 (TYPE "F" SIZE 5.5D) | OM00035743 | NA | MECH RM 721 ON 7TH FLOOR | B-158 (2) | NA | NA | 5 | 240-480 | 15.2-7.6 | Electric | 3 | NA | NA | \Classifications\Building System Class\D30-HVAC Systems\D3040 - Distribution SYS\Supply/Exhaust/Return fans- FAN | 1016608
19-K1 | 19-K1 Stanley Mosk Courthouse | 19-K1-D3042-220-EFN16 | EXHAUST FAN #16 (MECH RM 710) | UTILITY FAN CORP | A05396 | 4-1890 (TYPE "F" SIZE 5.5D) | OM00035746 | NA | MECH RM 710 ON 7TH FLOOR | B-158 (2) | NA | NA | 5 | 240-480 | 15.2-7.6 | Electric | 3 | NA | NA | \Classifications\Building System Class\D30-HVAC Systems\D3040 - Distribution SYS\Supply/Exhaust/Return fans- FAN | 1016610
19-K1 | 19-K1 Stanley Mosk Courthouse | 19-K1-D3042-220-EFN15 | EXHAUST FAN #15 (MECH RM 710) | UTILITY FAN CORP | A05399 | 4-1880 (TYPE "F" SIZE 5.5D) | OM00035745 | NA | MECH RM 710 ON 7TH FLOOR | B-158 (2) | NA | NA | 5 | 240-480 | 15.2-7.6 | Electric | 3 | NA | NA | \Classifications\Building System Class\D30-HVAC Systems\D3040 - Distribution SYS\Supply/Exhaust/Return fans- FAN | 1016609
19-K1 | 19-K1 Stanley Mosk Courthouse | 19-K1-D3042-220-EFN17 | EXHAUST FAN #17 (MECH RM 708) | UTILITY FAN CORP | A05397 | 4-1890 (TYPE "F" SIZE 5.5D) | OM00035748 | NA | MECH RM 708 ON 7TH FLOOR | B-158 (2) | NA | NA | 5 | 240-480 | 15.2-7.6 | Electric | 3 | NA | NA | \Classifications\Building System Class\D30-HVAC Systems\D3040 - Distribution SYS\Supply/Exhaust/Return fans- FAN | 1016611
19-K1 | 19-K1 Stanley Mosk Courthouse | 19-K1-D3042-220-EFN18 | EXHAUST FAN #18 (MECH RM 708) | UTILITY FAN CORP | A05400 | 4-1880 (TYPE "F" SIZE 5.5D) | OM00035747 | NA | MECH RM 708 ON 7TH FLOOR | B-158 (2) | NA | NA | 5 | 240-480 | 15-14.4-7.2 | Electric | 3 | NA | NA | \Classifications\Building System Class\D30-HVAC Systems\D3040 - Distribution SYS\Supply/Exhaust/Return fans- FAN | 1016612
19-K1 | 19-K1 Stanley Mosk Courthouse | 19-K1-D3042-220-EFN20 | EXHAUST FAN #20 (MECH RM 700) | UTILITY FAN CORP | A05393 | 4-1900 | OM00035895 | NA | MECH RM 700 ON 7TH FLOOR | B-136 (2) | NA | NA | 5 | 240-480 | 15.2-7.6 | Electric | 3 | NA | NA | \Classifications\Building System Class\D30-HVAC Systems\D3040 - Distribution SYS\Supply/Exhaust/Return fans- FAN | 1016613
19-K1 | 19-K1 Stanley Mosk Courthouse | 19-K1-D3042-220-EFN21 | EXHAUST FAN #21 (MECH RM 1026) | UTILITY FAN CORP | A05377 | 4-1310 | OM00035738 | NA | MECH RM 1026 ON 10TH FLOOR | B-105 (2) | NA | NA | 2 | 240-480 | 6.8-6.4-3.2 | Electric | 3 | NA | NA | \Classifications\Building System Class\D30-HVAC Systems\D3040 - Distribution SYS\Supply/Exhaust/Return fans- FAN | 1016614
19-K1 | 19-K1 Stanley Mosk Courthouse | 19-K1-D3042-220-EFN22 | EXHAUST FAN #22 (MECH RM 1026) | UTILITY FAN CORP | A05852 | 4-1700 | OM00035737 | NA | MECH RM 1026 ON 10TH FLOOR | B-136 (2) | NA | NA | 3 | 240-480 | 9.5-9-4.5 | Electric | 3 | NA | NA | \Classifications\Building System Class\D30-HVAC Systems\D3040 - Distribution SYS\Supply/Exhaust/Return fans- FAN | 1016615
19-K1 | 19-K1 Stanley Mosk Courthouse | 19-K1-D3042-220-EFN23 | EXHAUST FAN #23 (MECH RM 1028) | UTILITY FAN CORP | A05391 | 4-1910 | OM00035758 | NA | MECH RM 1028 ON 10TH FLOOR | B-136 (2) | NA | NA | 3 | 240-480 | 9.8-4.9-12.4-6.2 | Electric | 3 | NA | NA | \Classifications\Building System Class\D30-HVAC Systems\D3040 - Distribution SYS\Supply/Exhaust/Return fans- FAN | 1016616
19-K1 | 19-K1 Stanley Mosk Courthouse | 19-K1-D3042-220-EFN24 | EXHAUST FAN #24 (MECH RM 1028) | UTILITY FAN CORP | A05380 | 4-2100 | OM00035759 | NA | MECH RM 1028 ON 10TH FLOOR | B-44 (2) | NA | NA | 5 | 240-480 | 15.6-7.8 | Electric | 3 | NA | NA | \Classifications\Building System Class\D30-HVAC Systems\D3040 - Distribution SYS\Supply/Exhaust/Return fans- FAN | 1016617
19-K1 | 19-K1 Stanley Mosk Courthouse | 19-K1-D3042-220-EFN25 | EXHAUST FAN #25 (MECH RM 1028) | UTILITY FAN CORP | A05383 | 4-2110 | OM00035760 | NA | MECH RM 1028 ON 10TH FLOOR | B-144 (2) | NA | NA | 5 | 240-480 | 15.2-7.6 | Electric | 3 | NA | NA | \Classifications\Building System Class\D30-HVAC Systems\D3040 - Distribution SYS\Supply/Exhaust/Return fans- FAN | 1016618
19-K1 | 19-K1 Stanley Mosk Courthouse | 19-K1-D3042-220-EFN26 | EXHAUST FAN #26 (MECH RM 1028) | UTILITY FAN CORP | A05381 | 4-2100 | OM00035756 | NA | MECH RM 1028 ON 10TH FLOOR | B-144 (2) | NA | NA | 5 | 240-480 | 15.2-7.6 | Electric | 3 | NA | NA | \Classifications\Building System Class\D30-HVAC Systems\D3040 - Distribution SYS\Supply/Exhaust/Return fans- FAN | 1016619
19-K1 | 19-K1 Stanley Mosk Courthouse | 19-K1-D3042-220-EFN38 | EXHAUST FAN #38 (RM 827) | UTILITY FAN CORP | A05611 | 4-1100 | OM00035740 | NA | RM 827, 4TH DOOR ON RIGHT SIDE | A-78 (2) | NA | NA | 1 | 240-480 | 3.8-1.9 | Electric | 3 | NA | NA | \Classifications\Building System Class\D30-HVAC Systems\D3040 - Distribution SYS\Supply/Exhaust/Return fans- FAN | 1016621
19-K1 | 19-K1 Stanley Mosk Courthouse | 19-K1-D3042-220-EFN27 | EXHAUST FAN #27 (MECH RM 1028) | UTILITY FAN CORP | A05384 | 4-2110 | OM00035757 | na | MECH RM 1028 ON 10TH FLOOR | B-144 (2) | NA | NA | 5 | 240-480 | 16-15-7.5 | Electric | 3 | NA | NA | \Classifications\Building System Class\D30-HVAC Systems\D3040 - Distribution SYS\Supply/Exhaust/Return fans- FAN | 1016620
19-K1 | 19-K1 Stanley Mosk Courthouse | 19-K1-D3042-220-EFN19 | Exhaust Fan #19 (Mech Rm 700) | UTILITY FAN CORP | A05379 | 4-2100 | OM00035896 | NA | MECH RM 700 ON 7TH FLOOR | B-144 (2) | NA | NA | 5 | 240-480 | 15.2-17.6 | Electric | 3 | NA | NA | \Classifications\Building System Class\D30-HVAC Systems\D3040 - Distribution SYS\Supply/Exhaust/Return fans- FAN | 1016622
19-K1 | 19-K1 Stanley Mosk Courthouse | 19-K1-D3041-230-RFN01 | RETURN FAN #1 (BELT DRIVEN) | UTILITY FAN CORP | A05248 | 4-2500 | OM00035935 | NA | RM 111A ON 1ST FLOOR | B-144 (3) | NA | NA | 7.5 | 240-480 | 21.6-10.8 | Electric | 3 | NA | NA | \Classifications\Building System Class\D30-HVAC Systems\D3040 - Distribution SYS\Supply/Exhaust/Return fans- FAN | 1016623
19-K1 | 19-K1 Stanley Mosk Courthouse | 19-K1-D3041-230-RFN02 | RETURN FAN #2 (BELT DRIVEN) | UTILITY FAN CORP | A05249 | 4-2510 | OM00035934 | NA | RM 111A ON 1ST FLOOR | B-158 (3) | NA | NA | 7.5 | 240-480 | 22.4-11.2 | Electric | 3 | NA | NA | \Classifications\Building System Class\D30-HVAC Systems\D3040 - Distribution SYS\Supply/Exhaust/Return fans- FAN | 1016624
19-K1 | 19-K1 Stanley Mosk Courthouse | 19-K1-D3041-230-RFN03 | RETURN FAN #3 (BELT DRIVEN) | UTILITY FAN CORP | A05250 | 4-2700 | OM00035938 | NA | MECH RM 112B ON 1ST FLOOR | B-180 (3) | NA | NA | 7.5 | 240-480 | 21.6-10.8 | Electric | 3 | NA | NA | \Classifications\Building System Class\D30-HVAC Systems\D3040 - Distribution SYS\Supply/Exhaust/Return fans- FAN | 1016625
19-K1 | 19-K1 Stanley Mosk Courthouse | 19-K1-D3041-230-RFN04 | RETURN FAN #4 (BELT DRIVEN) | UTILITY FAN CORP | A05251 | 4-2710 | OM00035937 | NA | MECH RM 112B ON 1ST FLOOR | B-180 (3) | NA | NA | 7.5 | 240-480 | 23.8-11.9 | Electric | 3 | NA | NA | \Classifications\Building System Class\D30-HVAC Systems\D3040 - Distribution SYS\Supply/Exhaust/Return fans- FAN | 1016626
19-K1 | 19-K1 Stanley Mosk Courthouse | 19-K1-D3041-230-RFN06 | RETURN FAN #6 (BELT DRIVEN) | UTILITY FAN CORP | A05259 | 4-1100 | OM00035898 | NA | ROOM 333 ON 3RD FLOOR | A-80 (2) | NA | NA | 2 | 240-480 | 6-3 | Electric | 3 | NA | NA | \Classifications\Building System Class\D30-HVAC Systems\D3040 - Distribution SYS\Supply/Exhaust/Return fans- FAN | 1016627
19-K1 | 19-K1 Stanley Mosk Courthouse | 19-K1-D3041-230-RFN07 | RETURN FAN #7 (BELT DRIVEN) | UTILITY FAN CORP | A05260 | 4-2300 | OM00035899 | NA | ROOM 333 ON 3RD FLOOR | B-158 (3) | NA | NA | 5.5 | 240-480 | 21.6-10.8 | Electric | 3 | NA | NA | \Classifications\Building System Class\D30-HVAC Systems\D3040 - Distribution SYS\Supply/Exhaust/Return fans- FAN | 1016628
19-K1 | 19-K1 Stanley Mosk Courthouse | 19-K1-D3041-230-RFN08 | RETURN FAN #8 (BELT DRIVEN) | UTILITY FAN CORP | A05369 | 4-2500 | OM00035932 | NA | ROOM 425D ON 4TH FLOOR | B-173 (3) | NA | NA | 7.5 | 240-480 | 21.6-10.8 | Electric | 3 | NA | NA | \Classifications\Building System Class\D30-HVAC Systems\D3040 - Distribution SYS\Supply/Exhaust/Return fans- FAN | 1016629
19-K1 | 19-K1 Stanley Mosk Courthouse | 19-K1-D3041-230-RFN09 | RETURN FAN #9 (BELT DRIVEN) | Leeson | 140450.00 | C273T17FB6E | OM00035931 | NA | ROOM 425D ON 4TH FLOOR | B-173 (2) | NA | NA | 7.5 | 230/208 | 10.8-12.4 | Electric | 3 | NA | NA | \Classifications\Building System Class\D30-HVAC Systems\D3040 - Distribution SYS\Supply/Exhaust/Return fans- FAN | 1016630
19-K1 | 19-K1 Stanley Mosk Courthouse | 19-K1-D5010-200-ESD02 | Electrical Main Switchgear (Rm 322E) | Square D Company | HVL305CLG-2 | 17-4207872H | OM00040527 | NA | 3rd Floor Room 322E | NA | NA | NA | NA | DNA | DNA | ELECTRIC |  | NA | NA | \Classifications\Building System Class\D50-Electrical SYS\D5010 - Elec Service & Dist\Electical Service and Distribution - ESD | 1017440
19-K1 | 19-K1 Stanley Mosk Courthouse | 19-K1-D5010-110-MCC01 | Motor Control Center (Chiller Rm M100) | Zinsco | 152412-240 | WW10 | OM00035082 | NA | Basement Chiller Room M100 | NA | NA | NA | NA | 480/110 | 15 kva | ELECTRIC | 3 | NA | NA | \Classifications\Building System Class\D50-Electrical SYS\D5010 - Elec Service & Dist\Chiller Room Electrical Panel - MCC | 1017473
19-K1 | 19-K1 Stanley Mosk Courthouse | 19-K1-D3090-220-CMD02 | Compressor Air Dryer (Rm 334) | SpeedAir | GR050A115141009 | 3YA53A | OM00036902 |  | Loading Dock Room 334 | NA | NA | R-134a | NA | 115 | 10.97 | Electric | 1 | NA | NA | \Classifications\Building System Class\D30-HVAC Systems\D3090 - Other HVAC Systems and Equipment\Compressed Air Dryer - CMD | 1018943
19-K1 | 19-K1 Stanley Mosk Courthouse | 19-K1-D3090-114-CMP04 | Compressor Control Air (Room 334) | SpeedAir | D133742 | 1WD78 | OM00036901 |  | Mech Room 334 | B85 (2) | NA | NA | 15 | 230 | 65 | Electric | 3 | NA | NA | \Classifications\Building System Class\D30-HVAC Systems\D3090 - Other HVAC Systems and Equipment\Air Compressor - CMP | 1018944
19-K1 | 19-K1 Stanley Mosk Courthouse | 19-K1-G3060-320-DFP03 | PUMP, DIESEL FUEL TRANSFER (DEF03) | Simplex | DNA | SRD-50 | OM00040981 |  | Floor 3, ELECTRICAL ROOM | NA | NA | NA | DNA | 460 | 3.2 | Diesel | 3 | NA | NA | \Classifications\Building System Class\G30-Site Mechanical Utilities\G3060 - Fuel Distribution\Pump, Fuel, Diesel Fuel Transfer Pump - DFP | 1020461
19-K1 | 19-K1 Stanley Mosk Courthouse | 19-K1-G3063-100-DAT05 | Generator Day Tank (DAT05) | Simplex | DNA | SRS-50 | OM00040981 |  | 3rd Floor, Room 322E | NA | NA | NA | .33 | 460V | 1.2 | Diesel | DNA | NA | NA | \Classifications\Building System Class\G30-Site Mechanical Utilities\G3060 - Fuel Distribution\Tank, Fuel Storage Day - DAT | 1021685
19-L1 | 19-L1 Clara Shortridge Foltz Criminal Justice Center | 19-L1-D3041-110-AHU01 | Air Handler 1 | TRANE | UO-99422 | DNA | OM00033721 | NA | BASEMENT, SERVICE LEVEL #29 | B-112 | 16X25X2 | NA | 15 | 480 | DNA | Electric | 3 | NA | NA | \Classifications\Building System Class\D30-HVAC Systems\D3040 - Distribution SYS\Air Handling Unit - AHU | 1011457
19-L1 | 19-L1 Clara Shortridge Foltz Criminal Justice Center | 19-L1-D3041-110-AHU02 | Air Handler 2 | TRANE | 69-98324 | 35 | OM00033421 | NA | Basement SERVICE LEVEL 4 | (3) 13112/(2) B-78 | (16) 20X25X2 | NA | 5 | 480 | 6.8 | Electric | 3 | DNA | DNA | \Classifications\Building System Class\D30-HVAC Systems\D3040 - Distribution SYS\Air Handling Unit - AHU | 1011458
19-L1 | 19-L1 Clara Shortridge Foltz Criminal Justice Center | 19-L1-D3041-110-AHU03 | Air Handler 3 | TRANE | U9-98325 | 35 | OM00033371 | NA | Basement SERVICE LEVEL #60 NEXT TO FIRE PUMP ROOM | (3) B108/(2) 1371 | (8)20X25X2/(4) 16X25X2 | NA | 15 | 480 | 19.5 | Electric | 3 | NA | NA | \Classifications\Building System Class\D30-HVAC Systems\D3040 - Distribution SYS\Air Handling Unit - AHU | 1011459
19-L1 | 19-L1 Clara Shortridge Foltz Criminal Justice Center | 19-L1-D3041-110-AHU04 | Air Handler 4 | TRANE | UI-20056 | 12 | OM00033420 | NA | JUDGES PARKING | (2) A-68 | (21) 20X25X2 | NA | 5 | 480 | 6.9 | Electric | 3 | NA | NA | \Classifications\Building System Class\D30-HVAC Systems\D3040 - Distribution SYS\Air Handling Unit - AHU | 1011460
19-L1 | 19-L1 Clara Shortridge Foltz Criminal Justice Center | 19-L1-D3041-110-AHU05 | Air Handler 5 | CURTIS | 511 | CHBC - 115 | OM00033661 | NA | SHERRIFF PARKING AREA | A71 | 16X20X2 -2 | NA | 1.5 | 230 | 9.5 | Electric | 3 | NA | NA | \Classifications\Building System Class\D30-HVAC Systems\D3040 - Distribution SYS\Air Handling Unit - AHU | 1011461
19-L1 | 19-L1 Clara Shortridge Foltz Criminal Justice Center | 19-L1-D3041-110-AHU06 | Air Handler 6 | TRANE | UO-10327 | 17 | OM00033686 | NA | Floor 4 NORTH EAST CORNER | (2) 1375/(2) A62 | (8) 20X25X2 | NA | 7.5 | 480 | 11 | ELECTRIC | 3 | NA | NA | \Classifications\Building System Class\D30-HVAC Systems\D3040 - Distribution SYS\Air Handling Unit - AHU | 1011462
19-L1 | 19-L1 Clara Shortridge Foltz Criminal Justice Center | 19-L1-D3041-110-AHU07 | Air Handler 7 | TRANE | UO-10328 | 14 | OM00033779 | NA | FLOOR 4, NORTHWEST CORNER | (2) 1382/(2) A62 | (6) 16X20X2 / (1) 16X25X2 | NA | 7 1/2 | 480 | 119 | ELECTRIC | 3 | NA | NA | \Classifications\Building System Class\D30-HVAC Systems\D3040 - Distribution SYS\Air Handling Unit - AHU | 1011463
19-L1 | 19-L1 Clara Shortridge Foltz Criminal Justice Center | 19-L1-D3041-110-AHU08 | Air Handler 8 | TRANE | UO-10329 | 17 | OM00033771 | NA | Floor 4 SOUTHEAST CORNER | (2) 1370 / (2) A58 | (2) 16X25X2 / (6) 16X20X2 | NA | 7 1/2 | 480 | 1.9 | Electric | 3 | NA | NA | \Classifications\Building System Class\D30-HVAC Systems\D3040 - Distribution SYS\Air Handling Unit - AHU | 1011464
19-L1 | 19-L1 Clara Shortridge Foltz Criminal Justice Center | 19-L1-D3041-110-AHU09 | Air Handler 9 | TRANE | UO10330 | 14 | OM00033693 | NA | SOUTHWEST CORNER | (2) B82 / (2) A62 | (8) 16X25X2 | NA | 7 1/2 | 480 | 19 | ELECTRIC | 3 | NA | NA | \Classifications\Building System Class\D30-HVAC Systems\D3040 - Distribution SYS\Air Handling Unit - AHU | 1011465
19-L1 | 19-L1 Clara Shortridge Foltz Criminal Justice Center | 19-L1-D3041-110-AHU10 | Air Handler 10 | TRANE | UO-10331 | 31 | OM00033685 | NA | NORTH GATE | (3) 1393 | DNA | NA | 15 | 480 | 1 01 | ELECTRIC | 3 | NA | NA | \Classifications\Building System Class\D30-HVAC Systems\D3040 - Distribution SYS\Air Handling Unit - AHU | 1011466
19-L1 | 19-L1 Clara Shortridge Foltz Criminal Justice Center | 19-L1-D3041-110-AHU11 | Air Handler 11 | TRANE | UO-10332 | 35 | OM00033778 | NA | NORTHWEST CORNER | (3) 1395 / (2) 1376 | (16) 20X25X2 | NA | 15 | 480 | 19 | ELECTRIC | 3 | NA | NA | \Classifications\Building System Class\D30-HVAC Systems\D3040 - Distribution SYS\Air Handling Unit - AHU | 1011467
19-L1 | 19-L1 Clara Shortridge Foltz Criminal Justice Center | 19-L1-D3041-110-AHU12 | Air Handler 12 | TRANE | UO-10333 | 35 | OM00033770 |  | M4-108 | (3) 1395 / (2) 1372 | (16) 20X25X2 | NA | 15 | 480 | 19 | ELECTRIC | 3 | NA | NA | \Classifications\Building System Class\D30-HVAC Systems\D3040 - Distribution SYS\Air Handling Unit - AHU | 1011468
19-L1 | 19-L1 Clara Shortridge Foltz Criminal Justice Center | 19-L1-D3041-110-AHU13 | Air Handler 13 | TRANE | UO-10334 | 35 | OM00033695 | NA | #427 SOUTHWEST CORNER | (3) 1395 / (2) 1371 | (16) 16X25X2 | NA | 15 | 480 | 19 | ELECTRIC | 3 | NA | NA | \Classifications\Building System Class\D30-HVAC Systems\D3040 - Distribution SYS\Air Handling Unit - AHU | 1011469
19-L1 | 19-L1 Clara Shortridge Foltz Criminal Justice Center | 19-L1-D3041-110-AHU14 | Air Handler 14 | TRANE | UO-10335 | 31 | OM00033672 | NA | NORTHEAST | (3) 1393 / (2) A64 | (7) 16X20X2 / (7) 16X25X2 | NA | 15 | 480 | 19 | ELECTRIC | 3 | NA | NA | \Classifications\Building System Class\D30-HVAC Systems\D3040 - Distribution SYS\Air Handling Unit - AHU | 1011470
19-L1 | 19-L1 Clara Shortridge Foltz Criminal Justice Center | 19-L1-D3041-110-AHU15 | Air Handler 15 | TRANE | UO-10336 | 35 | OM00033777 | NA | NORTHWEST CORNER | (3) 1397 / (2) A64 | (16) 20X25X2 | NA | 15 | 480 | 19 | ELECTRIC | 3 | NA | NA | \Classifications\Building System Class\D30-HVAC Systems\D3040 - Distribution SYS\Air Handling Unit - AHU | 1011471
19-L1 | 19-L1 Clara Shortridge Foltz Criminal Justice Center | 19-L1-D3041-110-AHU16 | Air Handler 16 | TRANE | UO-10337 | 35 | OM00033769 | NA | M6-110 | (3) 1397 / (2) A64 | (16) 20X25X2 | NA | 15 | 480 | 19 | ELECTRIC | 3 | NA | NA | \Classifications\Building System Class\D30-HVAC Systems\D3040 - Distribution SYS\Air Handling Unit - AHU | 1011472
19-L1 | 19-L1 Clara Shortridge Foltz Criminal Justice Center | 19-L1-D3041-110-AHU17 | Air Handler 17 | TRANE | UO-10338 | 31 | OM00033692 | na | SOUTHWEST CORNER | (3) 1399 / (2)A66 | (8) 16X25X2 / (12) 16X20X2 | NA | 15 | 480 | 19 | ELECTRIC | 3 | NA | NA | \Classifications\Building System Class\D30-HVAC Systems\D3040 - Distribution SYS\Air Handling Unit - AHU | 1011473
19-L1 | 19-L1 Clara Shortridge Foltz Criminal Justice Center | 19-L1-D3041-110-AHU18 | Air Handler 18 | TRANE | UO-10573 | 31 | OM00033671 | NA | NORTHEAST CORNER | (3) 1399 / (2) A64 | (7) 16X20X2 / (7) 16X25X2 | NA | 15 | 480 | DNA | ELECTRIC | 3 | NA | NA | \Classifications\Building System Class\D30-HVAC Systems\D3040 - Distribution SYS\Air Handling Unit - AHU | 1011474
19-L1 | 19-L1 Clara Shortridge Foltz Criminal Justice Center | 19-L1-D3041-110-AHU19 | Air Handler 19 | TRANE | DNA | 35 | OM00033776 | NA | NORTH WEST CORNER | (3) 1390 | (18) 16X25X2 / (12) 16X20X2 | NA | 15 | 480 | 19 | Electric | 3 | NA | NA | \Classifications\Building System Class\D30-HVAC Systems\D3040 - Distribution SYS\Air Handling Unit - AHU | 1011475
19-L1 | 19-L1 Clara Shortridge Foltz Criminal Justice Center | 19-L1-D3041-110-AHU20 | Air Handler 20 | TRANE | UO-10575 | 31 | OM00033804 | NA | SOUTHEAST CORNER | (3) 1390 / (2) A64 | (8) 16X25X2 / (12) 16X20X2 | NA | 15 | 480 | 19 | ELECTRIC | 3 | NA | NA | \Classifications\Building System Class\D30-HVAC Systems\D3040 - Distribution SYS\Air Handling Unit - AHU | 1011476
19-L1 | 19-L1 Clara Shortridge Foltz Criminal Justice Center | 19-L1-D3041-110-AHU21 | Air Handler 21 | TRANE | OU-10576 | 31 | OM00033691 | NA | SOUTHWEST CORNER | (3) 1390 | (8) 16X25X2 / (12) 16X20X2 | NA | 15 | 480 | 19 | Electric | 3 | NA | NA | \Classifications\Building System Class\D30-HVAC Systems\D3040 - Distribution SYS\Air Handling Unit - AHU | 1011477
19-L1 | 19-L1 Clara Shortridge Foltz Criminal Justice Center | 19-L1-D3041-110-AHU22 | Air Handler 22 | TRANE | UO-10577 | 31 | OM00033670 | NA | NORTHEAST CORNER | (3) 1399 / (2) A64 | (7) 16X20X2 / (7) 16X25X2 | NA | 15 | 480 | 19 | ELECTRIC | 3 | NA | NA | \Classifications\Building System Class\D30-HVAC Systems\D3040 - Distribution SYS\Air Handling Unit - AHU | 1011478
19-L1 | 19-L1 Clara Shortridge Foltz Criminal Justice Center | 19-L1-D3041-110-AHU23 | Air Handler 23 | TRANE | UO-10578 | 31 | OM00033775 | NA | NORTHWEST CORNER | (3) 1390 / (2) B71 | (8) 16X25X2 / (12) 16X20X2 | NA | 15 | 480 | 19 | Electric | 3 | NA | NA | \Classifications\Building System Class\D30-HVAC Systems\D3040 - Distribution SYS\Air Handling Unit - AHU | 1011479
19-L1 | 19-L1 Clara Shortridge Foltz Criminal Justice Center | 19-L1-D3041-110-AHU24 | Air Handler 24 | TRANE | UO-10579 | 31 | OM00033803 | NA | SOUTHEAST CORNER | B90 | (8) 16X25X2 / (12) 16X20X2 | NA | 15 | 480 | 19 | Electric | 3 | NA | NA | \Classifications\Building System Class\D30-HVAC Systems\D3040 - Distribution SYS\Air Handling Unit - AHU | 1011480
19-L1 | 19-L1 Clara Shortridge Foltz Criminal Justice Center | 19-L1-D3041-110-AHU25 | Air Handler 25 | TRANE | UO-10580 | 31 | OM00033690 | NA | SOUTHWEST CORNER | (3) 1390 | (8) 16X25X2 / (12) 16X20X2 | NA | 15 | 480 | 19 | Electric | 3 | NA | NA | \Classifications\Building System Class\D30-HVAC Systems\D3040 - Distribution SYS\Air Handling Unit - AHU | 1011481
19-L1 | 19-L1 Clara Shortridge Foltz Criminal Justice Center | 19-L1-D3041-110-AHU26 | Air Handler 26 | TRANE | UO-12064 | 35 | OM00033425 | NA | NORTHEAST CORNER | (3) B96 / (2) B71 | (14) 16X25X2 | NA | 15 | 480 | 19 | Electric | 3 | NA | NA | \Classifications\Building System Class\D30-HVAC Systems\D3040 - Distribution SYS\Air Handling Unit - AHU | 1011482
19-L1 | 19-L1 Clara Shortridge Foltz Criminal Justice Center | 19-L1-D3041-110-AHU27 | Air Handler 27 | TRANE | UO-12065 | 35 | OM00033774 | NA | NORTHWEST CORNER | (3) 1397 / (2) 1371 | (16) 20X25X2 | NA | 15 | 480 | 19 | Electric | 3 | NA | NA | \Classifications\Building System Class\D30-HVAC Systems\D3040 - Distribution SYS\Air Handling Unit - AHU | 1011483
19-L1 | 19-L1 Clara Shortridge Foltz Criminal Justice Center | 19-L1-D3041-110-AHU28 | Air Handler 28 | TRANE | UO-12066 | 31 | OM00033802 | NA | SOUTHEAST CORNER | (3) 1390 / (2) 1371 | (8) 16X25X2 / (12) 16X20X2 | NA | 15 | 480 | 19 | Electric | 3 | NA | NA | \Classifications\Building System Class\D30-HVAC Systems\D3040 - Distribution SYS\Air Handling Unit - AHU | 1011484
19-L1 | 19-L1 Clara Shortridge Foltz Criminal Justice Center | 19-L1-D3041-110-AHU29 | Air Handler 29 | TRANE | UO-12067 | 37 | OM00033689 | NA | SOUTHWEST CORNER | (3) 1390 / (2) A64 | (8) 16X25X2 / (12) 16X20X2 | NA | 15 | 480 | 19 | ELECTRIC | 3 | NA | NA | \Classifications\Building System Class\D30-HVAC Systems\D3040 - Distribution SYS\Air Handling Unit - AHU | 1011485
19-L1 | 19-L1 Clara Shortridge Foltz Criminal Justice Center | 19-L1-D3041-110-AHU30 | Air Handler 30 | TRANE | UO-12068 | 31 | OM00033424 | NA | NORTHEAST CORNER | (3) B99 / A64 | (8) 16X25X2 / (12) 16X20X2 | NA | 15 | 480 | 19 | ELECTRIC | 3 | NA |  | \Classifications\Building System Class\D30-HVAC Systems\D3040 - Distribution SYS\Air Handling Unit - AHU | 1011486
19-L1 | 19-L1 Clara Shortridge Foltz Criminal Justice Center | 19-L1-D3041-110-AHU31 | Air Handler 31 | TRANE | UO-12069 | 31 | OM00033773 | NA | NORTHWEST CORNER | (3) 1390 / (2) A64 | (16) 16X25X2 | NA | 15 | 480 | 19 | ELECTRIC | 3 | NA | NA | \Classifications\Building System Class\D30-HVAC Systems\D3040 - Distribution SYS\Air Handling Unit - AHU | 1011487
19-L1 | 19-L1 Clara Shortridge Foltz Criminal Justice Center | 19-L1-D3041-110-AHU32 | Air Handler 32 | TRANE | UO-12070 | 31 | OM00033800 | NA | SOUTHEAST CORNER | (3) 1399 / (2) A58 | (7) 16X25X2 / (7) 16X20X2 | NA | 15 | 480 | 19 | ELECTRIC | 3 | NA | NA | \Classifications\Building System Class\D30-HVAC Systems\D3040 - Distribution SYS\Air Handling Unit - AHU | 1011488
19-L1 | 19-L1 Clara Shortridge Foltz Criminal Justice Center | 19-L1-D3041-110-AHU33 | Air Handler 33 | TRANE | UO-12071 | 31 | OM00033688 | NA | SOUTHWEST CORNER | (3) 13-99 / (2) 64 | (8) 16X25X2 / (12) 16X20X2 | NA | 15 | 480 | 19 | ELECTRIC | 3 | NA | NA | \Classifications\Building System Class\D30-HVAC Systems\D3040 - Distribution SYS\Air Handling Unit - AHU | 1011489
19-L1 | 19-L1 Clara Shortridge Foltz Criminal Justice Center | 19-L1-D3041-110-AHU34 | Air Handler 34 | TRANE | UO-12072 | 35 | OM00033423 | NA | NORTHEAST CORNER | (3) 1397 / (2) 1372 | (16) 20X25X2 | NA | 15 | 480 | 19 | ELECTRIC | 3 | NA | NA | \Classifications\Building System Class\D30-HVAC Systems\D3040 - Distribution SYS\Air Handling Unit - AHU | 1011490
19-L1 | 19-L1 Clara Shortridge Foltz Criminal Justice Center | 19-L1-D3041-110-AHU35 | Air Handler 35 | TRANE | UO-12073 | 35 | OM00033772 | NA | #1633 NORTHWEST CORNER | (3) 1397 | (16) 20X25X2 | NA | 15 | 480 | 19 | ELECTRIC | 3 | NA | NA | \Classifications\Building System Class\D30-HVAC Systems\D3040 - Distribution SYS\Air Handling Unit - AHU | 1011491
19-L1 | 19-L1 Clara Shortridge Foltz Criminal Justice Center | 19-L1-D3041-110-AHU36 | Air Handler 36 | Priority 2 TRANE | UO-12074 | 35 | OM00033801 | NA | SOUTHEAST CORNER | (3) 1397 / (2) B72 | (16) 20X25X2 | NA | 15 | 480 | 19 | ELECTRIC | 3 | NA | NA | \Classifications\Building System Class\D30-HVAC Systems\D3040 - Distribution SYS\Air Handling Unit - AHU | 1011492
19-L1 | 19-L1 Clara Shortridge Foltz Criminal Justice Center | 19-L1-D3041-110-AHU37 | Air Handler 37 | TRANE | UO-12075 | 35 | OM00033687 | NA | SOUTHWEST CORNER | (3) 1397 / (2) 1372 | (16) 20X25X2 | NA | 15 | 480 | 19 | ELECTRIC | 3 | NA | NA | \Classifications\Building System Class\D30-HVAC Systems\D3040 - Distribution SYS\Air Handling Unit - AHU | 1011493
19-L1 | 19-L1 Clara Shortridge Foltz Criminal Justice Center | 19-L1-D3041-110-AHU38 | Air Handler 38 | TRANE | UO-12972 | 81 | OM00033401 | NA | Floor 20 PENTHOUSE K2 | (3) 13144 / (3) 13195 | (24) 20X25X2 | NA | 15 | 480 | 26.5 | ELECTRIC | 3 | NA | NA | \Classifications\Building System Class\D30-HVAC Systems\D3040 - Distribution SYS\Air Handling Unit - AHU | 1011494
19-L1 | 19-L1 Clara Shortridge Foltz Criminal Justice Center | 19-L1-D3041-110-AHU39 | Air Handler 39 | TRANE | UO-12973 | 81 | OM00033400 | NA | Floor 20 PENHOUSE R1 | (3) 13144 / (3) 13195 | (26) 20X25X2 | NA | 40 | 480 | 26.5 | Electric | 3 | NA | NA | \Classifications\Building System Class\D30-HVAC Systems\D3040 - Distribution SYS\Air Handling Unit - AHU | 1011495
19-L1 | 19-L1 Clara Shortridge Foltz Criminal Justice Center | 19-L1-D3041-110-AHU40 | Air Handler 40 | TRANE | UO-12974 | 81 | OM00033397 | NA | Floor 20 PENTHOUSE R9 | (3) 13144 / (3) 13195 | (25) 20X25X2 | NA | 40 | 480 | 26.5 | ELECTRIC | 3 | NA | NA | \Classifications\Building System Class\D30-HVAC Systems\D3040 - Distribution SYS\Air Handling Unit - AHU | 1011496
19-L1 | 19-L1 Clara Shortridge Foltz Criminal Justice Center | 19-L1-D4022-210-FSG01 | Pump,Fire,Electric Motor Driven - FSG | DNA | DNA | DNA | OM00033370 |  | WHOLE BLDG | NA | NA | NA | 300 | 480 | 340 | ELECTRIC | 3 | NA | NA | \Classifications\Building System Class\D40-Fire Protection SYS\D4020 - Stand Pipe\Pump,Fire,Electric Motor Driven - FSG | 1011497
19-L1 | 19-L1 Clara Shortridge Foltz Criminal Justice Center | 19-L1-D5092-210-GEN01 | Emergency Generator - GEN | LAWLESS DETROIT DIESEL | 2238 | 7163-7000-350C | OM00030884 | G7095 | SERVICE LEVEL NORTHWEST | NA | NA | NA | 550 | 480 | DNA | Diesel | 3 | NA | NA | \Classifications\Building System Class\D50-Electrical SYS\D5090 - Elec SYS\Emergency Generator - GEN | 1011498
19-L1 | 19-L1 Clara Shortridge Foltz Criminal Justice Center | 19-L1-D4010-150-FMS01 | System Extinguishing,Wet Pipe - SEW | KENNEDY | DNA | DNA | OM00033669 | EXEMPT | SOUTHEAST CORNER OF BAY #5 | NA | NA | NA | NA | NA | NA | NA | NA | NA | NA | \Classifications\Building System Class\D40-Fire Protection SYS\D4010 - Sprinkler SYS\Fire Systems, stand pipes - FMS | 1011502
19-L1 | 19-L1 Clara Shortridge Foltz Criminal Justice Center | 19-L1-D4031-100-FEX300 | Fire Extinguisher - FEX | HONEYWELL | NA | NA | OM00033733 |  | Basement IN ELECT. ROOM | NA | NA | NA | NA | 120/240 | DNA | Electric | 1 | NA | NA | \Classifications\Building System Class\D40-Fire Protection SYS\D4030 - FIRE SPEC\Fire Extinguisher - FEX | 1011503
19-L1 | 19-L1 Clara Shortridge Foltz Criminal Justice Center | 19-L1-D5092-250-EML725 | EMERGENCY LIGHTING = 288, EXIT SIGNS= 437 | NA | NA | NA | OM00033734 |  | PARKING LEVEL TO ROOF | NA | NA | NA | NA | 277 | DNA | Electric | 1 | NA | NA | \Classifications\Building System Class\D50-Electrical SYS\D5090 - Elec SYS\Emergency And Exit Lighting - EML | 1011504
19-L1 | 19-L1 Clara Shortridge Foltz Criminal Justice Center | 19-L1-D1010-100-ELE12 | Elevator, #12 In-Custody | GENERAL ELECTRIC | EF-2-47 | SGTE40B7 | OM00033418 | State ID# 054264 | 16TH FLOOR ELEVATOR ROOM | NA |  | NA | 48 | 480 | 158 | electric | 3 | NA | NA | \Classifications\Building System Class\D10-Conveyance Systems\D1010 - Elevator\Elevator,Electric,Pass/Freight - ELE | 1011522
19-L1 | 19-L1 Clara Shortridge Foltz Criminal Justice Center | 19-L1-D1010-100-ELE01 | ELEVATOR #1 | GENERAL ELECTRIC | FF-2-22 | SGTE40137 | OM00033130 | State ID# 054606 | ROOF ELEVATOR ROOM | NA | NA | NA | 48 | 480 | 158 | Electric | 3 | NA | NA | \Classifications\Building System Class\D10-Conveyance Systems\D1010 - Elevator\Elevator,Electric,Pass/Freight - ELE | 1011669
19-L1 | 19-L1 Clara Shortridge Foltz Criminal Justice Center | 19-L1-D1010-100-ELE02 | ELEVATOR #2 | GENERAL ELECTRIC | FF-2-19 | SGTE40137 | OM00033412 | State ID# 053852 | ROOF ELEVATOR ROOM | NA | NA | NA | 48 | 480 | 158 | Electric | 3 | NA | NA | \Classifications\Building System Class\D10-Conveyance Systems\D1010 - Elevator\Elevator,Electric,Pass/Freight - ELE | 1011670
19-L1 | 19-L1 Clara Shortridge Foltz Criminal Justice Center | 19-L1-D1010-100-ELE03 | ELEVATOR #3 | GENERAL ELECTRIC | FF-2-17 | SGTE40137 | OM00033411 | State ID# 054602 | ROOF ELEVATOR ROOM | NA | NA | NA | 48 | 480 | 158 | Electric | 3 | NA | NA | \Classifications\Building System Class\D10-Conveyance Systems\D1010 - Elevator\Elevator,Electric,Pass/Freight - ELE | 1011671
19-L1 | 19-L1 Clara Shortridge Foltz Criminal Justice Center | 19-L1-D1010-100-ELE04 | ELEVATOR #4 | GENERAL ELECTRIC | FF 2 49 | SGTE40137 | OM00033410 | State ID# 053294 | ROOF ELEVATOR ROOM | NA | NA | NA | 48 | 480 | 158 | ELECTRIC | 3 | NA | NA | \Classifications\Building System Class\D10-Conveyance Systems\D1010 - Elevator\Elevator,Electric,Pass/Freight - ELE | 1011672
19-L1 | 19-L1 Clara Shortridge Foltz Criminal Justice Center | 19-L1-D1010-100-ELE05 | ELEVATOR #5 | GENERAL ELECTRIC | FF-2-84 | SGTE40137 | OM00033409 | State ID# 053295 | ROOF ELEVATOR ROOM | NA | NA | NA | 48 | 480 | 158 | ELECTRIC | 3 | NA | NA | \Classifications\Building System Class\D10-Conveyance Systems\D1010 - Elevator\Elevator,Electric,Pass/Freight - ELE | 1011673
19-L1 | 19-L1 Clara Shortridge Foltz Criminal Justice Center | 19-L1-D1010-100-ELE06 | ELEVATOR #6 | GENERAL ELECTRIC | EF-2-102 | SGTE40137 | OM00033404 | State ID# 053879 | ROOF ELEVATOR ROOM | NA | NA | NA | 48 | 480 | 158 | ELECTRIC | 2 | NA | NA | \Classifications\Building System Class\D10-Conveyance Systems\D1010 - Elevator\Elevator,Electric,Pass/Freight - ELE | 1011674
19-L1 | 19-L1 Clara Shortridge Foltz Criminal Justice Center | 19-L1-D1010-100-ELE07 | ELEVATOR #7 | GENERAL ELECTRIC | FF-2-20 | SGTE40137 | OM00033405 | State ID# 053880 | ROOF ELEVATOR ROOM | NA | NA | NA | 48 | 480 | 158 | ELECTRIC | 3 | NA | NA | \Classifications\Building System Class\D10-Conveyance Systems\D1010 - Elevator\Elevator,Electric,Pass/Freight - ELE | 1011675
19-L1 | 19-L1 Clara Shortridge Foltz Criminal Justice Center | 19-L1-D1010-100-ELE08 | ELEVATOR #8 | GENERAL ELECTRIC | FF-2-88 | SGTE40137 | OM00033406 | State ID# 054263 | ROOF ELEVATOR ROOM | NA | NA | NA | 48 | 480 | 158 | ELECTRIC | 3 | NA | NA | \Classifications\Building System Class\D10-Conveyance Systems\D1010 - Elevator\Elevator,Electric,Pass/Freight - ELE | 1011676
19-L1 | 19-L1 Clara Shortridge Foltz Criminal Justice Center | 19-L1-D1010-100-ELE09 | ELEVATOR #9 | GENERAL ELECTRIC | FF-2-83 | SGTE40137 | OM00033407 | State ID# 054242 | ROOF ELEVATOR ROOM | NA | NA | NA | 48 | 480 | 158 | ELECTRIC | 3 | NA | NA | \Classifications\Building System Class\D10-Conveyance Systems\D1010 - Elevator\Elevator,Electric,Pass/Freight - ELE | 1011677
19-L1 | 19-L1 Clara Shortridge Foltz Criminal Justice Center | 19-L1-D1010-100-ELE10 | ELEVATOR #10 | GENERAL ELECTRIC | EF-2-46 | SGTE40137 | OM00033408 | State ID# 054243 | ROOF ELEVATOR ROOM | NA | NA | NA | 48 | 480 | 158 | ELECTRIC | 3 | NA | NA | \Classifications\Building System Class\D10-Conveyance Systems\D1010 - Elevator\Elevator,Electric,Pass/Freight - ELE | 1011678
19-L1 | 19-L1 Clara Shortridge Foltz Criminal Justice Center | 19-L1-D1010-100-ELE11 | ELEVATOR #11 | GENERAL ELECTRIC | FF-2-112 | SGTE40137 | OM00033417 | State ID# 054603 | 16TH FLOOR ELEVATOR ROOM | NA | NA | NA | 48 | 480 | 158 | ELECTRIC | 3 | NA | NA | \Classifications\Building System Class\D10-Conveyance Systems\D1010 - Elevator\Elevator,Electric,Pass/Freight - ELE | 1011679
19-L1 | 19-L1 Clara Shortridge Foltz Criminal Justice Center | 19-L1-D1010-100-ELE13 | ELEVATOR #13 | GENERAL ELECTRIC | EF-2-35 | SGTE40B7 | OM00033761 | State ID# 054251 | 17TH FLOOR ELEVATOR ROOM | NA | NA | NA | 48 | 480 | 158 | ELECTRIC | 3 | NA | NA | \Classifications\Building System Class\D10-Conveyance Systems\D1010 - Elevator\Elevator,Electric,Pass/Freight - ELE | 1011680
19-L1 | 19-L1 Clara Shortridge Foltz Criminal Justice Center | 19-L1-D1010-100-ELE14 | ELEVATOR #14 | GENERAL ELECTRIC | EF-2-49 | SGTE40B7 | OM00033415 | State ID# 054652 | ROOF ELEVATOR ROOM | NA | NA | NA | 48 | 480 | 158 | ELECTRIC | 3 | NA | NA | \Classifications\Building System Class\D10-Conveyance Systems\D1010 - Elevator\Elevator,Electric,Pass/Freight - ELE | 1011681
19-L1 | 19-L1 Clara Shortridge Foltz Criminal Justice Center | 19-L1-D1010-100-ELE15 | ELEVATOR #15 | GENERAL ELECTRIC | EF-2-48 | SGTE40B7 | OM00033414 | State ID# 054653 | ROOF ELEVATOR ROOM | NA | NA | NA | 48 | 480 | 158 | ELECTRIC | 3 | NA | NA | \Classifications\Building System Class\D10-Conveyance Systems\D1010 - Elevator\Elevator,Electric,Pass/Freight - ELE | 1011682
19-L1 | 19-L1 Clara Shortridge Foltz Criminal Justice Center | 19-L1-D1010-100-ELE16 | ELEVATOR #16 | GENERAL ELECTRIC | BF-2-20 | SGTE25A14 | OM00033763 | State ID# 053850 | ROOF ELEVATOR ROOM | NA | NA | NA | 30 | 480 | 146 | ELECTRIC | 3 | NA | NA | \Classifications\Building System Class\D10-Conveyance Systems\D1010 - Elevator\Elevator,Electric,Pass/Freight - ELE | 1011683
19-L1 | 19-L1 Clara Shortridge Foltz Criminal Justice Center | 19-L1-D1010-100-ELE17 | ELEVATOR #17 | GENERAL ELECTRIC | BF-2-19 | SGTE25A14 | OM00033762 | State ID# 053848 | 17TH FLOOR ELEVATOR ROOM | NA | NA | NA | 30 | 480 | 146 | Electric | 3 | NA | NA | \Classifications\Building System Class\D10-Conveyance Systems\D1010 - Elevator\Elevator,Electric,Pass/Freight - ELE | 1011684
19-L1 | 19-L1 Clara Shortridge Foltz Criminal Justice Center | 19-L1-D1010-100-ELE18 | ELEVATOR #18 | GENERAL ELECTRIC | BF-2-22 | SGTE40B7 | OM00033764 | State ID# 053849 | 17TH FLOOR ELEVATOR ROOM | NA | NA | NA | 30 | 480 | 146 | ELECTRIC | 3 | NA | NA | \Classifications\Building System Class\D10-Conveyance Systems\D1010 - Elevator\Elevator,Electric,Pass/Freight - ELE | 1011685
19-L1 | 19-L1 Clara Shortridge Foltz Criminal Justice Center | 19-L1-D1010-100-ELE19 | ELEVATOR #19 | GENERAL ELECTRIC | BF-2-18 | SGTE25A14 | OM00033765 | State ID# 054604 | 17TH FLOOR ELEVATOR ROOM | NA | NA | NA | 48 | 480 | 158 | ELECTRIC | 3 | NA | NA | \Classifications\Building System Class\D10-Conveyance Systems\D1010 - Elevator\Elevator,Electric,Pass/Freight - ELE | 1011686
19-L1 | 19-L1 Clara Shortridge Foltz Criminal Justice Center | 19-L1-D1010-100-ELE21 | ELEVATOR #21 | GENERAL ELECTRIC | DF-1-961 | SCD286E1098 | OM00033416 | State ID# 053851 | 19TH FLOOR ELEVATOR ROOM | NA | NA | NA | 10 | 480 | 36 | ELECTRIC | 3 | NA | NA | \Classifications\Building System Class\D10-Conveyance Systems\D1010 - Elevator\Elevator,Electric,Pass/Freight - ELE | 1011687
19-L1 | 19-L1 Clara Shortridge Foltz Criminal Justice Center | 19-L1-B2034-400-DOH01 | DOOR OVERHEAD #1 | LIFT MASTER | DNA | DNA | OM00033735 |  | SERVICE LEVEL | NA | NA | NA | 2-Jan | 220 | DNA | Electric | 3 | NA | NA | \Classifications\Building System Class\B20-General Building Exterior\B2030 - Exterior Doors\Door,Overhead-Shutter,Manual,Elec,Roll-up - DOH | 1014006
19-L1 | 19-L1 Clara Shortridge Foltz Criminal Justice Center | 19-L1-B2034-400-DOH02 | DOOR OVERHEAD #2 | LIFT MASTER | DNA | DNA | OM00033736 |  | SERVICE LEVEL | NA | NA | NA | 2-Jan | 220 | DNA | Electric | 3 | NA | NA | \Classifications\Building System Class\B20-General Building Exterior\B2030 - Exterior Doors\Door,Overhead-Shutter,Manual,Elec,Roll-up - DOH | 1014007
19-L1 | 19-L1 Clara Shortridge Foltz Criminal Justice Center | 19-L1-B2034-400-DOH03 | DOOR OVERHEAD #3 | LIFT MASTER | DNA | DNA | OM00033737 |  | SERVICE LEVEL | NA | NA | NA | 2-Jan | 220 | DNA | Electric | 3 | NA | NA | \Classifications\Building System Class\B20-General Building Exterior\B2030 - Exterior Doors\Door,Overhead-Shutter,Manual,Elec,Roll-up - DOH | 1014008
19-L1 | 19-L1 Clara Shortridge Foltz Criminal Justice Center | 19-L1-B2034-400-DOH04 | DOOR OVERHEAD #4 | LIFT MASTER | DNA | DNA | OM00033738 |  | SERVICE LEVEL | NA | NA | NA | 2-Jan | 220 | DNA | Electric | 3 | NA | NA | \Classifications\Building System Class\B20-General Building Exterior\B2030 - Exterior Doors\Door,Overhead-Shutter,Manual,Elec,Roll-up - DOH | 1014009
19-L1 | 19-L1 Clara Shortridge Foltz Criminal Justice Center | 19-L1-B2034-400-DOH05 | DOOR OVERHEAD #5 | LIFT MASTER | DNA | DNA | OM00033739 |  | SERVICE LEVEL | NA | NA | NA | 2-Jan | 220 | DNA | Electric | 3 | NA | NA | \Classifications\Building System Class\B20-General Building Exterior\B2030 - Exterior Doors\Door,Overhead-Shutter,Manual,Elec,Roll-up - DOH | 1014010
19-L1 | 19-L1 Clara Shortridge Foltz Criminal Justice Center | 19-L1-B2034-400-DOH06 | DOOR OVERHEAD #6 | LIFT MASTER | DNA | DNA | OM00033740 |  | SERVICE LEVEL | NA | NA | NA | 2-Jan | 220 | DNA | Electric | 3 | NA | NA | \Classifications\Building System Class\B20-General Building Exterior\B2030 - Exterior Doors\Door,Overhead-Shutter,Manual,Elec,Roll-up - DOH | 1014011
19-L1 | 19-L1 Clara Shortridge Foltz Criminal Justice Center | 19-L1-B2034-400-DOH09 | DOOR OVERHEAD #9 | WAYNE DALTON | DNA | 822 | OM00033793 |  | JUDGES PARKING ENTRY | NA | NA | NA | 2-Jan | 460 | DNA | Electric | 3 | NA | NA | \Classifications\Building System Class\B20-General Building Exterior\B2030 - Exterior Doors\Door,Overhead-Shutter,Manual,Elec,Roll-up - DOH | 1014014
19-L1 | 19-L1 Clara Shortridge Foltz Criminal Justice Center | 19-L1-B2034-400-DOH10 | DOOR OVERHEAD #10 | WAYNE DALTON | DNA | 822 | OM00033794 |  | JUDGES PARKING ENTRY LL | NA | NA | NA | 2-Jan | 460 | DNA | Electric | 3 | NA | NA | \Classifications\Building System Class\B20-General Building Exterior\B2030 - Exterior Doors\Door,Overhead-Shutter,Manual,Elec,Roll-up - DOH | 1014015
19-L1 | 19-L1 Clara Shortridge Foltz Criminal Justice Center | 19-L1-B3010-100-RUF01 | ROOF | DNA | DNA | DNA | OM00033461 |  | AT THE TOP OF THE BUILDING | NA | NA | NA | NA | NA | NA | NA | NA | NA | NA | \Classifications\Building System Class\B30-Roofing\B3010 - Roof Types\Roof - RUF | 1014017
19-L1 | 19-L1 Clara Shortridge Foltz Criminal Justice Center | 19-L1-D1092-120-PTS01 | PNEUMATIC TUBE SYSTEMS | DNA | DNA | DNA | OM00033459 | NA | THRU OUT THE BUILDING | NA | NA | NA | NA | NA | NA | NA | NA | NA | NA | \Classifications\Building System Class\D10-Conveyance Systems\D1090 - Other Conveyance Systems\Pneumatic Tube System -PTS | 1014018
19-L1 | 19-L1 Clara Shortridge Foltz Criminal Justice Center | 19-L1-D2023-310-HWP01 | HOT WATER CIR PUMP #1, HCP 1 | GRUNDFOS | DNA | 4375-BJ-216 | OM00033730 |  | BEHIND HEAT EXCHANGER | NA | NA | NA | DNA | 115 | DNA | Electric | 1 | NA | NA | \Classifications\Building System Class\D20-Plumbing\D2020 - Domestic Water\Domestic Hot Water Circulating Pump - HWP | 1014021
19-L1 | 19-L1 Clara Shortridge Foltz Criminal Justice Center | 19-L1-D2023-310-HWP02 | HOT WATER CIR PUMP #2 HCP-2 | GRUNDFOS | DNA | 4375-BF 216 | OM00033731 |  | BEHIND HEAT EXCHANGER | NA | NA | NA | DNA | 115 | DNA | Electric | 1 | NA | NA | \Classifications\Building System Class\D20-Plumbing\D2020 - Domestic Water\Domestic Hot Water Circulating Pump - HWP | 1014022
19-L1 | 19-L1 Clara Shortridge Foltz Criminal Justice Center | 19-L1-D2023-310-HWP03 | HOT WATER CIR PUMP #3, HCP-3 | BELL & GOSSETT | DNA | DNA | OM00033796 |  | NEAR ENTRY TO MECH ROOM | NA | NA | NA | DNA | 115 | DNA | Electric | 1 | NA | NA | \Classifications\Building System Class\D20-Plumbing\D2020 - Domestic Water\Domestic Hot Water Circulating Pump - HWP | 1014023
19-L1 | 19-L1 Clara Shortridge Foltz Criminal Justice Center | 19-L1-D2023-310-HWP04 | HOT WATER CIR PUMP #4, HCP-4 | GRUNDFOS | DNA | DNA | OM00033759 |  | JANITOR CLOSET OUTSIDE ELEV | NA | NA | NA | DNA | 115 | DNA | Electric | 1 | NA | NA | \Classifications\Building System Class\D20-Plumbing\D2020 - Domestic Water\Domestic Hot Water Circulating Pump - HWP | 1014024
19-L1 | 19-L1 Clara Shortridge Foltz Criminal Justice Center | 19-L1-D2023-310-HWP05 | CIR PUMP HOT WATER, AHU #16-3 HWP05 | BELL & GOSSETT | DNA | DNA | OM00033799 |  | NEAR AH 16-3 | NA | NA | NA | 12-Jan | 115 | DNA | Electric | 1 | NA | NA | \Classifications\Building System Class\D20-Plumbing\D2020 - Domestic Water\Domestic Hot Water Circulating Pump - HWP | 1014025
19-L1 | 19-L1 Clara Shortridge Foltz Criminal Justice Center | 19-L1-D2023-310-WBS01 | PUMP, DOMESTIC WATER BOOSTER SYSTEM (HOT WATER) | PACO | DNA | H95126912-A10930673 | OM00033396 |  | JUDGES PARKING | NA | NA | NA | 7.5 | 480 | 8.6 | Electric | 3 | NA | NA | \Classifications\Building System Class\D20-Plumbing\D2020 - Domestic Water\Domestic Water Booster System - WBS | 1014026
19-L1 | 19-L1 Clara Shortridge Foltz Criminal Justice Center | 19-L1-D2023-310-WBS02 | DOMESTIC WATER BOOSTER SYSTEM WBS02 | JDL PUMP SYSTEMS | 27A1625 | JDL 3E-390-155-VS-RT | OM00033727 |  | NEAR CHILLER PUMPS | NA | NA | NA | 15/15/15 | 480 | 17/17/17 | Electric | 3 | NA | NA | \Classifications\Building System Class\D20-Plumbing\D2020 - Domestic Water\Domestic Water Booster System - WBS | 1014027
19-L1 | 19-L1 Clara Shortridge Foltz Criminal Justice Center | 19-L1-D2040-100-PSU01 | SUMP PUMP PSU01 | BALDOR / US MOTORS | DNA | VM3710T | OM00033728 |  | NEAR PANEL | NA | NA | NA | 7 1/2 / 7 1/2 | 480 | 10.1 | Electric | 3 | NA | NA | \Classifications\Building System Class\D20-Plumbing\D2040 - Rain Drain\Sump Pump - PSU | 1014029
19-L1 | 19-L1 Clara Shortridge Foltz Criminal Justice Center | 19-L1-D2040-100-PSU02 | SUMP PUMP PSU02 | ESSCO | 11120-1 / 11120-2 | 493TF | OM00033696 |  | NEAR ROLL-UP GATES | NA | NA | NA | 5 | 460 | DNA | Electric | 3 | NA | NA | \Classifications\Building System Class\D20-Plumbing\D2040 - Rain Drain\Sump Pump - PSU | 1014030
19-L1 | 19-L1 Clara Shortridge Foltz Criminal Justice Center | 19-L1-D3020-100-HET01 | EXPANSION TANK HET01 | DOWNEY WELDING CO | 3143 | A-285-C | OM00033751 |  | PENTHOUSE NW CENTER | NA | NA | NA | NA | NA | NA | NA | NA | NA | NA | \Classifications\Building System Class\D30-HVAC Systems\D3020 - Heat SYS\Heater Water Expansion Tank - HET | 1014031
19-L1 | 19-L1 Clara Shortridge Foltz Criminal Justice Center | 19-L1-D3020-100-HET02 | GENERATOR ENGINE COOLANT HET02 | DNA | DNA | DNA | OM00033364 |  | SERVICE LEVEL NORTHWEST | NA | NA | NA | NA | NA | NA | NA | NA | NA | NA | \Classifications\Building System Class\D30-HVAC Systems\D3020 - Heat SYS\Heater Water Expansion Tank - HET | 1014032
19-L1 | 19-L1 Clara Shortridge Foltz Criminal Justice Center | 19-L1-D3044-125-PHW02 | HOT WATER PUMP #2 | AMERICAN MARSH PUMPS | DNA | 4X5-15-HD-RH | OM00033385 |  | JUDGES PARKING | NA | NA | NA | 40 | 480 | 48.9 | Electric | 3 | NA | NA | \Classifications\Building System Class\D30-HVAC Systems\D3040 - Distribution SYS\Hot Water Pump - PHW | 1014034
19-L1 | 19-L1 Clara Shortridge Foltz Criminal Justice Center | 19-L1-D3031-100-PCH01 | CHILLED WATER PUMP #1 | AURORA PUMPS | DNA | OJPA-BF | OM00033393 |  | JUDGES PARKING | NA | NA | NA | 75 | 480 | 95.3 | Electric | 3 | NA | NA | \Classifications\Building System Class\D30-HVAC Systems\D3030 - Cooling SYS\Chilled Water Pump - PCH | 1014036
19-L1 | 19-L1 Clara Shortridge Foltz Criminal Justice Center | 19-L1-D3031-100-PCH02 | CHILLED WATER PUMP #2 | AURORA PUMPS | DNA | OJPA-BF | OM00033394 |  | JUDGE'S PARKING | NA | NA | NA | 75 | 480 | 95.3 | Electric | 3 | NA | NA | \Classifications\Building System Class\D30-HVAC Systems\D3030 - Cooling SYS\Chilled Water Pump - PCH | 1014037
19-L1 | 19-L1 Clara Shortridge Foltz Criminal Justice Center | 19-L1-D3031-100-PCH03 | CHILLED WATER PUMP #3 | AURORA PUMPS | IMQF34091-G2-ZN | OJPA-BJ | OM00033395 |  | JUDGES PARKING | NA | NA | NA | 75 | 480 | 95.3 | Electric | 3 | NA | NA | \Classifications\Building System Class\D30-HVAC Systems\D3030 - Cooling SYS\Chilled Water Pump - PCH | 1014038
19-L1 | 19-L1 Clara Shortridge Foltz Criminal Justice Center | 19-L1-D3031-100-PCH04 | CONDENSER TOWER PUMP #1 (DCP-1 DEISEL COOLANT PUMP) PCH04 | AURORA PUMPS | 2-14186-1 | GBHA | OM00033365 |  | SERVICE LEVEL NORTHWEST | NA | NA | NA | 5 | 460 | 6.8 | Electric | 3 | NA | NA | \Classifications\Building System Class\D30-HVAC Systems\D3030 - Cooling SYS\Chilled Water Pump - PCH | 1014039
19-L1 | 19-L1 Clara Shortridge Foltz Criminal Justice Center | 19-L1-D3031-100-PCH05 | CONDENSER TOWER PUMP #2 (DCP-2 DIESEL COOLANT PUMP 2) PCH05 | AURORA PUMPS | 2-14186-2 | GBHA | OM00033366 |  | SERVICE LEVEL NORTH WEST | NA | NA | NA | 5 | 480 | 6.8 | Electric | 3 | NA | NA | \Classifications\Building System Class\D30-HVAC Systems\D3030 - Cooling SYS\Chilled Water Pump - PCH | 1014040
19-L1 | 19-L1 Clara Shortridge Foltz Criminal Justice Center | 19-L1-D3041-110-AHU41 | AIR HANDLING UNIT #19-4 | TRANE | UO-12975 | 81 | OM00033384 |  | PENTHOUSE R8 | (3) 13144 / (3) 13195 | (25) 20X25X2 | NA | 40 | 480 | 26.5 | Electric | 3 | NA | NA | \Classifications\Building System Class\D30-HVAC Systems\D3040 - Distribution SYS\Air Handling Unit - AHU | 1014041
19-L1 | 19-L1 Clara Shortridge Foltz Criminal Justice Center | 19-L1-D3041-110-AHU42 | AIR HANDLING UNIT #20-1 | TRANE | UO-12692 | 81 | OM00033398 |  | ELEVATOR MACHINE ROOM | (2) 1381 | (7) 16X20X2 / (7) 16X25X2 | NA | 7.5 | 480 | 10.8 | Electric | 3 | NA | NA | \Classifications\Building System Class\D30-HVAC Systems\D3040 - Distribution SYS\Air Handling Unit - AHU | 1014042
19-L1 | 19-L1 Clara Shortridge Foltz Criminal Justice Center | 19-L1-D3040-120-FCU01 | FAN COIL UNIT | US AIR CO | 419 | HBC-112 | OM00033419 |  | SERVICE LEVEL | DNA | DNA | DNA | DNA | 460 | 1.7 | Electric | 3 | NA | NA | \Classifications\Building System Class\D30-HVAC Systems\D3040 - Distribution SYS\Fan Coil Unit - FCU | 1014043
19-L1 | 19-L1 Clara Shortridge Foltz Criminal Justice Center | 19-L1-D3040-120-FCU02 | FAN COIL #2 | MAGIC AIRE | W020844155 | 60-BVW-13 | OM00033429 |  | NEXT TO STEAM ROOM | 4L460 | DNA | DNA | 4-Mar | 480 | 13.2 | Electric | 3 | NA | NA | \Classifications\Building System Class\D30-HVAC Systems\D3040 - Distribution SYS\Fan Coil Unit - FCU | 1014044
19-L1 | 19-L1 Clara Shortridge Foltz Criminal Justice Center | 19-L1-D3042-220-EFN01 | ELEV EX FAN #1 | BALDOR | DNA | DNA | OM00033768 |  | ELEV MECH PENTHOUSE | A-46 | NA | NA | DNA | 480 | DNA | Electric | 3 | NA | NA | \Classifications\Building System Class\D30-HVAC Systems\D3040 - Distribution SYS\Supply/Exhaust/Return fans- FAN | 1014045
19-L1 | 19-L1 Clara Shortridge Foltz Criminal Justice Center | 19-L1-D3042-220-EFN02 | EXHAUST FAN #2 | CONTROL AIR | DNA | LAA-0111-1 | OM00033374 |  | PARKING LEVEL | A-68 | NA | NA | 3 | 480 | DNA | Electric | 3 | NA | NA | \Classifications\Building System Class\D30-HVAC Systems\D3040 - Distribution SYS\Supply/Exhaust/Return fans- FAN | 1014046
19-L1 | 19-L1 Clara Shortridge Foltz Criminal Justice Center | 19-L1-D3042-220-EFN03 | EXHAUST FAN #3 | CENTRAL LINE | DNA | LAA-0111-2 | OM00033375 |  | PARKING LEVEL | A-55 | NA | NA | 2 | 480 | 2.8 | Electric | 3 | NA | NA | \Classifications\Building System Class\D30-HVAC Systems\D3040 - Distribution SYS\Supply/Exhaust/Return fans- FAN | 1014047
19-L1 | 19-L1 Clara Shortridge Foltz Criminal Justice Center | 19-L1-D3042-220-EFN04 | EXHAUST FAN #4 | BALDOR | DNA | M31575 | OM00033745 |  | PARKING LEVEL | AZ-60 | NA | NA | 2 | 480 | 2.8 | Electric | 3 | NA | NA | \Classifications\Building System Class\D30-HVAC Systems\D3040 - Distribution SYS\Supply/Exhaust/Return fans- FAN | 1014048
19-L1 | 19-L1 Clara Shortridge Foltz Criminal Justice Center | 19-L1-D3042-220-EFN05 | EXHAUST FAN #5 | WESTINGHOUSE | DNA | DNA | OM00037907 |  | PARKING LEVEL | B-97 | NA | NA | 7 1/2 | 480 | DNA | Electric | 3 | NA | NA | \Classifications\Building System Class\D30-HVAC Systems\D3040 - Distribution SYS\Supply/Exhaust/Return fans- FAN | 1014049
19-L1 | 19-L1 Clara Shortridge Foltz Criminal Justice Center | 19-L1-D3042-220-EFN07 | EXHAUST FAN #7 | TRANE | UO-99501 | 81 | OM00033662 |  | NEAR PARKING ON SERVICE LEVEL | DNA | NA | NA | 5 | 480 | DNA | Electric | 3 | NA | NA | \Classifications\Building System Class\D30-HVAC Systems\D3040 - Distribution SYS\Supply/Exhaust/Return fans- FAN | 1014051
19-L1 | 19-L1 Clara Shortridge Foltz Criminal Justice Center | 19-L1-D3042-220-EFN08 | EXHAUST FAN #8 | TRANE | UO-10345 | 81 | OM00033664 |  | SERVICE LEVEL, COMPLEX MANAGER ROOM | B-158 | NA | NA | 5 | 480 | DNA | Electric | 3 | NA | NA | \Classifications\Building System Class\D30-HVAC Systems\D3040 - Distribution SYS\Supply/Exhaust/Return fans- FAN | 1014052
19-L1 | 19-L1 Clara Shortridge Foltz Criminal Justice Center | 19-L1-D3042-220-EFN09 | EXHAUST FAN #9 | TRANE | U9-98218 | 18-L4 | OM00033722 |  | SERVICE LEVEL NEAR MECH ROOM/AC 1-1 | 4L-410 | NA | NA | 4-Mar | 480 | DNA | Electric | 3 | NA | NA | \Classifications\Building System Class\D30-HVAC Systems\D3040 - Distribution SYS\Supply/Exhaust/Return fans- FAN | 1014053
19-L1 | 19-L1 Clara Shortridge Foltz Criminal Justice Center | 19-L1-D3042-220-EFN10 | EXHAUST FAN #10 | TRANE | K84L46016 | U13H3-FC | OM00033723 |  | SERVICE LEVEL NEAR AC 1-1 | 4L-370 | NA | NA | 3-Jan | 120 | DNA | Electric | 1 | NA | NA | \Classifications\Building System Class\D30-HVAC Systems\D3040 - Distribution SYS\Supply/Exhaust/Return fans- FAN | 1014054
19-L1 | 19-L1 Clara Shortridge Foltz Criminal Justice Center | 19-L1-D3042-220-EFN11 | EXHAUST FAN #11 | TRANE | U9-98220 | 27M2 | OM00033665 |  | SERVICE LEVEL NEAR MAIN ELEV BANK | A-66 | NA | NA | 1 | 480 | DNA | Electric | 3 | NA | NA | \Classifications\Building System Class\D30-HVAC Systems\D3040 - Distribution SYS\Supply/Exhaust/Return fans- FAN | 1014055
19-L1 | 19-L1 Clara Shortridge Foltz Criminal Justice Center | 19-L1-D3042-220-EFN12 | EXHAUST FAN #12 | TRANE | U9-98221 | DNA | OM00033725 |  | SERVICE LEVEL, STAIR #10 | B-48 | NA | NA | 4-Mar | 480 | DNA | Electric | 3 | NA | NA | \Classifications\Building System Class\D30-HVAC Systems\D3040 - Distribution SYS\Supply/Exhaust/Return fans- FAN | 1014056
19-L1 | 19-L1 Clara Shortridge Foltz Criminal Justice Center | 19-L1-D3042-220-EFN13 | EXHAUST FAN #13 | TRANE | UO-12703 | 18L4 | OM00033753 |  | PENTHOUSE EQ RM #R-2 | 4L 410 | NA | NA | 4-Mar | 480 | DNA | Electric | 3 | NA | NA | \Classifications\Building System Class\D30-HVAC Systems\D3040 - Distribution SYS\Supply/Exhaust/Return fans- FAN | 1014057
19-L1 | 19-L1 Clara Shortridge Foltz Criminal Justice Center | 19-L1-D3042-220-EFN14 | EXHAUST FAN #14 | TRANE | UO-12980 | 81 | OM00033754 |  | PENTHOUSE | B-95 | NA | NA | 7 1/2 | 480 | DNA | Electric | 3 | NA | NA | \Classifications\Building System Class\D30-HVAC Systems\D3040 - Distribution SYS\Supply/Exhaust/Return fans- FAN | 1014058
19-L1 | 19-L1 Clara Shortridge Foltz Criminal Justice Center | 19-L1-D3042-220-EFN15 | EXHAUST FAN #15 | TRANE | UO-12704 | 20M6 | OM00033752 |  | PENTHOUSE ROOF, EQ RM R-1 | 4L490 | NA | NA | 1 | 480 | DNA | Electric | 3 | NA | NA | \Classifications\Building System Class\D30-HVAC Systems\D3040 - Distribution SYS\Supply/Exhaust/Return fans- FAN | 1014059
19-L1 | 19-L1 Clara Shortridge Foltz Criminal Justice Center | 19-L1-D3042-220-EFN16 | EXHAUST FAN #16 | TRANE | UO-12705 | 3658 | OM00033755 |  | PENTHOUSE | B-105 | NA | NA | 5 | 480 | DNA | Electric | 3 | NA | NA | \Classifications\Building System Class\D30-HVAC Systems\D3040 - Distribution SYS\Supply/Exhaust/Return fans- FAN | 1014060
19-L1 | 19-L1 Clara Shortridge Foltz Criminal Justice Center | 19-L1-D3042-220-EFN17 | EXHAUST FAN #17 | TRANE | UO-12706 | 36T8 | OM00033749 |  | PENTHOUSE ROOF | B-95 | NA | NA | 7 1/2 | 480 | DNA | Electric | 3 | NA | NA | \Classifications\Building System Class\D30-HVAC Systems\D3040 - Distribution SYS\Supply/Exhaust/Return fans- FAN | 1014061
19-L1 | 19-L1 Clara Shortridge Foltz Criminal Justice Center | 19-L1-D3042-220-EFN18 | EXHAUST FAN #18 | TRANE | UO-12707 | 18M5 | OM00033747 |  | PENTHOUSE R-9 | 4L460 | NA | NA | 1 | 480 | DNA | Electric | 3 | NA | NA | \Classifications\Building System Class\D30-HVAC Systems\D3040 - Distribution SYS\Supply/Exhaust/Return fans- FAN | 1014062
19-L1 | 19-L1 Clara Shortridge Foltz Criminal Justice Center | 19-L1-D3042-220-EFN19 | EXHAUST FAN #19 | TRANE | UO-12981 | 81 | OM00033402 |  | PENTHOUSE ROOF | B85 | NA | NA | 7 1/2 | 480 | DNA | Electric | 3 | NA | NA | \Classifications\Building System Class\D30-HVAC Systems\D3040 - Distribution SYS\Supply/Exhaust/Return fans- FAN | 1014063
19-L1 | 19-L1 Clara Shortridge Foltz Criminal Justice Center | 19-L1-D3042-220-EFN20 | EXHAUST FAN #20 | TRANE | UO-12708 | 18M5 | OM00033746 |  | PENTHOUSE R-8 | 4L460 | NA | NA | 1 | 480 | DNA | Electric | 3 | NA | NA | \Classifications\Building System Class\D30-HVAC Systems\D3040 - Distribution SYS\Supply/Exhaust/Return fans- FAN | 1014064
19-L1 | 19-L1 Clara Shortridge Foltz Criminal Justice Center | 19-L1-D3042-220-EFN22 | EXHAUST FAN #22 | TRANE | UO-12709 | 9-F2 | OM00033757 |  | PENTHOUSE ROOF | 4L320 | NA | NA | DNA | 120 | DNA | Electric | 1 | NA | NA | \Classifications\Building System Class\D30-HVAC Systems\D3040 - Distribution SYS\Supply/Exhaust/Return fans- FAN | 1014066
19-L1 | 19-L1 Clara Shortridge Foltz Criminal Justice Center | 19-L1-D3042-220-EFN23 | EXHAUST FAN #23 | BALDOR | DNA | DNA | OM00033732 |  | PARKING LEVEL | A-53 | NA | NA | 1 1/2 | 480 | DNA | Electric | 3 | NA | NA | \Classifications\Building System Class\D30-HVAC Systems\D3040 - Distribution SYS\Supply/Exhaust/Return fans- FAN | 1014067
19-L1 | 19-L1 Clara Shortridge Foltz Criminal Justice Center | 19-L1-D3042-220-EFN24 | EXHAUST FAN #24 | TRANE | UO-99500 | 81 | OM00033666 |  | PARKING LEVEL ELEV. #19 | B-140 | NA | NA | 7 1/2 | 480 | DNA | Electric | 3 | NA | NA | \Classifications\Building System Class\D30-HVAC Systems\D3040 - Distribution SYS\Supply/Exhaust/Return fans- FAN | 1014068
19-L1 | 19-L1 Clara Shortridge Foltz Criminal Justice Center | 19-L1-D3042-220-EFN25 | #2 ELEV EX FAN EFN25 | BALDOR | DNA | DNA | OM00033766 |  | ROOF ELEV ROOM | A-46 | NA | NA | DNA | 480 | DBA | Electric | 3 | NA | NA | \Classifications\Building System Class\D30-HVAC Systems\D3040 - Distribution SYS\Supply/Exhaust/Return fans- FAN | 1014069
19-L1 | 19-L1 Clara Shortridge Foltz Criminal Justice Center | 19-L1-D3042-220-EFN26 | ELEV EX FAN #3 EFN26 | BALDOR | DNA | DNA | OM00033767 |  | ELEV MECH ROOM | A-46 | NA | NA | DNA | 480 | DNA | Electric | 3 | NA | NA | \Classifications\Building System Class\D30-HVAC Systems\D3040 - Distribution SYS\Supply/Exhaust/Return fans- FAN | 1014070
19-L1 | 19-L1 Clara Shortridge Foltz Criminal Justice Center | 19-L1-G3060-320-DFP01 | DIESEL OIL TRANSFER PUMP | G.E. | DNA | 5K42HG2575 | OM00033724 | NA | JUDGES PARKING GARAGE NORTH WEST | NA | NA | NA | 1/3 / 1/3 | 480 | 0.92 | Electric | 3 | NA | NA | \Classifications\Building System Class\G30-Site Mechanical Utilities\G3060 - Fuel Distribution\Pump, Fuel, Diesel Fuel Transfer Pump - DFP | 1014076
19-L1 | 19-L1 Clara Shortridge Foltz Criminal Justice Center | 19-L1-D3090-114-CMP01 | COMPRESSOR (SHOP) CMP01 | WORTHINGTON | DNA | F-1068-01-170 | OM00033663 | 09396-72-045749 - Two compressor motors share same tank | NEAR ENGINEER SHOP PARKING | DNA | NA | NA | 2 | 460 | 3.8 | Electric | 3 | NA | NA | \Classifications\Building System Class\D30-HVAC Systems\D3090 - Other HVAC Systems and Equipment\Air Compressor - CMP | 1014079
19-L1 | 19-L1 Clara Shortridge Foltz Criminal Justice Center | 19-L1-D3090-220-CMD01 | AIR DRYER (CONTROL AIR) CMD01 | SPEED FIRE | 2452201-050 | 5658C | OM00033428 |  | NEAR SUMP PUMP | NA | NA | R-22 | 4-Mar | 115 | 15.1 | Electric | 1 | NA | NA | \Classifications\Building System Class\D30-HVAC Systems\D3090 - Other HVAC Systems and Equipment\Compressed Air Dryer - CMD | 1014081
19-L1 | 19-L1 Clara Shortridge Foltz Criminal Justice Center | 19-L1-D2023-100-BFP01 | BACKFLOW PREVENTER #1 (FIRE SYSTEM) | HERSEY | 3233 | 5004586-587 10"DC | OM00033668 | Service#:236952 Meter#:90122198 ID#5171 | PARKING BAY #5 SHERRIFF - NEAR LOCKUP ENTRANCE FOR BAY #5 | NA | NA | NA | NA | NA | NA | NA | NA | NA | NA | \Classifications\Building System Class\D20-Plumbing\D2020 - Domestic Water\Backflow Preventer - BFP | 1014082
19-L1 | 19-L1 Clara Shortridge Foltz Criminal Justice Center | 19-L1-D2023-100-BFP02 | BACKFLOW PREVENTER #2 (2" GENERATOR COOLING SYSTEM MAKEUP) | FEBCO | A166111 | 825Y | OM00033362 | OW0209916-FA0234828-BD0038681-FEBRUARY | SERVICE LEVEL ROOM S-201 DIESEL COOLING WATER (ORIGINAL BLUE FORM REQUIRED) | NA | NA | NA | NA | NA | NA | NA | NA | NA | NA | \Classifications\Building System Class\D20-Plumbing\D2020 - Domestic Water\Backflow Preventer - BFP | 1014083
19-L1 | 19-L1 Clara Shortridge Foltz Criminal Justice Center | 19-L1-D2023-100-BFP04 | BACKFLOW PREVENTER (GENERATOR COOLING SYSTEM) | FEBCO | H26358 | 825Y | OM00033363 | OW0209916-FA0234828-BD0038682-FEBRUARY | SERVICE LEVEL ROOM S-201 CHILLED WATER MAKE-UP (LAPHD FORM REQUIRED) | NA | NA | NA | NA | NA | NA | NA | NA | NA | NA | \Classifications\Building System Class\D20-Plumbing\D2020 - Domestic Water\Backflow Preventer - BFP | 1014085
19-L1 | 19-L1 Clara Shortridge Foltz Criminal Justice Center | 19-L1-D4022-210-JPM01 | FIRE JOCKEY PUMP | GRUNDFOS | DNA | A96084287-P51132062 | OM00033369 |  | JUDGES PARKING | NA | NA | NA | 7.5 | 480 | 8.6 | Electric | 3 | NA | NA | \Classifications\Building System Class\D40-Fire Protection SYS\D4020 - Stand Pipe\Jockey Pump - JPM | 1014087
19-L1 | 19-L1 Clara Shortridge Foltz Criminal Justice Center | 19-L1-D4024-100-FHS01 | FIRE HOSE SYSTEM |  | DNA | U85UG | OM00033744 |  | ENTIRE BUILDING | NA | NA | NA | NA | NA | NA | NA | NA | NA | NA | \Classifications\Building System Class\D40-Fire Protection SYS\D4020 - Stand Pipe\Other Stand Pipe Hose Systems - FHS | 1014088
19-L1 | 19-L1 Clara Shortridge Foltz Criminal Justice Center | 19-L1-D5010-200-ESD08 | ELECTRICAL SWITCHBOARD #1 | G.E. | DNA | DNA | OM00033380 |  | PARKING NEAR BOILER MECH ROOM | NA | NA | NA | NA | 480 | DNA | Electric | 3 | NA | NA | \Classifications\Building System Class\D50-Electrical SYS\D5010 - Elec Service & Dist\Electical Service and Distribution - ESD | 1014089
19-L1 | 19-L1 Clara Shortridge Foltz Criminal Justice Center | 19-L1-D5010-200-ESD02 | ELECTRICAL SWITCHBOARD #2 | G.E. | DNA | DNA | OM00033381 |  | PARKING NEAR BOILER MECH ROOM | NA | NA | NA | NA | 480 | DNA | Electric | 3 | NA | NA | \Classifications\Building System Class\D50-Electrical SYS\D5010 - Elec Service & Dist\Electical Service and Distribution - ESD | 1014090
19-L1 | 19-L1 Clara Shortridge Foltz Criminal Justice Center | 19-L1-D5036-200-CSY01 | CLOCK SYSTEM | MIDWEST TIME CONTROL | 990301 | MTC-600 | OM00033382 |  | MAIN ELECT ROOM | NA | NA | NA | NA | 120 | DNA | Electric | 1 | NA | NA | \Classifications\Building System Class\D50-Electrical SYS\D5030 - Comm & Security\Clock Systems - CSY | 1014092
19-L1 | 19-L1 Clara Shortridge Foltz Criminal Justice Center | 19-L1-D5092-210-GEN02 | GENERATOR, EMERGENCY #2 | LAWLESS DETROIT DIESEL | 2239 | 7163-7000-3500 | OM00030885 | G7096 | SERVICE LEVEL NORTH WEST | NA | NA | NA | 565 | 480 | DNA | Diesel | 3 | NA | NA | \Classifications\Building System Class\D50-Electrical SYS\D5090 - Elec SYS\Emergency Generator - GEN | 1014093
19-L1 | 19-L1 Clara Shortridge Foltz Criminal Justice Center | 19-L1-G3010-210-PWT01 | POTABLE WATER STORAGE TANK PWT01 | WESSELS | 140550 | CRNL8228/ | OM00033403 |  | JANITORS CLOSET | NA | NA | NA | NA | NA | NA | NA | NA | NA | NA | \Classifications\Building System Class\G30-Site Mechanical Utilities\G3010 - Water Supply\Potable Water Storage Tank - PWT | 1014095
19-L1 | 19-L1 Clara Shortridge Foltz Criminal Justice Center | 19-L1-D2030-410-PMS01 | SEWER EJECTOR PUMP PMS01 | TOSHIBA | SA5236299 | 0056FTSA21A-P | OM00033729 |  | NEAR HEAT EXCHANGERS | NA | NA | NA | DNA | 480 | 7.3 | Electric | 3 | NA | NA | \Classifications\Building System Class\D20-Plumbing\D2030 - Sani Waste\Sewage Ejector Pump - PMS | 1014096
19-L1 | 19-L1 Clara Shortridge Foltz Criminal Justice Center | 19-L1-G3063-100-DAT01 | DAY TANK, FUEL STORAGE | DOWNEY WELDING & MFG | DNA | DNA | OM00030887 |  | SERVICE LEVEL NORTHWEST | NA | NA | NA | NA | NA | NA | Diesel | NA | NA | NA | \Classifications\Building System Class\G30-Site Mechanical Utilities\G3060 - Fuel Distribution\Tank, Fuel Storage Day - DAT | 1014097
19-L1 | 19-L1 Clara Shortridge Foltz Criminal Justice Center | 19-L1-G3063-100-AST01 | TANK, FUEL STORAGE ABOVE GROUND | HOOVER CONTAINMENT | UL2085 | LDP2000P | OM00033368 |  | JUGES PARKING NORTHWEST | NA | NA | NA | NA | NA | NA | Diesel | NA | NA | NA | \Classifications\Building System Class\G30-Site Mechanical Utilities\G3060 - Fuel Distribution\Tank, Fuel Storage, Above Ground - AST | 1014098
19-L1 | 19-L1 Clara Shortridge Foltz Criminal Justice Center | 19-L1-G2050-200-LSC01 | LANDSCAPING | DNA | DNA | DNA | OM00033458 |  | OUTSIDE | NA | NA | NA | NA | NA | NA | NA | NA | NA | NA | \Classifications\Building System Class\G20-Other Systems\G2050 - Landscaping\Landscaping - LSC | 1014099
19-L1 | 19-L1 Clara Shortridge Foltz Criminal Justice Center | 19-L1-D5092-250-ELT2285 | LIGHTING, EXTERIOR | NA | NA | NA | OM00033460 |  | OUTSIDE OF BUILDING | NA | NA | NA | NA | 277 | DNA | Electric | 1 | NA | NA | \Classifications\Building System Class\D50-Electrical SYS\D5090 - Elec SYS\Exterior Lighting - ELT | 1014100
19-L1 | 19-L1 Clara Shortridge Foltz Criminal Justice Center | 19-L1-G2049-300-HSC01 | HARDSCAPE | NA | NA | NA | OM00033457 |  | OUTSIDE OF BUILDING | NA | NA | NA | NA | NA | NA | NA | NA | NA | NA | \Classifications\Building System Class\G20-Other Systems\G2040 - Site Development\Hardscape - HSC | 1014101
19-L1 | 19-L1 Clara Shortridge Foltz Criminal Justice Center | 19-L1-D1010-100-ELE20 | Elevator #20 | DNA | DNA | DNA | OM00033422 | State ID# 054605 | Roof, Elevator Mach. Room | NA | NA | NA | DNA | DNA | DNA | Hydraulic | 3 | NA | NA | \Classifications\Building System Class\D10-Conveyance Systems\D1010 - Elevator\Elevator,Hydraulic,Pass/Freight - ELE | 1014577
19-L1 | 19-L1 Clara Shortridge Foltz Criminal Justice Center | 19-L1-D2023-100-BFP06 | BACKFLOW PREVENTER #6 (1") | FEBCO | H19099 | 825Y | OM00036337 | OW0209916-FA0234828-BD0045169-FEBRUARY | CRIMINAL COURTS MB-312 - BASEMENT (LAPHD FORM REQUIRED) | NA | NA | NA | NA | NA | NA | NA | NA | NA | NA | \Classifications\Building System Class\D20-Plumbing\D2020 - Domestic Water\Backflow Preventer - BFP | 1015415
19-L1 | 19-L1 Clara Shortridge Foltz Criminal Justice Center | 19-L1-D2023-100-BFP07 | BACKFLOW PREVENTER #7 (2") | WILKINS | 485898 | 975 | OM00036338 | OW0209916-FA0234828-BD0049742-FEBRUARY | Basement -CRIMINAL COURTS MB-312 A (LAPHD FORM REQUIRED) | NA | NA | NA | NA | NA | NA | NA | NA | NA | NA | \Classifications\Building System Class\D20-Plumbing\D2020 - Domestic Water\Backflow Preventer - BFP | 1015416
19-L1 | 19-L1 Clara Shortridge Foltz Criminal Justice Center | 19-L1-D2023-100-BFP09 | BACKFLOW PREVENTER #9 (2") | FEBCO | 1003342 | 825Y | OM00037908 | OW0209916-FA0234828-BD0038683-J 1003342-FEBRUARY | Basement -SERVICE LEVEL ROOM S-204 NW & WEST SIDE HOSE BIBB (LAPHD FORM REQUIRED) | NA | NA | NA | NA | NA | NA | NA | NA | NA | NA | \Classifications\Building System Class\D20-Plumbing\D2020 - Domestic Water\Backflow Preventer - BFP | 1015418
19-L1 | 19-L1 Clara Shortridge Foltz Criminal Justice Center | 19-L1-D5010-234-ATS02 | ELECTRICAL, AUTOMATIC TRANSFER SWITCH #2 | ASCO | 4746Y | 906166 | OM00036594 |  | GENERATOR RM SERVICE LVL (TRANSF SWITCH #2) | NA | NA | NA | NA | 480 | 400 | Electric | 3 | NA | NA | \Classifications\Building System Class\D50-Electrical SYS\D5010 - Elec Service & Dist\Automatic Transfer Switch - ATS | 1015931
19-L1 | 19-L1 Clara Shortridge Foltz Criminal Justice Center | 19-L1-D4095-230-HBL01 | VENT HOOD (JUDGES' KITCHEN, WET) | ANSUL | S323383 | R-102 | OM00035688 | NA | JUDGES LOUNGE KITCHEN ON 6TH FLOOR | NA | NA | NA | NA | DNA | DNA | Electric | DNA | NA | NA | \Classifications\Building System Class\D40-Fire Protection SYS\D4090 - Other Fire Protection Systems\Hood and Blower - HBL | 1016190
19-L1 | 19-L1 Clara Shortridge Foltz Criminal Justice Center | 19-L1-B2010-100-BLD01 | Building | NA | NA | NA | OM00037890 | FA0013241 | [11 empty] | \Classifications\Building System Class\B20-General Building Exterior\B2010 - Exterior Walls\Building - BLD | 1016546
19-L1 | 19-L1 Clara Shortridge Foltz Criminal Justice Center | 19-L1-D5010-234-ATS03 | AUTOMATIC TRANSFER SWITCH #1 | ASCO | 1027351RE | DNA | OM00037906 |  | GENERATOR RM SERVICE LVL (TRANSF SWITCH #1) | NA | NA | NA | NA | 480 | 600 | Electric | 3 | NA | NA | \Classifications\Building System Class\D50-Electrical SYS\D5010 - Elec Service & Dist\Automatic Transfer Switch - ATS | 1017277
19-L1 | 19-L1 Clara Shortridge Foltz Criminal Justice Center | 19-L1-D3042-220-EFN27 | Exhaust Fan #21 (Roof) | Twin City | H14000000126261 | BCRUR360BHP | OM00036890 | NA | Roof | A46 | NA | NA | 3 | 230/460 | DNA | NA | 3 | NA | NA | \Classifications\Building System Class\D30-HVAC Systems\D3040 - Distribution SYS\Supply/Exhaust/Return fans- FAN | 1018489
19-L1 | 19-L1 Clara Shortridge Foltz Criminal Justice Center | 19-L1-D5010-200-ESD03 | Electrical, Switchboard, under 560 volts #03 | General Electric | DNA | AV-Line | OM00002500 |  | Basement | NA | NA | NA | NA | 227/480 | 600 | Electric | 3 | NA | NA | \Classifications\Building System Class\D50-Electrical SYS\D5010 - Elec Service & Dist\Electical Service and Distribution - ESD | 1019302
19-L1 | 19-L1 Clara Shortridge Foltz Criminal Justice Center | 19-L1-D5010-200-ESD04 | Electrical, Switchboard, under 560 volts #04 | General Electric | DNA | AV-Line | OM00002514 |  | Basement, RM B-112 | NA | NA | NA | NA | 120/208 | 800 | Electric | 3 | NA | NA | \Classifications\Building System Class\D50-Electrical SYS\D5010 - Elec Service & Dist\Electical Service and Distribution - ESD | 1019303
19-L1 | 19-L1 Clara Shortridge Foltz Criminal Justice Center | 19-L1-D5010-200-ESD05 | Electrical, Switchboard, under 560 volts #05 | General Electric | DNA | AV-Line | OM00002516 |  | Basement, B-110 | NA | NA | NA | NA | 277/180 | 1600 | Electric | 3 | NA | NA | \Classifications\Building System Class\D50-Electrical SYS\D5010 - Elec Service & Dist\Electical Service and Distribution - ESD | 1019304
19-L1 | 19-L1 Clara Shortridge Foltz Criminal Justice Center | 19-L1-D5010-200-ESD06 | Electrical, Switchboard, under 560 volts #06 | General Electric | DNA | AV-Line | OM00002517 |  | Basement, RM B-110 | NA | NA | NA | NA | 277/480 | 600 | Electric | 3 | NA | NA | \Classifications\Building System Class\D50-Electrical SYS\D5010 - Elec Service & Dist\Electical Service and Distribution - ESD | 1019305
19-L1 | 19-L1 Clara Shortridge Foltz Criminal Justice Center | 19-L1-D5010-200-ESD07 | Electrical, Switchboard SBR07 | General Electric | DNA | AV-Line | OM00002518 |  | Basement, Basement Lower Level | NA | NA | NA | NA | 277/480 | 2500 | Electric | 3 | NA | NA | \Classifications\Building System Class\D50-Electrical SYS\D5010 - Elec Service & Dist\Electical Service and Distribution - ESD | 1019306
19-L1 | 19-L1 Clara Shortridge Foltz Criminal Justice Center | 19-L1-B2033-120-DOR01 | Door, Automatic Sliding DOR01 | Cookson Doors Inc. | DNA | DNA | OM00002513 |  | Basement Lower Level, Evidence Room | NA | NA | NA | NA | 208/220 | 4.2 | Electric | 3 | NA | NA | \Classifications\Building System Class\B20-General Building Exterior\B2030 - Exterior Doors\Door,Automatic-Sliding,Revolving - DOR | 1019307
19-L1 | 19-L1 Clara Shortridge Foltz Criminal Justice Center | 19-L1-D3041-230-RFN01 | Fan Return Main Service Area RFN01 | Trane Centrifugal Fan |  | S1 | OM00002501 |  | Basement Lower Level, Evidence Room | B-78 | NA | NA | NA | 230/460 | 13.6/6.8 | Electric | 3 | NA | NA | \Classifications\Building System Class\D30-HVAC Systems\D3040 - Distribution SYS\Supply/Exhaust/Return fans- FAN | 1019308
19-L1 | 19-L1 Clara Shortridge Foltz Criminal Justice Center | 19-L1-D3041-230-RFN02 | Fan Return MS-103 | Trane Centrifugal Fan | U0-10343 | OM00002498 | OM00002498 |  | Basement Lower Level, Evidence Room | AX-46 (2) | NA | NA | NA | 230/460 | 8.7/4.35 | Electric | 3 | NA | NA | \Classifications\Building System Class\D30-HVAC Systems\D3040 - Distribution SYS\Supply/Exhaust/Return fans- FAN | 1019309
19-L1 | 19-L1 Clara Shortridge Foltz Criminal Justice Center | 19-L1-D3041-230-RFN03 | Fan Return 1-3 Lower Level - RFN03 | Trane Centrifugal Fan | U0-10344 | 80 | OM00002511 |  | Basement Lower Level, Judges parking Area | B-71 (2) | NA | NA | NA | 208-230/460 | 15.0-13/6.79 | NA | 3 | NA | NA | \Classifications\Building System Class\D30-HVAC Systems\D3040 - Distribution SYS\Supply/Exhaust/Return fans- FAN | 1019310
19-L1 | 19-L1 Clara Shortridge Foltz Criminal Justice Center | 19-L1-D5010-110-MCC01 | Motor Control Center Main Service Level Basement MCC01 | General Electric | DJB1A2T4 | DNA | OM00002497 |  | Emergency Generator Room, Main Service Level Basement | NA | NA | NA | NA | DNA | DNA | Electric | DNA | NA | NA | \Classifications\Building System Class\D50-Electrical SYS\D5010 - Elec Service & Dist\Chiller Room Electrical Panel - MCC | 1019311
19-L1 | 19-L1 Clara Shortridge Foltz Criminal Justice Center | 19-L1-D5010-110-MCC02 | Motor Control Center Lower Basement MCC02 | General Electric | DJ-B1A2T4-37 | DNA | OM00002512 |  | Basement, Judges Parking Area | NA | NA | NA | NA | 480/120 | 400 | Electric | DNA | NA | NA | \Classifications\Building System Class\D50-Electrical SYS\D5010 - Elec Service & Dist\Chiller Room Electrical Panel - MCC | 1019312
19-L1 | 19-L1 Clara Shortridge Foltz Criminal Justice Center | 19-L1-D5010-110-MCC03 | Motor Control Center Main Service Area Basement MCC03 | General Electric | DJ-B1A2T4 | DNA | OM00002502 |  | Basement, Main Service Area Basement | NA | NA | NA | NA | 480/120 | 400 | Electric | DNA | NA | NA | \Classifications\Building System Class\D50-Electrical SYS\D5010 - Elec Service & Dist\Chiller Room Electrical Panel - MCC | 1019313
19-L1 | 19-L1 Clara Shortridge Foltz Criminal Justice Center | 19-L1-D5010-110-MCC04 | Motor Control Center Main Service Area MCC04 | General Electric | DJB1A2T4 | DNA | OM00002499 |  | MS-103, Main Service Area | NA | NA | NA | NA | 480/120 | 400 | Electric | DNA | NA | NA | \Classifications\Building System Class\D50-Electrical SYS\D5010 - Elec Service & Dist\Chiller Room Electrical Panel - MCC | 1019314
19-L1 | 19-L1 Clara Shortridge Foltz Criminal Justice Center | 19-L1-D5010-200-ESD01 | Main Distribution Center - MCE01 | General Electric | EF | 9T26Y5321_G7 | OM00002515 |  | Lower Basement , Judges Parking Area | NA | NA | NA | NA | 4160, low 208/120 | DNA | Electric | 3 | NA | NA | \Classifications\Building System Class\D50-Electrical SYS\D5010 - Elec Service & Dist\Electical Service and Distribution - ESD | 1019316
19-L1 | 19-L1 Clara Shortridge Foltz Criminal Justice Center | 19-L1-D3041-160-FDP01 | Fire Damper-FDP01 | DNA | DNA | DNA | OM00002510 |  | Lower Basement , Fuel Storage Room | NA | NA | NA | NA | NA | NA | NA | NA | NA | NA | \Classifications\Building System Class\D30-HVAC Systems\D3040 - Distribution SYS\Fire Dampers - FDP | 1019317
19-L1 | 19-L1 Clara Shortridge Foltz Criminal Justice Center | 19-L1-D3041-160-FDP02 | Fire Damper-FDP02 | DNA | DNA | DNA | OM00002507 |  | Lower Level Basement, Judges Parking Area | NA | NA | NA | NA | NA | NA | NA | NA | NA | NA | \Classifications\Building System Class\D30-HVAC Systems\D3040 - Distribution SYS\Fire Dampers - FDP | 1019318
19-L1 | 19-L1 Clara Shortridge Foltz Criminal Justice Center | 19-L1-D3041-160-FDP03 | Fire Damper-FDP03 | DNA | DNA | DNA | OM00002509 |  | Basement, RM B-107 Exhaust Fan | NA | NA | NA | NA | NA | NA | NA | NA | NA | NA | \Classifications\Building System Class\D30-HVAC Systems\D3040 - Distribution SYS\Fire Dampers - FDP | 1019319
19-L1 | 19-L1 Clara Shortridge Foltz Criminal Justice Center | 19-L1-D3041-160-FDP04 | Fire Damper-FDP04 | DNA | DNA | DNA | OM00002506 |  | Basement, Judges Parking Area, Fuel Storage Room | NA | NA | NA | NA | NA | NA | NA | NA | NA | NA | \Classifications\Building System Class\D30-HVAC Systems\D3040 - Distribution SYS\Fire Dampers - FDP | 1019320
19-L1 | 19-L1 Clara Shortridge Foltz Criminal Justice Center | 19-L1-D2023-100-BFP12 | Backflow Preventer, Fan Rm Parallel North 6" (BFP12) | Febco | N1306070520 | LF850, 6" | OM00036863 | Service#:236952 Meter#:96168278 ID#5170 | S-Level | NA | NA | NA | NA | NA | NA | NA | NA | NA | NA | \Classifications\Building System Class\D20-Plumbing\D2020 - Domestic Water\Backflow Preventer - BFP | 1019771
19-L1 | 19-L1 Clara Shortridge Foltz Criminal Justice Center | 19-L1-D2023-100-BFP13 | Backflow Preventer, North Wall-In Parallel 6" (BFP13) | Febco | N1211150712 | LF850 | OM00036862 | Service#:236952 Meter#:96168278 ID#5169 | SERVICE LEVEL | NA | NA | NA | NA | NA | NA | NA | NA | NA | NA | \Classifications\Building System Class\D20-Plumbing\D2020 - Domestic Water\Backflow Preventer - BFP | 1019772
19-L1 | 19-L1 Clara Shortridge Foltz Criminal Justice Center | 19-L1-G3063-100-DFS02 | Leak Detection System, Diesel Fuel (DFS02) | Veeder-Root | Q12242461205001 | TLS-300C | OM00036566 |  | Service Level Northwest | NA | NA | NA | NA | NA | NA | Electric | NA | NA | NA | \Classifications\Building System Class\G30-Site Mechanical Utilities\G3060 - Fuel Distribution\Diesel Fuel Leak Detection System - DFS | 1020447
19-L1 | 19-L1 Clara Shortridge Foltz Criminal Justice Center | 19-L1-D2023-100-BFP14 | BACKFLOW PREVENTER #14 (1") | FEBCO | J006902 | LF825Y | OM00036565 | OW0209916-FA0234828-BD0038685-FEBRUARY | ROOF MECHANICAL ROOM R-3 CARD #9 (ORIGINAL BLUE FORM REQUIRED) | NA | NA | NA | NA | NA | NA | NA | NA | NA | NA | \Classifications\Building System Class\D20-Plumbing\D2020 - Domestic Water\Backflow Preventer - BFP | 1020448
19-L1 | 19-L1 Clara Shortridge Foltz Criminal Justice Center | 19-L1-B2034-400-DOH11 | DOOR OVERHEAD #7 (DOH11) | Albany | 62980-1-1 | Ultrasecure | OM00036949 |  | BASEMENT SERVICE LEVEL | NA | NA | NA | DNA | DNA | DNA | Electric | DNA |  |  | \Classifications\Building System Class\B20-General Building Exterior\B2030 - Exterior Doors\Door,Overhead-Shutter,Manual,Elec,Roll-up - DOH | 1020493
19-L1 | 19-L1 Clara Shortridge Foltz Criminal Justice Center | 19-L1-B2034-400-DOH12 | DOOR OVERHEAD #8 (DOH12) | Albany | 45951-1-1 | Ultrasecure | OM00036950 |  | SERVICE LEVEL | NA | NA | NA | DNA | DNA | DNA | Electric | NA |  |  | \Classifications\Building System Class\B20-General Building Exterior\B2030 - Exterior Doors\Door,Overhead-Shutter,Manual,Elec,Roll-up - DOH | 1020494
19-L1 | 19-L1 Clara Shortridge Foltz Criminal Justice Center | 19-L1-D5010-234-ATS04 | AUTOMATIC TRANSFER SWITCH #4 | GE | 3314940 | I-DC-01 | OM00036567 |  | Elevator Machine Room | NA | NA | NA | DNA | DNA | DNA | Electric | DNA |  |  | \Classifications\Building System Class\D50-Electrical SYS\D5010 - Elec Service & Dist\Automatic Transfer Switch - ATS | 1020495
19-L1 | 19-L1 Clara Shortridge Foltz Criminal Justice Center | 19-L1-D5010-234-ATS05 | AUTOMATIC TRANSFER SWITCH #5 | GE | 3313143THRU3313170 | I-DC-01 | OM00036568 |  | Roof Electrical Equipment Room | NA | NA | NA | DNA | DNA | DNA | Electric | DNA | NA | NA | \Classifications\Building System Class\D50-Electrical SYS\D5010 - Elec Service & Dist\Automatic Transfer Switch - ATS | 1020496
19-L1 | 19-L1 Clara Shortridge Foltz Criminal Justice Center | 19-L1-D5037-710-FAP02 | Fire Alarm Panel - FAP | PYR-A-LARM | DNA | ZIU-6 | OM00036951 |  | Judges Parking Level, Adjacent to Room B-110 | NA | NA | NA | NA | DNA | DNA | DNA | DNA | NA | NA | \Classifications\Building System Class\D50-Electrical SYS\D5030 - Comm & Security\Fire Alarm Panel - FAP | 1020509
19-L1 | 19-L1 Clara Shortridge Foltz Criminal Justice Center | 19-L1-D5037-710-FAP03 | Fire Alarm Panel - FAP (Lock-Up Floors 4, 8, 10 and 14) | Pyrotronics | NA | CP-35 | OM00036570 |  | Service Level Lock-Up | NA | NA | NA | DNA | 120/240 | 15 | Electric | 1 | NA | NA | \Classifications\Building System Class\D50-Electrical SYS\D5030 - Comm & Security\Fire Alarm Panel - FAP | 1021329
19-L1 | 19-L1 Clara Shortridge Foltz Criminal Justice Center | 19-L1-D5037-710-FAP04 | Fire Alarm Panel (FAP04) | Honey Well | NA | W728A123A | OM00036569 |  | P Level, Room B110 | NA | NA | NA | DNA | 120/240 | 20 | Electric | 1 | NA | NA | \Classifications\Building System Class\D50-Electrical SYS\D5030 - Comm & Security\Fire Alarm Panel - FAP | 1021330
19-L1 | 19-L1 Clara Shortridge Foltz Criminal Justice Center | 19-L1-D2023-100-BFP11 | BACKFLOW PREVENTER #8 (2") | Zurn | 4019455 | 975XL2 | OM00036571 | OW0209916-FA0234828-BD0038684-FEBRUARY | Basement - Stair 10 NEXT DOOR TO ROOM B-110 (LAPHD FORM REQUIRED) | NA | NA | NA | NA | NA | NA | NA | NA | NA | NA | \Classifications\Building System Class\D20-Plumbing\D2020 - Domestic Water\Backflow Preventer - BFP | 1021334
19-L1 | 19-L1 Clara Shortridge Foltz Criminal Justice Center | 19-L1-D3044-125-PHW03 | HOT WATER PUMP #1 (PHW03) | American Marsh Pumps | 305599 | EX5-15 | OM00036959 |  | Basement, JUDGES PARKING, MB-312 | NA | NA | NA | NA | 208-230/460 | 102.00-91.00/46.00 | Electric | 3 | NA | NA | \Classifications\Building System Class\D30-HVAC Systems\D3040 - Distribution SYS\Hot Water Pump - PHW | 1021711
19-L1 | 19-L1 Clara Shortridge Foltz Criminal Justice Center | 19-L1-D3030-110-CTW02 | COOLING TOWER (GENERATOR ENGINE COOLANT) | B.A.C. | U190142502-01-01 | VF1-027-31K | OM00036958 |  | BASEMENT,SERVICE LEVEL NORTHWEST | B073 | NA | NA | DNA | 600V | 30amp | Electric | 3 | NA | NA | \Classifications\Building System Class\D30-HVAC Systems\D3030 - Cooling SYS\Cooling Tower - CTW | 1022861
19-L1 | 19-L1 Clara Shortridge Foltz Criminal Justice Center | 19-L1-D3040-600-HES06 | HEAT EXCHANGER, STEAM #1 (DOMESTIC HOT WATER) | Stonesteel | 70979 | V12SEH1236DW | OM00036954 |  | JUDGES PARKING | NA | NA | NA | NA | NA | NA | Other | NA | NA | NA | \Classifications\Building System Class\D30-HVAC Systems\D3040 - Distribution SYS\Heat Exchanger,Steam - HES | 1022866
19-L1 | 19-L1 Clara Shortridge Foltz Criminal Justice Center | 19-L1-D3040-600-HES07 | HEAT EXCHANGER, STEAM #2 (DOMESTIC HOT WATER) | Stonesteel | 70980 | V12SEH1236DW | OM00036955 |  | JUDGES PARKING | NA | NA | NA | NA | NA | NA | Other | NA | NA | NA | \Classifications\Building System Class\D30-HVAC Systems\D3040 - Distribution SYS\Heat Exchanger,Steam - HES | 1022867
19-L1 | 19-L1 Clara Shortridge Foltz Criminal Justice Center | 19-L1-D3040-600-HES08 | HEAT EXCHANGER, STEAM #3 (HOT WATER CONDENSER #1) | Bell & Gossett | 272961-01-2 | 306280 | OM00046749 |  | Basement, JUDGES PARKING | NA | NA | NA | NA | NA | NA | Other | NA | NA | NA | \Classifications\Building System Class\D30-HVAC Systems\D3040 - Distribution SYS\Heat Exchanger,Steam - HES | 1022868
19-L1 | 19-L1 Clara Shortridge Foltz Criminal Justice Center | 19-L1-D3040-600-HES09 | HEAT EXCHANGER, STEAM #4 (HOT WATER CONDENSER #2) | Bell & Gossett | 272961-01-1 | 306279 | OM00046750 |  | Basement, JUDGES PARKING | NA | NA | NA | NA | NA | NA | Other | NA | NA | NA | \Classifications\Building System Class\D30-HVAC Systems\D3040 - Distribution SYS\Heat Exchanger,Steam - HES | 1022869
19-L1 | 19-L1 Clara Shortridge Foltz Criminal Justice Center | 19-L1-D3040-600-HES10 | HEAT EXCHANGER, STEAM #5, HOT WATER CONDENSER #3 | Bell & Gossett | 272961-013 | 306281 | OM00046751 |  | JUDGES PARKING | NA | NA | NA | NA | NA | NA | Other | NA | NA | NA | \Classifications\Building System Class\D30-HVAC Systems\D3040 - Distribution SYS\Heat Exchanger,Steam - HES | 1022870
19-N1 | 19-N1 Monrovia Training Center | 19-N1-B3010-100-RUF01 | Building Roof - RUF01 | NA | NA | NA | OM00026577 |  | roof | NA | NA | NA | NA | NA | NA | NA | NA | NA | NA | \Classifications\Building System Class\B30-Roofing\B3010 - Roof Types\Roof - RUF | 1010225
19-N1 | 19-N1 Monrovia Training Center | 19-N1-D2022-260-HWG01 | Domestic Water Heater, Gas - (40gl) | American Water Heaters | E5250R045 | 9507304831 | OM00026165 |  | Janitor storage next to Dept 2 | NA | NA | NA | NA | 208/240 | NA | Gas | 1 | 3375 | 4500 | \Classifications\Building System Class\D20-Plumbing\D2020 - Domestic Water\Domestic Water Heater, Gas - HWG | 1011209
19-N1 | 19-N1 Monrovia Training Center | 19-N1-D3041-110-AHU01 | Air Handling Unit - AHU01 | Master Fan Corp | 02378 | FCD | OM00026186 |  | Equipment Room | B128 (2) | 20x20x2 (8), 20x20x8 (8) | NA | 1-1/2 | 240 | 14.5 | Electric | 3 | NA | NA | \Classifications\Building System Class\D30-HVAC Systems\D3040 - Distribution SYS\Air Handling Unit - AHU | 1011219
19-N1 | 19-N1 Monrovia Training Center | 19-N1-D5010-200-ESD01 | Main Electrical Panel - MCE01 | Zinsco | 35555 | NA | OM00026185 |  | Equipment Room | NA | NA | NA | NA | 240 | 225 | Electric | DNA | NA | NA | \Classifications\Building System Class\D50-Electrical SYS\D5010 - Elec Service & Dist\Electical Service and Distribution - ESD | 1011220
19-N1 | 19-N1 Monrovia Training Center | 19-N1-D3040-120-FCU01 | Fan Coil Unit (Rm B5) | Carrier | 1867A37498 | 40AQ018300BU | OM00026181 |  | B5 | NA | NA | R-22 | 1/8 | 208/230 | 10.8 | Electric | 1 | NA | NA | \Classifications\Building System Class\D30-HVAC Systems\D3040 - Distribution SYS\Fan Coil Unit - FCU | 1011224
19-N1 | 19-N1 Monrovia Training Center | 19-N1-D3050-250-ACU08 | Air Conditioning,Split System - ACU08 | Carrier | 3002Y40324 | 40QNB018 | OM00026180 |  | B3 | NA | NA | R-22 | 1/28 | 208-230 | 15 | Electric | 1 | NA | NA | \Classifications\Building System Class\D30-HVAC Systems\D3050 - Package SYS\Air Conditioning,Split System - ACU | 1011225
19-N1 | 19-N1 Monrovia Training Center | 19-N1-D5092-250-EML16 | Emergency And Exit Lighting - EML16 | NA | NA | NA | OM00026179 |  | Basement Room B-4 | NA | NA | NA | NA | 110 | DNA | Electric | 1 | NA | NA | \Classifications\Building System Class\D50-Electrical SYS\D5090 - Elec SYS\Emergency And Exit Lighting - EML | 1011226
19-N1 | 19-N1 Monrovia Training Center | 19-N1-D4031-100-FEX17 | Fire Extinguisher - FEX17 | Amerex | XE-980862 | B456 | OM00026178 |  | Basement Room B-4 | NA | NA | NA | NA | NA | NA | NA | NA | NA | NA | \Classifications\Building System Class\D40-Fire Protection SYS\D4030 - FIRE SPEC\Fire Extinguisher - FEX | 1011227
19-N1 | 19-N1 Monrovia Training Center | 19-N1-D3050-210-PKU02 | Package Unit- PKU02 | Carrier | 0607G41143 | 50SZ048301 | OM00028299 |  | Roof | NA | 20x25x1 (1) | R-22 | NA | 208-230 | 28.5 | Electric | 1 | NA | NA | \Classifications\Building System Class\D30-HVAC Systems\D3050 - Package SYS\Package Unit - PKU | 1011228
19-N1 | 19-N1 Monrovia Training Center | 19-N1-D3050-210-PKU10 | Package Unit- PKU10 | Carrier | 781897 | 50NQ0303 | OM00028300 |  | Roof | NA | 16x25x2 (1) | R-22 | NA | 240 | 28.5 | Electric | 1 | NA | NA | \Classifications\Building System Class\D30-HVAC Systems\D3050 - Package SYS\Package Unit - PKU | 1011229
19-N1 | 19-N1 Monrovia Training Center | 19-N1-D3050-210-PKU03 | Package Unit- PKU03 | Carrier | 00607G41144 | 50SZ048301 | OM00028298 |  | Roof | NA | 20x25x1 (1) | R-22 | NA | 208-230 | 18.3 | Electric | 1 | NA | NA | \Classifications\Building System Class\D30-HVAC Systems\D3050 - Package SYS\Package Unit - PKU | 1011230
19-N1 | 19-N1 Monrovia Training Center | 19-N1-D3031-210-CDR01 | Condenser air cooled CDR01 | NA | NA | NA | OM00028296 |  | Roof | NA | NA | R-22 | NA | 480 | DNA | Electric | DNA | NA | NA | \Classifications\Building System Class\D30-HVAC Systems\D3030 - Cooling SYS\Condensing Unit, Air Cooled - CDR | 1011232
19-N1 | 19-N1 Monrovia Training Center | 19-N1-D3050-210-PKU04 | Package Unit- PKU04 | Carrier | NA | NA | OM00028295 |  | ROOF Lock up | NA | 24x24x2 (1) | R-22 | NA | 240 | 60 | Electric | 3 | NA | NA | \Classifications\Building System Class\D30-HVAC Systems\D3050 - Package SYS\Package Unit - PKU | 1011233
19-N1 | 19-N1 Monrovia Training Center | 19-N1-D3050-210-PKU05 | Package Unit- PKU05 | Carrier | 1391067123 | 50QJ004310 | OM00028290 |  | Roof | NA | E35-16252 | R-22 | NA | 208-230 | 17.9 | Electric | 3 | NA | NA | \Classifications\Building System Class\D30-HVAC Systems\D3050 - Package SYS\Package Unit - PKU | 1011234
19-N1 | 19-N1 Monrovia Training Center | 19-N1-D3050-210-PKU06 | Package Unit- PKU06 | Carrier | 1391067116 | 50QJ004310 | OM00028291 |  | Roof | NA | E35-16252 | R-22 | NA | 208-230 | 17.9 | Electric | 3 | NA | NA | \Classifications\Building System Class\D30-HVAC Systems\D3050 - Package SYS\Package Unit - PKU | 1011235
19-N1 | 19-N1 Monrovia Training Center | 19-N1-D3050-210-PKU07 | Package Unit- PKU07 | Carrier | 1391067121 | 50QJ004310 | OM00028292 |  | Roof | NA | 16x25x2 (2) | R-22 | NA | 208-230 | 17.9 | Electric | 3 | NA | NA | \Classifications\Building System Class\D30-HVAC Systems\D3050 - Package SYS\Package Unit - PKU | 1011236
19-N1 | 19-N1 Monrovia Training Center | 19-N1-D3050-210-PKU08 | Package Unit- PKU08 | Carrier | 1391067122 | 50QJ004310 | OM00028293 |  | Roof | NA | 16x25x2 (2) | R-22 | NA | 208-230 | 17.9 | Electric | 3 | NA | NA | \Classifications\Building System Class\D30-HVAC Systems\D3050 - Package SYS\Package Unit - PKU | 1011237
19-N1 | 19-N1 Monrovia Training Center | 19-N1-D3050-210-PKU09 | Package Unit- PKU09 | Carrier | 1391067120 | 50QJ004310 | OM00028294 |  | Roof | NA | 16x25x2 (2) | R-22 | NA | 208-230 | 17.9 | Electric | 3 | NA | NA | \Classifications\Building System Class\D30-HVAC Systems\D3050 - Package SYS\Package Unit - PKU | 1011238
19-N1 | 19-N1 Monrovia Training Center | 19-N1-D3090-114-CMP01 | Control Air Compressor - CMP01 | US Falcon | F23661 | VA65 | OM00028287 | State ID# A008155-15 | Equipment Room | NA | NA | NA | NA | 240 | 19 | Electric | 1 | NA | NA | \Classifications\Building System Class\D30-HVAC Systems\D3090 - Other HVAC Systems and Equipment\Air Compressor - CMP | 1011241
19-N1 | 19-N1 Monrovia Training Center | 19-N1-D3021-130-BLR02 | Boiler | Lochinvar | L11H10207821 | KBN400 | OM00036447 |  | Basement - Boiler Room | NA | NA | NA | NA | 110 | DNA | Gas | 3 | 399,000 | 324,000 | \Classifications\Building System Class\D30-HVAC Systems\D3020 - Heat SYS\Boiler,Hot Water,Oil/Gas/Comb. - BLR | 1013548
19-N1 | 19-N1 Monrovia Training Center | 19-N1-B2010-100-BLD01 | Building structure | NA | NA | NA | OM00026584 |  | All | NA | NA | NA | NA | NA | NA | NA | NA | NA | NA | \Classifications\Building System Class\B20-General Building Exterior\B2010 - Exterior Walls\Building - BLD | 1014102
19-N1 | 19-N1 Monrovia Training Center | 19-N1-D2030-150-MWL01 | MAIN/BRANCH WASTE SYSTEMS | NA | NA | NA | OM00026582 |  | ABM Engineer office. | NA | NA | NA | NA | NA | NA | NA | NA | NA | NA | \Classifications\Building System Class\D20-Plumbing\D2030 - Sani Waste\Main/Branch Waste System - MWL | 1014103
19-N1 | 19-N1 Monrovia Training Center | 19-N1-D5037-710-FAP02 | FIRE ALARM PANEL 2 | SILENT NIGHT | NA | NA | OM00033105 |  | B5 | NA | NA | NA | NA | DNA | DNA | Electric | DNA | NA | NA | \Classifications\Building System Class\D50-Electrical SYS\D5030 - Comm & Security\Fire Alarm Panel - FAP | 1014106
19-N1 | 19-N1 Monrovia Training Center | 19-N1-G2050-200-LSC01 | LANDSCAPING | NA | NA | NA | OM00026580 |  | ABM office. | NA | na | NA | na | NA | NA | Electric | NA | NA | na | \Classifications\Building System Class\G20-Other Systems\G2050 - Landscaping\Landscaping - LSC | 1014107
19-N1 | 19-N1 Monrovia Training Center | 19-N1-D5092-250-ELT01 | Lighting exterior | NA | NA | NA | OM00033108 |  | Tag located inside electrical. 1st floor on back of door. | NA | NA | NA | NA | 120V | DNA | Electric | 1 | NA | NA | \Classifications\Building System Class\D50-Electrical SYS\D5090 - Elec SYS\Exterior Lighting - ELT | 1014108
19-N1 | 19-N1 Monrovia Training Center | 19-N1-G2049-300-HSC01 | HARDSCAPE | NA | NA | NA | OM00026581 |  | ABM Engineer office. | NA | NA | NA | NA | NA | NA | NA | NA | NA | NA | \Classifications\Building System Class\G20-Other Systems\G2040 - Site Development\Hardscape - HSC | 1014109
19-N1 | 19-N1 Monrovia Training Center | 19-N1-D2040-100-PSU03 | PUMP, SUMP #3 | LIBERTY | B59634077 | 287HV CODE 1012 | OM00026187 | OM00028289 | IN FLOOR SUMP | NA | NA | NA | 2-Jan | 240 | 4.6 | Electric | 1 | NA | NA | \Classifications\Building System Class\D20-Plumbing\D2040 - Rain Drain\Sump Pump - PSU | 1015592
19-N1 | 19-N1 Monrovia Training Center | 19-N1-D2040-100-PSU04 | PUMP, SUMP #4 | LIBERTY | B60341626 | 257 CODE 1011 | OM00026188 | OM00028288 | IN FLOOR SUMP | NA | NA | NA | 3-Jan | 110 | 5.2 | Electric | 1 | NA | NA | \Classifications\Building System Class\D20-Plumbing\D2040 - Rain Drain\Sump Pump - PSU | 1015593
19-N1 | 19-N1 Monrovia Training Center | 19-N1-D2023-100-BFP02 | Backflow preveneter, 3/4 INCH, Boiler Room | FEBCO | J046850 | 825-Y, 3/4 INCH | OM00005604 | OW0209916-FA0234857-BD0005058-H 27415-MARCH | Boiler Room (LAPHD FORM REQUIRED) | NA | NA | NA | NA | NA | NA | NA | NA | NA | NA | \Classifications\Building System Class\D20-Plumbing\D2020 - Domestic Water\Backflow Preventer - BFP | 1015774
19-N1 | 19-N1 Monrovia Training Center | 19-N1-D2023-310-HWP02 | Domestic Hot Water Circulating Pump (Rm B-1A) | Grundfos | 52722334-P1 | UP26-96-BF | OM00036818 |  | BOILER ROOM IN BASEMENT | NA | NA | NA | 2.5 | 230 | DNA | Electric | 1 |  |  | \Classifications\Building System Class\D20-Plumbing\D2020 - Domestic Water\Domestic Hot Water Circulating Pump - HWP | 1016231
19-N1 | 19-N1 Monrovia Training Center | 19-N1-D2023-310-HWP03 | Domestic Hot Water Circulating Pump (Rm B-1A) | Paco Pump | 1915C1E1 | 57 | OM00036819 |  | BOILER ROOM IN BASEMENT | NA | NA | NA | 3/4 | 115/230 | 10.2/5.1 | Electric | 1 |  |  | \Classifications\Building System Class\D20-Plumbing\D2020 - Domestic Water\Domestic Hot Water Circulating Pump - HWP | 1016232
19-N1 | 19-N1 Monrovia Training Center | 19-N1-D3020-100-HET02 | HEATER WATER EXPANSION TANK | Wessels Company | NA | NA | OM00036820 |  | BOILER ROOM IN BASEMENT | NA | NA | NA | NA | NA | NA | NA | NA | NA |  | \Classifications\Building System Class\D30-HVAC Systems\D3020 - Heat SYS\Heater Water Expansion Tank - HET | 1016233
19-N1 | 19-N1 Monrovia Training Center | 19-N1-D3090-220-CMD01 | Compressor Air Dryer (Rm B-1) | Johnson Controls | M9842 | A4412-1 | OM00030788 |  | Basement Room B-1 | NA | NA | R-134a | NA | 115 | 5.75 | Electric | 1 | NA | NA | \Classifications\Building System Class\D30-HVAC Systems\D3090 - Other HVAC Systems and Equipment\Compressed Air Dryer - CMD | 1017767
19-N1 | 19-N1 Monrovia Training Center | 19-N1-D3042-220-EFN02 | Exhaust Fan (Roof) | Exit Aire | NA | CX-1220 | OM00040593 |  | Roof | 4L230 (1) | NA | NA | 1/4 | 115 | 4.8 | Electric | 1 | NA | NA | \Classifications\Building System Class\D30-HVAC Systems\D3040 - Distribution SYS\Supply/Exhaust/Return fans- FAN | 1017769
19-N1 | 19-N1 Monrovia Training Center | 19-N1-D3042-220-EFN01 | Exhaust Fan (Roof) | Exit Aire | NA | CXX1220 | OM00040594 |  | Roof | 4L240 (1) | NA | NA | 1/6 | 115 | 4.4 | Electric | 1 | NA | NA | \Classifications\Building System Class\D30-HVAC Systems\D3040 - Distribution SYS\Supply/Exhaust/Return fans- FAN | 1017768
19-N1 | 19-N1 Monrovia Training Center | 19-N1-C1020-110-FRD01 | Fire Door Overhead (Rm 105) | Pacific Rolling Door Co | 419581 | 44430_1 | OM00030800 |  | 1st Floor Rm 105 | NA | NA | NA | NA | NA | NA | NA |  | NA | NA | \Classifications\Building System Class\C10-General Building Interior\C1020 - Fire Doors\Fire Doors - FRD | 1017770
19-N1 | 19-N1 Monrovia Training Center | 19-N1-D5010-200-ESD02 | Main Electrical Panel (Rm B-1) | Zinsco | 36232 | NA | OM00030786 |  | Basement Room B-1 | NA | NA | NA | NA | 120/240 | 400 | Electric | 1 | NA | NA | \Classifications\Building System Class\D50-Electrical SYS\D5010 - Elec Service & Dist\Electical Service and Distribution - ESD | 1017771
19-N1 | 19-N1 Monrovia Training Center | 19-N1-D3041-230-RFN01 | Return Fan (Rm B-1) | Master Fan Corp | 02379 | FCS | OM00030793 |  | Basement Room B-1 | BP128 (2) | NA | NA | 1.5 | 220/440 | 6/3 | Electric | 1 | NA | NA | \Classifications\Building System Class\D30-HVAC Systems\D3040 - Distribution SYS\Supply/Exhaust/Return fans- FAN | 1017772
19-N1 | 19-N1 Monrovia Training Center | 19-N1-G2023-150-PEG02 | Secured Parking Gate PEG02 | Power Master | AAL 565920 | SG103 | OM00026159 |  | South Secured Parking | NA | NA | NA | 1 | 240/208 | 1.8 | Electric | DNA | NA | 38,000 | \Classifications\Building System Class\G20-Other Systems\G2020 - Parking Lots\Secured Parking Gate - PEG | 1019769
19-N1 | 19-N1 Monrovia Training Center | 19-N1-D2022-260-HWG03 | Domestic Water Heater Gas 38 Gal | Rheem | M441407457 | PROG38-38U RH60 | OM00026160 |  | Basement Boiler Room B-1A | NA | NA | NA | NA | DNA | DNA | Gas | NA | 38000 | NA | \Classifications\Building System Class\D20-Plumbing\D2020 - Domestic Water\Domestic Water Heater, Gas - HWG | 1020280
19-N1 | 19-N1 Monrovia Training Center | 19-N1-D3031-180-RCM02 | Refrigeration Compressor - RCM02 | Carrier | 1656351-2 | 5H40 | OM00026162 |  | Basement, Mechanical Room | NA | NA | R-22 | NA | NA | DNA | Electric | DNA | NA | NA | \Classifications\Building System Class\D30-HVAC Systems\D3030 - Cooling SYS\Refrigeration Compressor - RCM | 1021583
19-O1 | 19-O1 El Monte Courthouse | 19-O1-D5010-200-ESD01 | MAIN SWITCH BOARD | ITE imperial | 12-60821 | 1260826 | OM00028258 | DNA | Electrical room | NA | NA | NA | NA | 277/480V | 4000 | Electric | DNA | NA | NA | \Classifications\Building System Class\D50-Electrical SYS\D5010 - Elec Service & Dist\Electical Service and Distribution - ESD | 1009908
19-O1 | 19-O1 El Monte Courthouse | 19-O1-D5010-234-ATS01 | AUTOMATIC TRANSFER SWITCH #1 | ASCO | 72804Y | 932E124-00 | OM00005571 |  |  | NA | NA | NA | NA | 480 | 400 | Electric | DNA | NA | NA | \Classifications\Building System Class\D50-Electrical SYS\D5010 - Elec Service & Dist\Automatic Transfer Switch - ATS | 1009909
19-O1 | 19-O1 El Monte Courthouse | 19-O1-D5036-200-CSY01 | Clock Systems - CSY | Simplex Master Clock | NA | 941-6 | OM00028259 |  | Electrical room | NA | NA | NA | NA | 115 | DNA | Electric | 1 | NA | NA | \Classifications\Building System Class\D50-Electrical SYS\D5030 - Comm & Security\Clock Systems - CSY | 1010080
19-O1 | 19-O1 El Monte Courthouse | 19-O1-D5010-234-ATS02 | AUTOMATIC TRANSFER SWITCH #2 | ASCO | NA | 72803Y | OM00005570 |  | Electric room | NA | NA | NA | NA | 277/480V | 400 | Electric | DNA | NA | NA | \Classifications\Building System Class\D50-Electrical SYS\D5010 - Elec Service & Dist\Automatic Transfer Switch - ATS | 1010113
19-O1 | 19-O1 El Monte Courthouse | 19-O1-B3010-100-RUF01 | Building Roof - RUF01 | NA | NA | NA | OM00026583 |  | Roof | NA | NA | NA | NA | NA | NA | NA | NA | NA | NA | \Classifications\Building System Class\B30-Roofing\B3010 - Roof Types\Roof - RUF | 1010226
19-O1 | 19-O1 El Monte Courthouse | 19-O1-D3030-110-CTW01 | Cooling Tower - CTW | Evapco | 988252W | AT8518B | OM00028255 | NA | Roof | 3B148 | NA | NA | 10 | 480 | 26 | electric | 3 | NA | NA | \Classifications\Building System Class\D30-HVAC Systems\D3030 - Cooling SYS\Cooling Tower - CTW | 1010559
19-O1 | 19-O1 El Monte Courthouse | 19-O1-D3040-120-FCU02 | FAN COIL UNIT #2 | Air Therm MFG Co | 1598416 | L0613 | OM00028253 | NA | Judges Elevator Room | 1-AP42 | 24x24x2-(2) | NA | 1.5 | 230/460V | 5.2/2.5 | electric | 3 | NA | NA | \Classifications\Building System Class\D30-HVAC Systems\D3040 - Distribution SYS\Fan Coil Unit - FCU | 1010560
19-O1 | 19-O1 El Monte Courthouse | 19-O1-D3040-120-FCU01 | FAN COIL UNIT #1 | Air Therm MFG Co | 0282G01 | L0613 | OM00028252 | NA | Public Elevator Room | 1-AP46 | 24x24x2-(2) | NA | 1.5 | 208-230-460v | 4.8-4.7-2.35 | electric | 3 | NA | NA | \Classifications\Building System Class\D30-HVAC Systems\D3040 - Distribution SYS\Fan Coil Unit - FCU | 1010561
19-O1 | 19-O1 El Monte Courthouse | 19-O1-D3041-110-AHU03 | Air Handling Unit 3 | Barry Blower Inc | 761568 | 7402 DW (Type) | OM00028251 | NA | Mechanical Room | 3-B128 | 24x24x2 | NA | 20 | 460 | 26 | electric | 3 | NA | NA | \Classifications\Building System Class\D30-HVAC Systems\D3040 - Distribution SYS\Air Handling Unit - AHU | 1010562
19-O1 | 19-O1 El Monte Courthouse | 19-O1-D3041-110-AHU05 | Air Handling Unit 5 | Barry Blower Inc | 761657 | 7365DW | OM00028249 |  | Mechanical Room | 3-B128 | 24x24x2 | NA | 20 | 480 | 40 | electric | 3 | NA | NA | \Classifications\Building System Class\D30-HVAC Systems\D3040 - Distribution SYS\Air Handling Unit - AHU | 1010564
19-O1 | 19-O1 El Monte Courthouse | 19-O1-D3041-110-AHU07 | Air Handling Unit 7 | Barry Blower Inc | 761566 | 46970 | OM00028246 |  | Mechanical Room | 6-B162 | 24x24x | NA | 40 | 480 | 40 | electric | 3 | NA | NA | \Classifications\Building System Class\D30-HVAC Systems\D3040 - Distribution SYS\Air Handling Unit - AHU | 1010566
19-O1 | 19-O1 El Monte Courthouse | 19-O1-D2023-310-HWP01 | Domestic Hot Water Circulating Pump | Bell & Gossett Company | 172706 | 6055 | OM00028188 | NA | Basement Mechanical Room | NA | NA | NA | 1.25 | 480 | DNA | electric | 3 | NA | NA | \Classifications\Building System Class\D20-Plumbing\D2020 - Domestic Water\Domestic Hot Water Circulating Pump - HWP | 1010568
19-O1 | 19-O1 El Monte Courthouse | 19-O1-D3090-114-CMP01 | Control Air Compressor | Quincy | 20080424-0057 | QT7CCST00025 | OM00028189 | State ID# A008458-10 | Basement Mechanical Room | BX58 | NA | NA | 5 | 480V | 14 | electric | 3 | NA | NA | \Classifications\Building System Class\D30-HVAC Systems\D3090 - Other HVAC Systems and Equipment\Air Compressor - CMP | 1010571
19-O1 | 19-O1 El Monte Courthouse | 19-O1-D3090-114-CMP02 | Control Air Compressor | Speed Aire Dayton | L12/11/2007-00079 | 4B237C | OM00028190 | State ID# A008459-10 | Basement Mechanical Room | A48 | NA | NA | 3 | 480 | 9 | electric | 3 | NA | NA | \Classifications\Building System Class\D30-HVAC Systems\D3090 - Other HVAC Systems and Equipment\Air Compressor - CMP | 1010572
19-O1 | 19-O1 El Monte Courthouse | 19-O1-D3031-100-PCH02 | Condenser Water Pump 2 | Bell & Gossett | 754845HT | 4BB (Size 9.5 BF) | OM00005656 | NA | Chiller Room | NA | NA | NA | 15 | 480 | 40 | electric | 3 | NA | NA | \Classifications\Building System Class\D30-HVAC Systems\D3030 - Cooling SYS\Chilled Water Pump - PCH | 1010574
19-O1 | 19-O1 El Monte Courthouse | 19-O1-D3031-100-PCH03 | Condenser Water Pump 3 | Bell & Gossett/Lincoln | 754846HT | 4BB (Size 9.5 BF) | OM00005659 | NA | Chiller Room | NA | NA | NA | 15 | 480 | 40 | electric | 3 | NA | NA | \Classifications\Building System Class\D30-HVAC Systems\D3030 - Cooling SYS\Chilled Water Pump - PCH | 1010575
19-O1 | 19-O1 El Monte Courthouse | 19-O1-D3031-100-PCH04 | Chilled Water Pump 1, PCH04 | Bell & Gossett/Lincoln | 754808 | 4BB (Size 9.5 BF) | OM00033102 | NA | Chiller Room | NA | NA | NA | 15 | 230/460V | 40/20 | electric | 3 | NA | NA | \Classifications\Building System Class\D30-HVAC Systems\D3030 - Cooling SYS\Chilled Water Pump - PCH | 1010576
19-O1 | 19-O1 El Monte Courthouse | 19-O1-D3031-130-CLR01 | Chiller 2 | Carrier | 3798J58619 | 19XR-3030232BEH64 | OM00005654 | NA | Chiller Room | NA | NA | R-134a | DNA | 480 | 350 | electric | 3 | NA | NA | \Classifications\Building System Class\D30-HVAC Systems\D3030 - Cooling SYS\Chiller, Water Cooled - CLR | 1010577
19-O1 | 19-O1 El Monte Courthouse | 19-O1-D3031-130-CLR02 | Chiller 1 | Carrier | 1599J59548 | 19XR-3030232BEH64 | OM00005653 |  | Chiller Room | NA | NA | R-134a | NA | 480 | 350 | electric | 3 | NA | NA | \Classifications\Building System Class\D30-HVAC Systems\D3030 - Cooling SYS\Chiller, Water Cooled - CLR | 1010578
19-O1 | 19-O1 El Monte Courthouse | 19-O1-D3021-130-BLR01 | Boiler 1 | RBI | 030745504 | DB1500 | OM00005607 | DNA | Boiler Room | NA | NA | NA | 3/4 | 110 | 12 | Natural gas | DNA | 1,500,000 | 1,275,000 | \Classifications\Building System Class\D30-HVAC Systems\D3020 - Heat SYS\Boiler,Hot Water,Oil/Gas/Comb. - BLR | 1010579
19-O1 | 19-O1 El Monte Courthouse | 19-O1-D3021-130-BLR02 | Boiler 2 | RBI | 030745505 | DB1500 | OM00005606 | DNA | Boiler Room | NA | NA | NA | 3/4 | 110 | 12 | Natural gas | DNA | 1,500,000 | 1,275,000 | \Classifications\Building System Class\D30-HVAC Systems\D3020 - Heat SYS\Boiler,Hot Water,Oil/Gas/Comb. - BLR | 1010580
19-O1 | 19-O1 El Monte Courthouse | 19-O1-D2023-310-HWP03 | Hot Water Pump 3 | WEG | NA | NA | OM00005615 |  | Boiler Room | NA | NA | NA | 1.5 | 480 | DNA | electric | 3 | NA | NA | \Classifications\Building System Class\D20-Plumbing\D2020 - Domestic Water\Domestic Hot Water Circulating Pump - HWP | 1010583
19-O1 | 19-O1 El Monte Courthouse | 19-O1-D4022-210-FSG01 | Pump,Fire,Electric Motor Driven - FSG | Pacific | FNR33245 | 10-15501-100061-1561 | OM00005616 | DNA | Boiler Room | NA | NA | NA | 2 | 480 | 5.8 | electric | 1 | NA | NA | \Classifications\Building System Class\D40-Fire Protection SYS\D4020 - Stand Pipe\Pump,Fire,Electric Motor Driven - FSG | 1010585
19-O1 | 19-O1 El Monte Courthouse | 19-O1-D2090-230-WIP01 | Water Treatment Inhibitor Pump - WIP | LMI Milton Roy | 07102445445-3 | AA151-392SI | OM00028261 |  | Chiller Room | NA | NA | NA | NA | 110 | 1.4 | electric | 1 | NA | NA | \Classifications\Building System Class\D20-Plumbing\D2090 - Other Plumbing SYS\Water Treatment Inhibitor Pump - WIP | 1010586
19-O1 | 19-O1 El Monte Courthouse | 19-O1-D2090-230-WIP02 | Water Treatment Biocide Pump - WIP02 | LMI Milton Roy | 90116285 | A151-1925 | OM00028260 |  | Chiller Room | NA | NA | NA | NA | 110 | 1 | electric | 1 | NA | NA | \Classifications\Building System Class\D20-Plumbing\D2090 - Other Plumbing SYS\Water Treatment Inhibitor Pump - WIP | 1010587
19-O1 | 19-O1 El Monte Courthouse | 19-O1-G2050-200-LSC01 | Landscaping - LSC | NA | NA | NA | OM00033856 | DNA | Landscaping | NA | NA | NA | NA | NA | NA | NA | NA | NA | NA | \Classifications\Building System Class\G20-Other Systems\G2050 - Landscaping\Landscaping - LSC | 1010588
19-O1 | 19-O1 El Monte Courthouse | 19-O1-D5092-250-ELT01 | Exterior Lighting - ELT "35" | NA | NA | NA | OM00033857 | DNA | Exterior Lighting | NA | NA | NA | NA | 110 | DNA | electric | 1 | NA | NA | \Classifications\Building System Class\D50-Electrical SYS\D5090 - Elec SYS\Exterior Lighting - ELT | 1010589
19-O1 | 19-O1 El Monte Courthouse | 19-O1-G2049-300-HSC01 | Hardscape - HSC | FIRE NET | 007-06395 | HA963400251 | OM00033373 | NA | JUDGE'S PARKING GARAGE | NA | NA | NA | NA | NA | NA | NA | NA | NA | NA | \Classifications\Building System Class\G20-Other Systems\G2040 - Site Development\Hardscape - HSC | 1010590
19-O1 | 19-O1 El Monte Courthouse | 19-O1-D2017-100-SHW01 | Eye Washes & Emergency Showers - SHW | Haws Corporation | T01R03M22 | 8300 | OM00033100 |  | Chiller Room | NA | NA | NA | NA | NA | NA | NA | NA | NA | NA | \Classifications\Building System Class\D20-Plumbing\D2010 - Plumb Fix\Showers - SHW | 1010591
19-O1 | 19-O1 El Monte Courthouse | 19-O1-G3063-100-AST01 | Fuel Storage, above ground - FSA | ConVault | M651239 | RN10003SF | OM00028267 |  | Fuel Storage | NA | NA | NA | NA | 110 | DNA | Diesel | 1 | NA | NA | \Classifications\Building System Class\G30-Site Mechanical Utilities\G3060 - Fuel Distribution\Tank, Fuel Storage, Above Ground - AST | 1010593
19-O1 | 19-O1 El Monte Courthouse | 19-O1-D3050-250-ACU01 | Air Conditioning,Split System 1 | United Technologies | 3799X77948 | 38HDC024331 | OM00033078 |  | Computer Room | NA | NA | R-22 | NA | 240 | 15 | electric | 1 | NA | NA | \Classifications\Building System Class\D30-HVAC Systems\D3050 - Package SYS\Air Conditioning,Split System - ACU | 1010597
19-O1 | 19-O1 El Monte Courthouse | 19-O1-G3060-320-DFP01 | Diesel Fuel Transfer Pump - DFP | Teel | 205921 | IP777 | OM00028271 |  | Air Handler Room | NA | NA | NA | 1 | 110 | DNA | electric | 1 | NA | NA | \Classifications\Building System Class\G30-Site Mechanical Utilities\G3060 - Fuel Distribution\Pump, Fuel, Diesel Fuel Transfer Pump - DFP | 1010598
19-O1 | 19-O1 El Monte Courthouse | 19-O1-D5011-240-TRN01 | Transformer 1 | ITE Imperial Corporation | 10-4915-4 | 3F3Y500 | OM00028273 |  | Electrical Room | NA | NA | NA | NA | 480 | 612 | electric | 3 | NA | NA | \Classifications\Building System Class\D50-Electrical SYS\D5010 - Elec Service & Dist\Transformer - TRN | 1010599
19-O1 | 19-O1 El Monte Courthouse | 19-O1-D5011-240-TRN02 | Transformer 2 | ITE Imperial Corporation | 10-4923-10 | 3F3Y075 | OM00028272 |  | Electrical Room | NA | NA | NA | NA | 480 | 90.3 | electric | 3 | NA | NA | \Classifications\Building System Class\D50-Electrical SYS\D5010 - Elec Service & Dist\Transformer - TRN | 1010600
19-O1 | 19-O1 El Monte Courthouse | 19-O1-D3090-220-CMD01 | COMPRESSOR, AIR DRYER | Arrow Pneumatics | SC506 | A-20 | OM00040540 |  | Air Handler Room | NA | NA | R-134a | 1/6 | 110 | 3.3-18 | electric | 1 | NA | NA | \Classifications\Building System Class\D30-HVAC Systems\D3090 - Other HVAC Systems and Equipment\Compressed Air Dryer - CMD | 1010601
19-O1 | 19-O1 El Monte Courthouse | 19-O1-D1010-100-ELE01 | Elevator 1 | Montgomery Elevator Co | CT36338 | Style VVL | OM00028275 | State ID# 063707 | Public Elevator Room - 4 Roof | NA | NA | NA | 40 | 240 | 104 | electric | 3 | NA | NA | \Classifications\Building System Class\D10-Conveyance Systems\D1010 - Elevator\Elevator,Electric,Pass/Freight - ELE | 1010602
19-O1 | 19-O1 El Monte Courthouse | 19-O1-D1010-100-ELE02 | Elevator 2 | Montgomery Elevator Co | CT36339 | Style VVL | OM00028276 | State ID# 063708 | Public Elevator Room - 4 Roof | NA | NA | NA | 40 | 240 | 104 | electric | 3 | NA | NA | \Classifications\Building System Class\D10-Conveyance Systems\D1010 - Elevator\Elevator,Electric,Pass/Freight - ELE | 1010603
19-O1 | 19-O1 El Monte Courthouse | 19-O1-D1010-100-ELE03 | Elevator 3 | Montgomery Elevator Co | CT36340 | Style VVL | OM00028277 | State ID# 063709 | Public Elevator Room - 4 Roof | NA | NA | NA | 40 | 240 | 104 | electric | 3 | NA | NA | \Classifications\Building System Class\D10-Conveyance Systems\D1010 - Elevator\Elevator,Electric,Pass/Freight - ELE | 1010604
19-O1 | 19-O1 El Monte Courthouse | 19-O1-D1010-100-ELE04 | Elevator 4 - In Custody Elevator | Montgomery Elevator Co | CT36341 | Style VVL | OM00028278 | State ID# 063067 | In Custody Elevator - 4 Roof | NA | NA | NA | 40 | 240/460V | 104 | electric | 3 | NA | NA | \Classifications\Building System Class\D10-Conveyance Systems\D1010 - Elevator\Elevator,Electric,Pass/Freight - ELE | 1010605
19-O1 | 19-O1 El Monte Courthouse | 19-O1-D1010-100-ELE05 | Elevator 5 | Montgomery Elevator Co | CT36342 | Style P16484 | OM00028279 | State ID# 063710 | Judges Elevator Room - 4 Roof | NA | NA | NA | 40 | 240 | 83.4 | electric | 3 | NA | NA | \Classifications\Building System Class\D10-Conveyance Systems\D1010 - Elevator\Elevator,Electric,Pass/Freight - ELE | 1010606
19-O1 | 19-O1 El Monte Courthouse | 19-O1-E1097-100-WDO01 | WINDOW WASHING UNIT | Citadel | NA | 1403C-C5 (Part#) | OM00033074 |  | 4 Roof | NA | NA | NA | NA | 240 | DNA | Electric | 3 | NA | NA | \Classifications\Building System Class\E10-Equipment\E1090 - Other Equipment\Window Washing Unit - WDO | 1010608
19-O1 | 19-O1 El Monte Courthouse | 19-O1-D2040-100-PSU01 | Sump Pump 1 | Baldor | 5010191087 | VM3154 | OM00033083 | NA | Mechanical room | NA | NA | NA | 1.5 | 240 | 5 | electric | 3 | NA | NA | \Classifications\Building System Class\D20-Plumbing\D2040 - Rain Drain\Sump Pump - PSU | 1010719
19-O1 | 19-O1 El Monte Courthouse | 19-O1-D2040-100-PSU02 | Sump Pump 2 | Baldor | F587 | VM3154 | OM00040654 |  | Lower Parking Area | NA | NA | NA | 1.5 | 240 | 5 | electric | 3 | NA | NA | \Classifications\Building System Class\D20-Plumbing\D2040 - Rain Drain\Sump Pump - PSU | 1010720
19-O1 | 19-O1 El Monte Courthouse | 19-O1-D3042-220-EFN01 | Exhaust Fan (over 5hp)- EFN | Barry Blower | 7C1572 | 7270AF (Size) | OM00005575 | NA | Lower Parking Area | B-103 | NA | NA | 10 | 480 | 26 | electric | 3 | NA | NA | \Classifications\Building System Class\D30-HVAC Systems\D3040 - Distribution SYS\Supply/Exhaust/Return fans- FAN | 1010721
19-O1 | 19-O1 El Monte Courthouse | 19-O1-D5092-250-EML36 | Emergency And Exit Lighting (36) | Elite Lighting U.S.A | NA | ELX-613-R | OM00033855 | NA | Jacobs' Shop | NA | NA | NA | NA | 240 | DNA | Electric | 3 | NA | NA | \Classifications\Building System Class\D50-Electrical SYS\D5090 - Elec SYS\Emergency And Exit Lighting - EML | 1011280
19-O1 | 19-O1 El Monte Courthouse | 19-O1-D2023-100-BFP03 | Irrigation back flow BFP 3 | FEBCO | 16844 | 825-YD 3" | OM00033082 | OW0209916-FA0234850-BD0026658-MARCH | Irrigation - E Side Parkin Structure (LAPHD FORM REQUIRED) | NA | NA | NA | NA | NA | NA | NA | NA | NA | NA | \Classifications\Building System Class\D20-Plumbing\D2020 - Domestic Water\Backflow Preventer - BFP | 1014110
19-O1 | 19-O1 El Monte Courthouse | 19-O1-D2030-150-MWL02 | Main /Branch waste system MWL02 | NA | NA | NA | OM00033853 |  | Engineer shop. | NA | na | NA | na | NA | NA | NA | NA | NA | na | \Classifications\Building System Class\D20-Plumbing\D2030 - Sani Waste\Main/Branch Waste System - MWL | 1014111
19-O1 | 19-O1 El Monte Courthouse | 19-O1-D2040-100-PSU03 | Sump pump 1 PSU03 | Baldor | NA | NA | OM00033079 |  | Lower parking area. | NA | na | NA | 1.5 | 240V | 5 | Electric | 3 | NA | na | \Classifications\Building System Class\D20-Plumbing\D2040 - Rain Drain\Sump Pump - PSU | 1014112
19-O1 | 19-O1 El Monte Courthouse | 19-O1-D3020-100-HET01 | Heater water expansion tank 1 | Roy E Hanson Tank Co | 152151 | NA | OM00035331 |  | Above near wall. | NA | NA | NA | NA | NA | NA | NA | NA | NA | NA | \Classifications\Building System Class\D30-HVAC Systems\D3020 - Heat SYS\Heater Water Expansion Tank - HET | 1014113
19-O1 | 19-O1 El Monte Courthouse | 19-O1-D3020-100-HET02 | Heat water expansion tank 2 | Roy E Hanson Tank Co | 151096 | NA | OM00033104 |  | Above boiler near wall. | NA | NA | NA | NA | NA | NA | NA | NA | NA | NA | \Classifications\Building System Class\D30-HVAC Systems\D3020 - Heat SYS\Heater Water Expansion Tank - HET | 1014114
19-O1 | 19-O1 El Monte Courthouse | 19-O1-D2023-310-HWP07 | Hot Water Pump (Attached to Boiler) | Armstrong Pump | NA | 2B1050AB | OM00033099 |  | Boiler room | NA | NA | NA | 5 | 480V | 8.8 | Electric | 3 | NA | NA | \Classifications\Building System Class\D20-Plumbing\D2020 - Domestic Water\Domestic Hot Water Circulating Pump - HWP | 1014115
19-O1 | 19-O1 El Monte Courthouse | 19-O1-D2023-100-BFP01 | BACKFLOW PREVENTER (NORTHWEST DRIVEWAY, MAIN 4") | FEBCO | 9612311416 | 860 TYPE RP | OM00033080 | ID#:2 | WEST SIDE OF NORTHWEST DRIVEWAY AT THE ENTRANCE TO THE COURT. | NA | NA | NA | NA | NA | NA | NA | NA | NA | NA | \Classifications\Building System Class\D20-Plumbing\D2020 - Domestic Water\Backflow Preventer - BFP | 1014116
19-O1 | 19-O1 El Monte Courthouse | 19-O1-D4031-100-FEX50 | Fire Extinguisher (50) | NA | Multiple | NA | OM00033854 |  | Engineer office. | NA | NA | NA | NA | NA | NA | NA | NA | NA | NA | \Classifications\Building System Class\D40-Fire Protection SYS\D4030 - FIRE SPEC\Fire Extinguisher - FEX | 1014118
19-O1 | 19-O1 El Monte Courthouse | 19-O1-D5037-710-FAP02 | Fire alarm panel 2 | Hochiki America Corp | 912-40232 | Fire Net Plus | OM00033097 |  | Electric room | NA | NA | NA | NA | 480V | 5 | Electric | DNA | NA | NA | \Classifications\Building System Class\D50-Electrical SYS\D5030 - Comm & Security\Fire Alarm Panel - FAP | 1014120
19-O1 | 19-O1 El Monte Courthouse | 19-O1-D2023-100-BFP04 | BACKFLOW PREVENTER #4 (3" BOILER ROOM) | FEBCO | B13832 | 805-YD 3" | OM00005593 | OW0209916-FA0234850-BD0026657-13832-MARCH | BASEMENT BOILER ROOM-STAND PIPE SYSTEM (LAPHD FORM REQUIRED)) | NA | NA | NA | NA | NA | NA | NA | NA | NA | NA | \Classifications\Building System Class\D20-Plumbing\D2020 - Domestic Water\Backflow Preventer - BFP | 1015475
19-O1 | 19-O1 El Monte Courthouse | 19-O1-D2023-100-BFP05 | BACKFLOW PREVENTER #5 (1 1/2" BOILER ROOM) | FEBCO | L5660 | 825-Y 1-1/2" | OM00005603 | OW0209916-FA0234850-BD0026656-L 5660-MARCH | BASEMENT BOILER ROOM-W WALL BY CEILING (ORIGINAL BLUE FORM REQUIRED) | NA | NA | NA | NA | NA | NA | NA | NA | NA | NA | \Classifications\Building System Class\D20-Plumbing\D2020 - Domestic Water\Backflow Preventer - BFP | 1015476
19-O1 | 19-O1 El Monte Courthouse | 19-O1-D2023-310-HWP05 | PUMP, DOMESTIC RECIRCULATION PUMP #5 | ARMSTRONG | C12K270103 | 2B 1050 AB | OM00005596 |  | BOILER ROOM IN BASEMENT | NA | NA | NA | 2-Jan | 240 | 5.8/2.8 | Electric | DNA | NA | NA | \Classifications\Building System Class\D20-Plumbing\D2020 - Domestic Water\Domestic Hot Water Circulating Pump - HWP | 1015637
19-O1 | 19-O1 El Monte Courthouse | 19-O1-D2022-260-HWG03 | WATER HEATER, DOMESTIC (GAS) | Bradford White | PF39706256 | UCG100H2703N | OM00026164 |  | BOILER ROOM IN BASEMENT | NA | NA | NA | NA | 110 | 1.5 | Gas | 1 | 270,000 | NA | \Classifications\Building System Class\D20-Plumbing\D2020 - Domestic Water\Domestic Water Heater, Gas - HWG | 1015638
19-O1 | 19-O1 El Monte Courthouse | 19-O1-B2033-120-DOR01 | DOOR, AUTOMATIC #1 (SINGLE/SWING OUT) | Motor Access | NA | MA81000-901 | OM00005598 |  | WEST EXIT DOOR | NA | NA | NA | NA | 110 | DNA | Electric | 1 | NA | NA | \Classifications\Building System Class\B20-General Building Exterior\B2030 - Exterior Doors\Door,Automatic-Sliding,Revolving - DOR | 1015686
19-O1 | 19-O1 El Monte Courthouse | 19-O1-B2033-120-DOR02 | DOOR, AUTOMATIC #2 (DOUBLE/SWING OUT) | Motor Access | NA | MA81000-901 | OM00005599 |  | WEST ADA ENTRANCE DOORS | NA | NA | NA | NA | 110 | DNA | Electric | 1 | NA | NA | \Classifications\Building System Class\B20-General Building Exterior\B2030 - Exterior Doors\Door,Automatic-Sliding,Revolving - DOR | 1015687
19-O1 | 19-O1 El Monte Courthouse | 19-O1-B2033-120-DOR03 | DOOR, AUTOMATIC #3 (DOUBLE/SWING OUT) | Dorma | NA | NA | OM00005600 |  | EAST ADA ENTRANCE DOORS | NA | NA | NA | NA | 110 | DNA | Electric | 1 | NA | NA | \Classifications\Building System Class\B20-General Building Exterior\B2030 - Exterior Doors\Door,Automatic-Sliding,Revolving - DOR | 1015688
19-O1 | 19-O1 El Monte Courthouse | 19-O1-D4010-150-FMS01 | FIRE SYSTEMS, STAND PIPE (SPRINKLER) | Viking | NA | Sprinkler System Control | OM00005595 |  | ELECTRICAL ROOM IN BASEMENT | NA | NA | NA | NA | NA | NA | NA | NA | NA | NA | \Classifications\Building System Class\D40-Fire Protection SYS\D4010 - Sprinkler SYS\Fire Systems, stand pipes - FMS | 1015689
19-O1 | 19-O1 El Monte Courthouse | 19-O1-D4024-100-FHS01 | FIRE, OTHER STAND PIPE (WET) | NA | NA | NA | OM00005594 |  | ABOVE BOOSTER PUMP IN BASEMENT | NA | NA | NA | NA | NA | NA | NA | NA | NA | NA | \Classifications\Building System Class\D40-Fire Protection SYS\D4020 - Stand Pipe\Other Stand Pipe Hose Systems - FHS | 1015690
19-O1 | 19-O1 El Monte Courthouse | 19-O1-B2010-100-BLD01 | Building | NA | NA | NA | OM00037891 | NA | [11 empty] | \Classifications\Building System Class\B20-General Building Exterior\B2010 - Exterior Walls\Building - BLD | 1016547
19-O1 | 19-O1 El Monte Courthouse | 19-O1-D2023-100-BFP06 | Backflow Main 6" | Febco 860 | 9607231457 | 860 TYPE RP | OM00026153 | ID#:1 | [11 empty] | \Classifications\Building System Class\D20-Plumbing\D2020 - Domestic Water\Backflow Preventer - BFP | 1016576
19-O1 | 19-O1 El Monte Courthouse | 19-O1-D4010-150-FMS02 | Deluge Fire Systerm Extinguishing (Sprinkler System) | VIKING CORP | 1745 | D-4 | OM00026154 | NA | SOUTHWEST CORNER OF CHILLER ROOM IN BASEMENT | NA | NA | NA | NA | NA | NA | NA | NA | NA | NA | \Classifications\Building System Class\D40-Fire Protection SYS\D4010 - Sprinkler SYS\Fire Systems, stand pipes - FMS | 1016937
19-O1 | 19-O1 El Monte Courthouse | 19-O1-D2023-310-HWP06 | DOMESTIC HOT WATER PUMP #4 | BELL & GOSSETT | 187001LFD21 | 1531 | OM00026155 | NA | BASEMENT BOILER ROOM B-27 | NA | NA | NA | 1.5 | 480 | DNA | Electric | 3 | NA | NA | \Classifications\Building System Class\D20-Plumbing\D2020 - Domestic Water\Domestic Hot Water Circulating Pump - HWP | 1017278
19-O1 | 19-O1 El Monte Courthouse | 19-O1-B2034-400-DOH02 | Overhead Rollup Door (Sally Port) (Electric) DOH02 | Rolling Door Products | NA | NA | OM00028194 |  | Rear Of Building | NA | NA | NA | 1/2 | 208-230/460 | 2.4/1.2 | Electric | 3 | NA | NA | \Classifications\Building System Class\B20-General Building Exterior\B2030 - Exterior Doors\Door,Overhead-Shutter,Manual,Elec,Roll-up - DOH | 1017555
19-O1 | 19-O1 El Monte Courthouse | 19-O1-D5010-110-MCC01 | Motor Control Center (Generator Rm) | ITE Imperial Corp | 5640VI-0-0C109C10912-60826-RMC-CO1-A | DNA | OM00036175 |  | Emergency Generator Room on Roof | NA | NA | NA | NA | 480 | 600 | NA | 3 | NA | NA | \Classifications\Building System Class\D50-Electrical SYS\D5010 - Elec Service & Dist\Chiller Room Electrical Panel - MCC | 1017556
19-O1 | 19-O1 El Monte Courthouse | 19-O1-G3010-210-PWT01 | Potable Water Storage Tank (Room B20) | Bell & Gossett Company | 112071 | 458711 | OM00037961 |  | Basement Chiller Room B20 | NA | NA | NA | NA | NA | NA | NA | NA | NA | NA | \Classifications\Building System Class\G30-Site Mechanical Utilities\G3010 - Water Supply\Potable Water Storage Tank - PWT | 1017561
19-O1 | 19-O1 El Monte Courthouse | 19-O1-D3041-230-RFN01 | Return Fan (Room B19) (Belt Driven) | Dayton | DNA | 5N792 | OM00040542 |  | Basement Air Handler Room B19 | B144 (4) | NA | NA | 20 | 230/460 | 51/25.5 | NA | 3 | NA | NA | \Classifications\Building System Class\D30-HVAC Systems\D3040 - Distribution SYS\Supply/Exhaust/Return fans- FAN | 1017562
19-O1 | 19-O1 El Monte Courthouse | 19-O1-D3041-230-RFN02 | Return Fan (Room 318) (Belt Driven) | Barry Blower Inc | 761571 | EM33137 | OM00036173 |  | Air Handler Room 318 on 3rd Floor | B124 (2) | NA | NA | 10 | 208-230/460 | 27.2/25.8/12.9 | NA | 3 | NA | NA | \Classifications\Building System Class\D30-HVAC Systems\D3040 - Distribution SYS\Supply/Exhaust/Return fans- FAN | 1017563
19-O1 | 19-O1 El Monte Courthouse | 19-O1-D3041-230-RFN03 | Return Fan #5 (Room 230) (Belt Driven) | Barry Blower Inc | 761570 | 3CW | OM00036172 |  | Air Handler Room 230 on 2nd Floor | B120 (2) | NA | NA | 10 | 230/460 | 26/13 | NA | 3 | NA | NA | \Classifications\Building System Class\D30-HVAC Systems\D3040 - Distribution SYS\Supply/Exhaust/Return fans- FAN | 1017564
19-O1 | 19-O1 El Monte Courthouse | 19-O1-D5010-200-ESD02 | Electrical Switchboard (Main Electrical Rm) SBR02 | ITE Imperial Corp | 720025 | 1260826 | OM00036171 |  | Main Electrical Room | NA | NA | NA | NA | 277/480 | 1600 | Electric | 3 | NA | NA | \Classifications\Building System Class\D50-Electrical SYS\D5010 - Elec Service & Dist\Electical Service and Distribution - ESD | 1017566
19-O1 | 19-O1 El Monte Courthouse | 19-O1-D5010-200-ESD03 | Electrical Switchboard (Main Electrical Rm) SBR03 | ITE Imperial Corp | 720026 | 1260826 | OM00036170 |  | Main Electrical Room | NA | NA | NA | NA | 277/480 | 1600 | Electric | 3 | NA | NA | \Classifications\Building System Class\D50-Electrical SYS\D5010 - Elec Service & Dist\Electical Service and Distribution - ESD | 1017567
19-O1 | 19-O1 El Monte Courthouse | 19-O1-D5010-200-ESD04 | Electrical Switchboard (Main Electrical Rm) SBR04 | ITE Imperial Corp | NA | 1260826 | OM00036169 |  | Main Electrical Room | NA | NA | NA | NA | 277/480 | 2000 | Electric | 3 | NA | NA | \Classifications\Building System Class\D50-Electrical SYS\D5010 - Elec Service & Dist\Electical Service and Distribution - ESD | 1017568
19-O1 | 19-O1 El Monte Courthouse | 19-O1-D3030-110-CTW02 | Cooling Tower #2 | Evapco | 988252W | AT8518B | OM00036174 |  | Roof | B148 (3) | NA | NA | 10 | 230/460 | 2 | Electric | 3 | NA | NA | \Classifications\Building System Class\D30-HVAC Systems\D3030 - Cooling SYS\Cooling Tower - CTW | 1017551
19-O1 | 19-O1 El Monte Courthouse | 19-O1-G3063-100-DFS01 | Leak Detection System (Rm B19) | Omntec MFG Co Inc | 102198EL981157 | ELP21LU2 | OM00040541 |  | Basement Air Handler Room B19 | NA | NA | NA | NA | NA | DNA | Electric | DNA | NA | NA | \Classifications\Building System Class\G30-Site Mechanical Utilities\G3060 - Fuel Distribution\Diesel Fuel Leak Detection System - DFS | 1017552
19-O1 | 19-O1 El Monte Courthouse | 19-O1-B2034-400-DOH01 | Overhead Rollup Door (Sally Port) (Electric) DOH01 | Rolling Door Products | NA | NA | OM00028193 |  | Rear Of Building | NA | NA | NA | 1 | 208-230/460 | 3.6/1.8 | Electric | 3 | NA | NA | \Classifications\Building System Class\B20-General Building Exterior\B2030 - Exterior Doors\Door,Overhead-Shutter,Manual,Elec,Roll-up - DOH | 1017553
19-O1 | 19-O1 El Monte Courthouse | 19-O1-D3042-220-EFN02 | Exhaust Fan (Main Electrical Rm) (Belt Driven) | Barry Blower Inc | 48729 | NA | OM00040544 |  | Main Electrical Room | A62 (2) | NA | NA | 2 | 230/460 | 6.6/2.8 | Electric | 3 | NA | NA | \Classifications\Building System Class\D30-HVAC Systems\D3040 - Distribution SYS\Supply/Exhaust/Return fans- FAN | 1017557
19-O1 | 19-O1 El Monte Courthouse | 19-O1-D5010-110-MCC02 | Motor Control Center (Air Handler Rm B19) | ITE Imperial Corp | NA | 12-60826-BMC-002-A-B-C | OM00005655 |  | Basement Air Handler Room B19 | NA | NA | NA | NA | 480 | 600 | NA | 3 | NA | NA | \Classifications\Building System Class\D50-Electrical SYS\D5010 - Elec Service & Dist\Chiller Room Electrical Panel - MCC | 1017559
19-O1 | 19-O1 El Monte Courthouse | 19-O1-D3031-100-PCH05 | Chilled Water Pump (Room B20) | Bell & Gossett Company | 754800HT | 4BB (Size 9.5 BF) | OM00033101 |  | Basement Chiller Room B20 | NA | NA | NA | 15 | 230/460 | 40/20 | NA | 3 | NA | NA | \Classifications\Building System Class\D30-HVAC Systems\D3030 - Cooling SYS\Chilled Water Pump - PCH | 1017558
19-O1 | 19-O1 El Monte Courthouse | 19-O1-G3010-210-PWT02 | Potable Water Storage Tank (Room B27) | Roy E Hanson Tank Co | 151987 | 160761 | OM00033103 |  | Basement Boiler Room B27 | NA | NA | NA | NA | NA | NA | NA | NA | NA | NA | \Classifications\Building System Class\G30-Site Mechanical Utilities\G3010 - Water Supply\Potable Water Storage Tank - PWT | 1017560
19-O1 | 19-O1 El Monte Courthouse | 19-O1-D2023-100-BFP08 | Backflow Preventer (10" Fire East Side Parking) | Wilkins | E00851 | 350 DCDA (10") | OM00026157 | EMAIL INTO LAPHD | NE Corner of Parking Structure | NA | NA | NA | NA | NA | NA | NA |  | NA | NA | \Classifications\Building System Class\D20-Plumbing\D2020 - Domestic Water\Backflow Preventer - BFP | 1018484
19-O1 | 19-O1 El Monte Courthouse | 19-O1-D2023-100-BFP09 | Backflow Preventer (3/4" E. Side Parking) | Wilkins | 3960091XLD | 950 XLD (3/4") | OM00026158 | EMAIL INTO LAPHD | NE Corner of Parking Structure | NA | NA | NA | NA | NA | NA | NA |  | NA | NA | \Classifications\Building System Class\D20-Plumbing\D2020 - Domestic Water\Backflow Preventer - BFP | 1018485
19-O1 | 19-O1 El Monte Courthouse | 19-O1-D3042-220-EFN03 | Exhaust Fan (Roof) | Barry Blower | 48730 | NA | OM00037609 |  | Roof | BP 57 (2) | NA | NA | 5 | 230/460 | 12.4/6.2 | Electric | 3 | NA | NA | \Classifications\Building System Class\D30-HVAC Systems\D3040 - Distribution SYS\Supply/Exhaust/Return fans- FAN | 1018932
19-O1 | 19-O1 El Monte Courthouse | 19-O1-D5092-210-GEN02 | Emergency Generator | IVECO | F2CE9685A | E002-042593 | OM00037610 | G33404 | Roof Generator Room | IVECO 260 1725 K 500328020 (1) | NA | NA | 389 | 277/480 | 300.7 | Diesel | 3 | NA | NA | \Classifications\Building System Class\D50-Electrical SYS\D5090 - Elec SYS\Emergency Generator - GEN | 1018934
19-O1 | 19-O1 El Monte Courthouse | 19-O1-G3063-100-DAT02 | Diesel Fuel Day Tank (DAT02) | Tramont | 86135170316 | UTRX 50 | OM00026161 |  |  | NA | NA | NA | NA | NA | NA | Diesel | NA | NA | NA | \Classifications\Building System Class\G30-Site Mechanical Utilities\G3060 - Fuel Distribution\Tank, Fuel Storage Day - DAT | 1021368
19-O2 | 19-O2 Parking Structure-El Monte Courthouse- | 19-O2-B2034-400-DOH01 | Overhead Roll-Up Door | Robbins & Meyers | 77-60499 | 2225-1-02-08 | OM00028268 |  | Parking Structure | NA | NA | NA | NA | 240 | 5.1 | electric | 1 | NA | NA | \Classifications\Building System Class\B20-General Building Exterior\B2030 - Exterior Doors\Door,Overhead-Shutter,Manual,Elec,Roll-up - DOH | 1010594
19-O2 | 19-O2 Parking Structure-El Monte Courthouse- | 19-O2-B2034-400-DOH02 | Overhead Roll-Up Door | Robbins & Meyers | NA | 2225-1-02-08 | OM00028269 |  | Parking Structure | NA | NA | NA | NA | 240 | 5.1 | electric | 1 | NA | NA | \Classifications\Building System Class\B20-General Building Exterior\B2030 - Exterior Doors\Door,Overhead-Shutter,Manual,Elec,Roll-up - DOH | 1010595
19-O2 | 19-O2 Parking Structure-El Monte Courthouse- | 19-O2-B2034-400-DOH03 | Overhead Roll-Up Door | Robbins & Meyers | NA | 2225-1-02-08 | OM00028270 |  | Parking Structure | NA | NA | NA | NA | 240 | 5.1 | electric | 1 | NA | NA | \Classifications\Building System Class\B20-General Building Exterior\B2030 - Exterior Doors\Door,Overhead-Shutter,Manual,Elec,Roll-up - DOH | 1010596
19-P1 | 19-P1 Mental Health Court | 19-P1-D3041-230-RFN01 | Air Handling Unit 2 | ACME INDUSTRIAL PRODUCTS | F0206255024 | 3030RCL/1 | OM00026038 |  | Floor 2, AIR HANDLER RF-1 | NA | NA | NA | 5 | 240/480 | 13/6.5 | Electric | 3 | NA | NA | \Classifications\Building System Class\D30-HVAC Systems\D3040 - Distribution SYS\Supply/Exhaust/Return fans- FAN | 1011083
19-P1 | 19-P1 Mental Health Court | 19-P1-D3042-220-EFN02 | EXHAUST FAN #2 (RM 102-M) (BELT DRIVEN) | CENTRI MASTER VINSET | O2E483103 | QBR270 | OM00026041 |  | Floor 2, AIR HANDLER RF-2 | A-39 (1) | NA | NA | 1/2 | 230/460 | 4.4/2.2 | Electric | 3 | NA | NA | \Classifications\Building System Class\D30-HVAC Systems\D3040 - Distribution SYS\Supply/Exhaust/Return fans- FAN | 1011084
19-P1 | 19-P1 Mental Health Court | 19-P1-D3021-130-BLR01 | Boiler 1 | Parker Boiler | 54236 | T970L | OM00026046 |  | BASEMENT, BOILER ROOM | NA | NA | NA | 1 | 110 | 6 | Natural gas | 1 | 970,000 | 861,000 | \Classifications\Building System Class\D30-HVAC Systems\D3020 - Heat SYS\Boiler,Hot Water,Oil/Gas/Comb. - BLR | 1011085
19-P1 | 19-P1 Mental Health Court | 19-P1-D3021-130-BLR02 | Boiler 2 | PARKER BOILER | 54237 | T970L | OM00026047 |  | FLoor 1, BOILER ROOM | NA | NA | NA | 1/3 | 110 | 6 | Gas | 1 | 970000 | 861,000 | \Classifications\Building System Class\D30-HVAC Systems\D3020 - Heat SYS\Boiler,Hot Water,Oil/Gas/Comb. - BLR | 1011086
19-P1 | 19-P1 Mental Health Court | 19-P1-D3031-130-CLR01 | Chiller 1 | YORK | RFJM2860AA | YCAL0050SC46 | OM00026052 |  | Floor 4 BOILER ROOM | NA | NA | R-22 | NA | 480 | 116 | Electric | 3 | NA | NA | \Classifications\Building System Class\D30-HVAC Systems\D3030 - Cooling SYS\Chiller, Water Cooled - CLR | 1011087
19-P1 | 19-P1 Mental Health Court | 19-P1-D3031-130-CLR02 | Chiller 2 | YORK | RFJM2870AA | YCAL0050SC46 | OM00026053 |  | NORTH EXTERIOR | NA | NA | R-22 | NA | 480 | 116 | Electric | 3 | NA | NA | \Classifications\Building System Class\D30-HVAC Systems\D3030 - Cooling SYS\Chiller, Water Cooled - CLR | 1011088
19-P1 | 19-P1 Mental Health Court | 19-P1-D3050-250-ACU01 | Split System 1 | Mitsubishi Electric | 02098040 | PUGH36CKB | OM00026076 |  | Floor 1, NORTH EXTERIOR | NA | NA | R-22 | 1/4 | 230 | 16 | Electric | 1 | NA | NA | \Classifications\Building System Class\D30-HVAC Systems\D3050 - Package SYS\Air Conditioning,Split System - ACU | 1011089
19-P1 | 19-P1 Mental Health Court | 19-P1-D3050-250-ACU02 | Split System 2 | Mitsubishi Electric | PSA011F26F | FDC210HA1 | OM00026077 |  | Floor 1, NORTH EXTERIOR | NA | NA | R-22 | NA | 240 | 1 | Electric | 1 | NA | NA | \Classifications\Building System Class\D30-HVAC Systems\D3050 - Package SYS\Air Conditioning,Split System - ACU | 1011091
19-P1 | 19-P1 Mental Health Court | 19-P1-B3010-100-RUF01 | ROOF | NA | NA | NA | OM00033784 |  | AT THE TOP OF THE BUILDING | NA | NA | NA | NA | NA | NA | NA | NA | NA | NA | \Classifications\Building System Class\B30-Roofing\B3010 - Roof Types\Roof - RUF | 1014122
19-P1 | 19-P1 Mental Health Court | 19-P1-D3044-125-PHW01 | PUMP HOT WATER PHW 1 | PACO PUMPS | 910701A | NA | OM00030999 |  | BOILER ROOM | NA | NA | NA | 3 | 230 | 8.6 | Electric | 3 | NA | NA | \Classifications\Building System Class\D30-HVAC Systems\D3040 - Distribution SYS\Hot Water Pump - PHW | 1014126
19-P1 | 19-P1 Mental Health Court | 19-P1-D3044-125-PHW02 | PUMP HOT WATER PHW 2 | PACO PUMPS | 910701B | NA | OM00026049 |  | BOILER ROOM | NA | NA | NA | 3 | 230 | 8.2 | Electric | 3 | NA | NA | \Classifications\Building System Class\D30-HVAC Systems\D3040 - Distribution SYS\Hot Water Pump - PHW | 1014127
19-P1 | 19-P1 Mental Health Court | 19-P1-D3031-100-PCH01 | CHILLED WATER PUMP #1 | BELL & GOSSETT | 187076L | 281/422 | OM00030998 |  | BOILER ROOM | NA | NA | NA | 7.5 | 230 | 19.5 | Electric | 3 | NA | NA | \Classifications\Building System Class\D30-HVAC Systems\D3030 - Cooling SYS\Chilled Water Pump - PCH | 1014128
19-P1 | 19-P1 Mental Health Court | 19-P1-D3031-100-PCH02 | CHILLED WATER PUMP 2 | BELL & GOSSETT | 187077L | 281/422 | OM00030997 |  | BOILER ROOM | NA | NA | NA | 7.5 | 280 | 19.5 | Electric | 3 | NA | NA | \Classifications\Building System Class\D30-HVAC Systems\D3030 - Cooling SYS\Chilled Water Pump - PCH | 1014129
19-P1 | 19-P1 Mental Health Court | 19-P1-D3041-110-AHU09 | AIR HANDLER 1 | YORK | 13684D | AP360 | OM00031000 |  | ATTIC | BX-83 (3) | 24X24X2 (12) | NA | 20 | 240/480 | 47/29.3 | Electric | 3 | NA | NA | \Classifications\Building System Class\D30-HVAC Systems\D3040 - Distribution SYS\Air Handling Unit - AHU | 1014130
19-P1 | 19-P1 Mental Health Court | 19-P1-D3041-110-AHU10 | AIR HANDLER 2 | YORK | CHLM13683-D | AP60 | OM00026498 |  | LADDER IN SECURE HALLWAY | AX-43 (1) | 12X24X4 (1) & 12X24X4 (1) | NA | 3 | 240/480 | 8.2/4.1 | Electric | 3 | NA | NA | \Classifications\Building System Class\D30-HVAC Systems\D3040 - Distribution SYS\Air Handling Unit - AHU | 1014131
19-P1 | 19-P1 Mental Health Court | 19-P1-D3041-110-AHU11 | AIR HANDLER 3 | YORK | CHLM13788D | AP120 | OM00029496 |  | LADDER IN SECURE HALLWAY | B-56 (1) | 16X20X4 (6) | NA | 7.5 | 240/480 | 8.2/4.1 | Electric | 3 | NA | NA | \Classifications\Building System Class\D30-HVAC Systems\D3040 - Distribution SYS\Air Handling Unit - AHU | 1014132
19-P1 | 19-P1 Mental Health Court | 19-P1-D3041-110-AHU12 | AIR HANDLER 4 | YORK | CKLM13964D | CS01SM2 | OM00026080 |  | LADDER IN SECURE AREA TO ATTIC | BX-47 (1) | 24X24X4 / 12X24X4 | NA | 5 | 240/480 | 13/6.5 | Electric | 3 | NA | NA | \Classifications\Building System Class\D30-HVAC Systems\D3040 - Distribution SYS\Air Handling Unit - AHU | 1014133
19-P1 | 19-P1 Mental Health Court | 19-P1-D3040-120-FCU01 | FAN COIL UNIT 1 | MAGIC AIRE | W020844832 | 48-VWB | OM00026494 |  | SECURE HALLWAY NEAR STAIRS | A-46 | 22X22X1 | NA | 1 | 240/480 | 3.2/3.0/1.5 | Electric | 3 | NA | NA | \Classifications\Building System Class\D30-HVAC Systems\D3040 - Distribution SYS\Fan Coil Unit - FCU | 1014134
19-P1 | 19-P1 Mental Health Court | 19-P1-D3040-120-FCU02 | FAN COIL UNIT 2 | MAGIC AIRE | W020844830 | 48-VWB | OM00026495 |  | SECURE HALLWAY NEAR STAIRS | A-46 | 22X22X1 | NA | 1 | 240/480 | 3.2/3.0-1.5 | Electric | 3 | NA | NA | \Classifications\Building System Class\D30-HVAC Systems\D3040 - Distribution SYS\Fan Coil Unit - FCU | 1014135
19-P1 | 19-P1 Mental Health Court | 19-P1-D3042-220-EFN03 | EXHAUST FAN #3 (ATTIC HALLWAY) (BELT DRIVEN) | CENTRI MASTER VINSET | 02E483101 | QBR270 | OM00026497 |  | 2ND FLOOR ATTIC SECURE HALLWAY | AX-40 (1) | NA | NA | NA | 240/480 | 8.6-4.3 | Electric | 3 | NA | NA | \Classifications\Building System Class\D30-HVAC Systems\D3040 - Distribution SYS\Supply/Exhaust/Return fans- FAN | 1014136
19-P1 | 19-P1 Mental Health Court | 19-P1-D2023-100-BFP01 | BACKFLOW PREVENTER #1 (3/4" BOILER ROOM) | WILKINS ZURN | W236244 | 975XL 3/4" | OM00026044 | OW0209916-FA0234829-BD0018490-W 236244 | 1ST FLOOR BOILER ROOM (LAPHD FORM REQUIRED) | NA | NA | NA | NA | NA | NA | NA | NA | NA | NA | \Classifications\Building System Class\D20-Plumbing\D2020 - Domestic Water\Backflow Preventer - BFP | 1014137
19-P1 | 19-P1 Mental Health Court | 19-P1-D4031-100-FEX21 | FIRE EXTINGUISHERS (21) | NA | Multiple | NA | OM00026035 |  | THROUGHOUT BUILDING | NA | NA | NA | NA | NA | NA | NA | NA | NA | NA | \Classifications\Building System Class\D40-Fire Protection SYS\D4030 - FIRE SPEC\Fire Extinguisher - FEX | 1014138
19-P1 | 19-P1 Mental Health Court | 19-P1-D5010-200-ESD01 | MAIN ELECTRICAL PANEL | G.E. | NA | SPECTRA | OM00026033 |  | BOILER ROOM | NA | NA | NA | NA | 480 | 800 | Electric | 3 | NA | NA | \Classifications\Building System Class\D50-Electrical SYS\D5010 - Elec Service & Dist\Electical Service and Distribution - ESD | 1014139
19-P1 | 19-P1 Mental Health Court | 19-P1-D5037-710-FAP01 | FIRE PANEL | HOCHIKI | 883 | HCP-1008ES | OM00031001 |  | 1ST FLOOR SHERIFFS LOCK UP | NA | NA | NA | NA | 115 | DNA | NA | 1 | NA | NA | \Classifications\Building System Class\D50-Electrical SYS\D5030 - Comm & Security\Fire Alarm Panel - FAP | 1014140
19-P1 | 19-P1 Mental Health Court | 19-P1-D5092-250-EML19 | EMERGENCY LIGHTING | NA | NA | NA | OM00026036 |  | THROUGHTOUT BUILDING | NA | NA | NA | NA | 120/277 | DNA | Electric | DNA | NA | NA | \Classifications\Building System Class\D50-Electrical SYS\D5090 - Elec SYS\Emergency And Exit Lighting - EML | 1014141
19-P1 | 19-P1 Mental Health Court | 19-P1-G2050-200-LSC01 | LANDSCAPING | NA | NA | NA | OM00033781 |  | OUTSIDE OF BUILDING | NA | NA | NA | NA | NA | NA | NA | NA | NA | NA | \Classifications\Building System Class\G20-Other Systems\G2050 - Landscaping\Landscaping - LSC | 1014142
19-P1 | 19-P1 Mental Health Court | 19-P1-D5092-250-ELT01 | LIGHTING, EXTERIOR | NA | NA | NA | OM00033702 |  | OUTSIDE OF BUILDING | NA | NA | NA | NA | 277 | DNA | Electric | 1 | NA | NA | \Classifications\Building System Class\D50-Electrical SYS\D5090 - Elec SYS\Exterior Lighting - ELT | 1014143
19-P1 | 19-P1 Mental Health Court | 19-P1-G2049-300-HSC01 | HARDSCAPE | NA | NA | NA | OM00033468 |  | OUTSIDE OF BUILDING | NA | NA | NA | NA | NA | NA | NA | NA | NA | NA | \Classifications\Building System Class\G20-Other Systems\G2040 - Site Development\Hardscape - HSC | 1014144
19-P1 | 19-P1 Mental Health Court | 19-P1-D2023-100-BFP02 | BACKFLOW PREVENTER #2 (2" IRRIGATION) | WILKINS ZURN | 2082177 | 975XL 2" | OM00026043 | OW0209916-FA0234829-BD0008604 | SUPERIOR COURTS - FRONT PATIO- IRRIGATION (LAPHD FORM REQUIRED) | NA | NA | NA | NA | NA | NA | NA | NA | NA | NA | \Classifications\Building System Class\D20-Plumbing\D2020 - Domestic Water\Backflow Preventer - BFP | 1015477
19-P1 | 19-P1 Mental Health Court | 19-P1-D3068-100-BAS01 | BUILDING AUTOMATION SYSTEM | YORK CONTROLS | NA | NA | OM00035603 |  | SERVER/COMMUNITCATIONS ROOM | NA | NA | NA | NA | NA | DNA | Electric | DNA | NA | NA | \Classifications\Building System Class\D30-HVAC Systems\D3060 - Control & Inst Air\Building Automation System - BAS | 1015741
19-P1 | 19-P1 Mental Health Court | 19-P1-B2010-100-BLD01 | Building | NA | NA | NA | OM00037892 | [12 empty] | \Classifications\Building System Class\B20-General Building Exterior\B2010 - Exterior Walls\Building - BLD | 1016548
19-P1 | 19-P1 Mental Health Court | 19-P1-D3050-250-ACU03 | AIR CONDITIONING, SPLIT SYSTEM (SERVER RM) | MITSUBISHI ELECTRIC | 11G0047 | PK12FK | OM00040485 |  | 1ST FLOOR SERVER ROOM | NA | NA | R-22 | NA | 110 | 15 | Electric | 1 | NA | NA | \Classifications\Building System Class\D30-HVAC Systems\D3050 - Package SYS\Air Conditioning,Split System - ACU | 1017218
19-P1 | 19-P1 Mental Health Court | 19-P1-C1020-110-FRD01 | FIRE ROLLUP WINDOW #1 (ENTRANCE) (OVERHEAD MANUAL) | COOKSON COMPANY | E451620 | NA | OM00040483 |  | SECURITY OFFICE ON 1ST FLOOR ENTRANCE CHECKPOINT | NA | NA | NA | NA | NA | NA |  |  | NA | NA | \Classifications\Building System Class\C10-General Building Interior\C1020 - Fire Doors\Fire Doors - FRD | 1017219
19-P1 | 19-P1 Mental Health Court | 19-P1-D3042-210-FAN04 | EXHAUST FAN (EXTERIOR N WALL) (DIRECT DRIVE) | NA | NA | NA | OM00040491 |  | EXTERIOR NORTH WALL | NA | NA | NA | 1/16 | 110 | 1.6 | Electric | 1 | NA | NA | \Classifications\Building System Class\D30-HVAC Systems\D3040 - Distribution SYS\Fan,Axial - FAN | 1017223
19-P1 | 19-P1 Mental Health Court | 19-P1-D3042-210-FAN01 | EXHAUST FAN (EXTERIOR N SIDE) (DIRECT DRIVE) | NA | NA | NA | OM00040486 |  | LOCKUP EXTERIOR NORTH SIDE WALL | NA | NA | NA | 1/16 | 110 | 1.6 | Electric | 1 | NA | NA | \Classifications\Building System Class\D30-HVAC Systems\D3040 - Distribution SYS\Fan,Axial - FAN | 1017220
19-P1 | 19-P1 Mental Health Court | 19-P1-D3042-210-FAN02 | EXHAUST FAN (EXTERIOR N SIDE) (DIRECT DRIVE) | NA | NA | NA | OM00040489 |  | SECURITY OFFICE ON 1ST FLOOR ENTRANCE CHECKPOINT | NA | NA | NA | NA | NA | NA | NA |  | NA | NA | \Classifications\Building System Class\D30-HVAC Systems\D3040 - Distribution SYS\Fan,Axial - FAN | 1017221
19-P1 | 19-P1 Mental Health Court | 19-P1-D3042-210-FAN03 | EXHAUST FAN (EXTERIOR N SIDE) (DIRECT DRIVE) | NA | NA | NA | OM00040490 |  | SALLY PORT EXTERIOR NORTH SIDE WALL | NA | NA | NA | 1/16 | 110 | 1.6 | Electric | 1 | NA | NA | \Classifications\Building System Class\D30-HVAC Systems\D3040 - Distribution SYS\Fan,Axial - FAN | 1017222
19-P1 | 19-P1 Mental Health Court | 19-P1-D3042-210-FAN05 | EXHAUST FAN (EXTERIOR N WALL) (DIRECT DRIVE) | NA | NA | NA | OM00040494 |  | EXTERIOR NORTH WALL | NA | NA | NA | 1/16 | 110 | 1.6 | Electric | 1 | NA | NA | \Classifications\Building System Class\D30-HVAC Systems\D3040 - Distribution SYS\Fan,Axial - FAN | 1017224
19-P1 | 19-P1 Mental Health Court | 19-P1-C1020-110-FRD04 | DOUBLE MANUAL FIRE DOORS | LOS ANGELES FIRE PROOF CO | 158745 | NA | OM00040488 |  | 1ST FLOOR DEPT 95A JURY RM 38 | NA | NA | NA | NA | NA | NA | NA |  | NA | NA | \Classifications\Building System Class\C10-General Building Interior\C1020 - Fire Doors\Fire Doors - FRD | 1017228
19-P1 | 19-P1 Mental Health Court | 19-P1-D3020-100-HET01 | HEATER WATER EXPANSION TANK | TACO INC | NA | NA | OM00040492 |  | 1ST FLOOR BOILER ROOM | NA | NA | NA | NA | NA | NA | NA |  | NA | NA | \Classifications\Building System Class\D30-HVAC Systems\D3020 - Heat SYS\Heater Water Expansion Tank - HET | 1017229
19-P1 | 19-P1 Mental Health Court | 19-P1-D2023-310-HWP01 | DOMESTIC HOT WATER PUMP | GRUNDFOS | 59896771-P1 | VP15-29SF | OM00040478 |  | 1ST FLOOR BOILER ROOM | NA | NA | NA | NA | 110 | .75 | NA | 1 | NA | NA | \Classifications\Building System Class\D20-Plumbing\D2020 - Domestic Water\Domestic Hot Water Circulating Pump - HWP | 1017230
19-P1 | 19-P1 Mental Health Court | 19-P1-C1020-110-FRD02 | FIRE ROLLUP WINDOW #2 (OVERHEAD MANUAL) | COOKSON COMPANY | E451664 | NA | OM00040481 |  | 1ST FLOOR CLERK'S OFFICE | NA | NA | NA | NA | NA | NA | NA |  | NA | NA | \Classifications\Building System Class\C10-General Building Interior\C1020 - Fire Doors\Fire Doors - FRD | 1017225
19-P1 | 19-P1 Mental Health Court | 19-P1-C1020-110-FRD03 | FIRE ROLLUP WINDOW #3 (OVERHEAD MANUAL) | COOKSON COMPANY | F451662 | NA | OM00040482 |  | 1ST FLOOR CLERK'S OFFICE | NA | NA | NA | NA | NA | NA | NA |  | NA | NA | \Classifications\Building System Class\C10-General Building Interior\C1020 - Fire Doors\Fire Doors - FRD | 1017226
19-P1 | 19-P1 Mental Health Court | 19-P1-D5010-110-MCC01 | MOTOR CONTROL CENTER #1 (AHU SUPPLY FANS) | GE ELECTRIC | M-873384 | SPECTRA SERIES | OM00040473 |  | 1ST FLOOR BOILER ROOM | NA | NA | NA | NA | 480 | 600 | NA | 3 | NA | NA | \Classifications\Building System Class\D50-Electrical SYS\D5010 - Elec Service & Dist\Chiller Room Electrical Panel - MCC | 1017231
19-P1 | 19-P1 Mental Health Court | 19-P1-D5010-110-MCC02 | MOTOR CONTROL CENTER #2 (FAN COIL UNITS) | GE ELECTRIC | M-873383 | SPECTRA SERIES | OM00040474 |  | 1ST FLOOR BOILER ROOM | NA | NA | NA | NA | 480 | 600 | NA | 3 | NA | NA | \Classifications\Building System Class\D50-Electrical SYS\D5010 - Elec Service & Dist\Chiller Room Electrical Panel - MCC | 1017232
19-P1 | 19-P1 Mental Health Court | 19-P1-D5010-110-MCC03 | MOTOR CONTROL CENTER #3 (AHU RETURN FANS) | GE ELECTRIC | M-873382 | SPECTRA SERIES | OM00040475 |  | 1ST FLOOR BOILER ROOM | NA | NA | NA | NA | 480 | 600 | NA | 3 | NA | NA | \Classifications\Building System Class\D50-Electrical SYS\D5010 - Elec Service & Dist\Chiller Room Electrical Panel - MCC | 1017233
19-P1 | 19-P1 Mental Health Court | 19-P1-G2023-150-PEG01 | SECURITY PARKING GATE #1 (SALLY PORT WEST) | CUSTOMLINE INC | 00D-7021 | M-35 | OM00040480 |  | SALLY PORT WEST GATE | NA | NA | NA | 3/4 | 240 | 8.5 | NA | 1 | NA | NA | \Classifications\Building System Class\G20-Other Systems\G2020 - Parking Lots\Secured Parking Gate - PEG | 1017234
19-P1 | 19-P1 Mental Health Court | 19-P1-G2023-150-PEG02 | SECURITY PARKING GATE #2 (SALLY PORT EAST) | CUSTOMLINE INC | 91B-6256 | M-12 | OM00040479 |  | SALLY PORT WEST GATE | NA | NA | NA | 1/2 | 240 | 3.8 | NA | 3 | NA | NA | \Classifications\Building System Class\G20-Other Systems\G2020 - Parking Lots\Secured Parking Gate - PEG | 1017235
19-P1 | 19-P1 Mental Health Court | 19-P1-D5011-240-TRN01 | ELECTRICAL TRANSFORMER (RM 101M) | GE ELECTRIC | 9T23B2675 | 9T23B2675 | OM00040484 |  | 1ST FLOOR ELECTRICAL ROOM 101M | NA | NA | NA | NA | 480 | DNA | Electric | 3 | NA | NA | \Classifications\Building System Class\D50-Electrical SYS\D5010 - Elec Service & Dist\Transformer - TRN | 1017236
19-P1 | 19-P1 Mental Health Court | 19-P1-D5011-240-TRN02 | ELECTRICAL TRANSFORMER (BOILER RM) | FEDERAL PACIFIC TRANSFORMER | T4T112-1 | 36-B | OM00040476 |  | 1ST FLOOR BOILER ROOM | NA | NA | NA | NA | 480 | 135 | Electric | 3 | NA | NA | \Classifications\Building System Class\D50-Electrical SYS\D5010 - Elec Service & Dist\Transformer - TRN | 1017237
19-P1 | 19-P1 Mental Health Court | 19-P1-D2022-260-HWG02 | WATER HEATER, GAS | AMERICAN WATER HEATERS | 1108M001236 | BCG3100T1996NOX108 | OM00040477 |  | 1ST FLOOR BOILER ROOM | NA | NA | NA | NA | 110 | NA | Gas |  | 199,000 | NA | \Classifications\Building System Class\D20-Plumbing\D2020 - Domestic Water\Domestic Water Heater, Gas - HWG | 1017276
19-P1 | 19-P1 Mental Health Court | 19-P1-D4024-100-FHS08 | Fire Hose Cabinets (8 Total) | NA | NA | NA | OM00026487 |  | Throughtout Building | NA | NA | NA | NA | NA | NA | NA | NA | NA | NA | \Classifications\Building System Class\D40-Fire Protection SYS\D4020 - Stand Pipe\Other Stand Pipe Hose Systems - FHS | 1018321
19-P1 | 19-P1 Mental Health Court | 19-P1-D4010-150-FMS01 | Fire System, Standpipe (Sprinkler) | NA | NA | Sprinkler System Control | OM00041081 |  | Basement | NA | NA | NA | NA | NA | NA | NA | NA | NA | NA | \Classifications\Building System Class\D40-Fire Protection SYS\D4010 - Sprinkler SYS\Fire Systems, stand pipes - FMS | 1020508
19-Q1 | 19-Q1 Edmund D. Edelman Children's Court | 19-Q1-D3050-210-PKU01 | Package Unit #1 | Trane | F1214727 | GWB2415X | OM00026260 |  | Mechanical Room | NA | NA | R-22 | 1/2 | 240 | 18.5 | Electric | 3 | NA | NA | \Classifications\Building System Class\D30-HVAC Systems\D3050 - Package SYS\Package Unit - PKU | 1011149
19-Q1 | 19-Q1 Edmund D. Edelman Children's Court | 19-Q1-D3041-110-AHU01 | Air Handling Unit #1 | Bell & Gossett | 1680370 | 15106E101/2BF | OM00026251 |  | Roof top | 5V-2500 | NA | NA | 50 | 240 | 125 | Electric | 3 | NA | NA | \Classifications\Building System Class\D30-HVAC Systems\D3040 - Distribution SYS\Air Handling Unit - AHU | 1011150
19-Q1 | 19-Q1 Edmund D. Edelman Children's Court | 19-Q1-D3041-110-AHU02 | Air Handling Unit #2 | Snyder General | 4WB00441 | 730AFCCW | OM00026247 |  | Next to Heliport | 5V-2500 | DNA | NA | 50 | 480 | 62.5 | Electric | 3 | NA | NA | \Classifications\Building System Class\D30-HVAC Systems\D3040 - Distribution SYS\Air Handling Unit - AHU | 1011151
19-Q1 | 19-Q1 Edmund D. Edelman Children's Court | 19-Q1-D3042-220-EFN01 | Exhaust Fan #1 | Greenheck | 91B04538 | GB42050X | OM00026319 |  | Next to Heliport | A60 (2) | NA | NA | 5 | 240 | 14.2 | Electric | 3 | NA | NA | \Classifications\Building System Class\D30-HVAC Systems\D3040 - Distribution SYS\Supply/Exhaust/Return fans- FAN | 1011152
19-Q1 | 19-Q1 Edmund D. Edelman Children's Court | 19-Q1-D3044-125-PHW03 | Hot Water Pump #3 | Bell & Gossett | 1680385 | 2E10-1/2BF | OM00026315 |  | Next to Heliport | NA | NA | NA | NA | 208-230/460 | 28.9-27.2/13.6 | Electric | 3 | NA | NA | \Classifications\Building System Class\D30-HVAC Systems\D3040 - Distribution SYS\Hot Water Pump - PHW | 1011153
19-Q1 | 19-Q1 Edmund D. Edelman Children's Court | 19-Q1-D3044-125-PHW02 | Hot Water Pump #6 | Bell & Gossett | 1680384 | 2E10-1/2BF | OM00026314 |  | Next to Heliport | NA | NA | NA | 10 | 208-230/460 | 28.9-27.2/13.6 | Electric | 3 | NA | NA | \Classifications\Building System Class\D30-HVAC Systems\D3040 - Distribution SYS\Hot Water Pump - PHW | 1011154
19-Q1 | 19-Q1 Edmund D. Edelman Children's Court | 19-Q1-D3044-125-PHW05 | Hot Water Pump #5 (Boiler Room) | Bell & Gossett | 1680386 | 2E10-1/2BF | OM00026313 |  | Next to Heliport | NA | NA | NA | 10 | 208-230/460 | 28.9-27.2/13.6 | Electric | 3 | NA | NA | \Classifications\Building System Class\D30-HVAC Systems\D3040 - Distribution SYS\Hot Water Pump - PHW | 1011155
19-Q1 | 19-Q1 Edmund D. Edelman Children's Court | 19-Q1-D3042-220-EFN02 | Exhaust Fan #3 (Roof) | Greenheck | 91B04540 | GB42050X | OM00026307 |  | Next to Heliport | A60 (2) | NA | NA | 5 | 480 | DNA | Electric | 3 | NA | NA | \Classifications\Building System Class\D30-HVAC Systems\D3040 - Distribution SYS\Supply/Exhaust/Return fans- FAN | 1011156
19-Q1 | 19-Q1 Edmund D. Edelman Children's Court | 19-Q1-D2022-260-HWG01 | Domestic Water Heater #1 | Nickel Shield | 49172733 | 27N250AG | OM00026311 |  | Boiler Room | NA | NA | NA | NA | 110 | 2 | Gas | 1 | 270,000 | NA | \Classifications\Building System Class\D20-Plumbing\D2020 - Domestic Water\Domestic Water Heater, Gas - HWG | 1011157
19-Q1 | 19-Q1 Edmund D. Edelman Children's Court | 19-Q1-D2022-260-HWG02 | Domestic Water Heater #2 | Nickel Shield | 49172734 | 27N250AG | OM00026310 |  | Boiler Room | NA | NA | NA | NA | 110 | 2 | Gas | 1 | 270,000 | NA | \Classifications\Building System Class\D20-Plumbing\D2020 - Domestic Water\Domestic Water Heater, Gas - HWG | 1011158
19-Q1 | 19-Q1 Edmund D. Edelman Children's Court | 19-Q1-D2090-650-WSR01 | Water Softener | Bruner Water Conditioning Equipment Corp | B029100 | 210HBR 2.5T | OM00026309 |  | Boiler Room | NA | NA | NA | NA | 110 | DNA | Electric | 1 | NA | NA | \Classifications\Building System Class\D20-Plumbing\D2090 - Other Plumbing SYS\Water Softener - WSR | 1011159
19-Q1 | 19-Q1 Edmund D. Edelman Children's Court | 19-Q1-D3050-250-ACU02 | AIR CONDITIONING, SPLIT SYSTEM #2 | American Standard | 224148H4F | 7A0018A100A2 | OM00026308 |  | Floor 7 West of Roof | NA | NA | R-22 | 1/8 | 240 | 11 | Electric | 1 | NA | NA | \Classifications\Building System Class\D30-HVAC Systems\D3050 - Package SYS\Air Conditioning,Split System - ACU | 1011160
19-Q1 | 19-Q1 Edmund D. Edelman Children's Court | 19-Q1-D3031-100-PCH03 | Chilled Water Pump (Chiller Room) | Bell & Gossett | 1676103 | 1510 | OM00026253 |  | Roof top | NA | NA | NA | 50 | 230/460 | 74/37 | Electric | 3 | NA | NA | \Classifications\Building System Class\D30-HVAC Systems\D3030 - Cooling SYS\Chilled Water Pump - PCH | 1011165
19-Q1 | 19-Q1 Edmund D. Edelman Children's Court | 19-Q1-D3031-100-PCH04 | Chilled Water Pump #4 (Chiller Room) | Bell & Gossett | 1680369 | GE-101/2BF | OM00026252 |  | Roof top | NA | NA | NA | 50 | 230/460 | 122/61 | Electric | 3 | NA | NA | \Classifications\Building System Class\D30-HVAC Systems\D3030 - Cooling SYS\Chilled Water Pump - PCH | 1011166
19-Q1 | 19-Q1 Edmund D. Edelman Children's Court | 19-Q1-D3031-100-PCH02 | Chilled Water Pump #2 | Bell & Gossett 1510 | NA | 5E105/8BF | OM00026254 |  | Roof top | NA | NA | NA | 30 | 230/460 | 77/37 | Electric | 3 | NA | NA | \Classifications\Building System Class\D30-HVAC Systems\D3030 - Cooling SYS\Chilled Water Pump - PCH | 1011168
19-Q1 | 19-Q1 Edmund D. Edelman Children's Court | 19-Q1-D3030-110-CTW01 | Cooling Tower #1 | Baltimore | 91200265 | 3654CL | OM00026256 |  | Roof top | 231421 | NA | NA | NA | 480 | DNA | Electric | 3 | NA | NA | \Classifications\Building System Class\D30-HVAC Systems\D3030 - Cooling SYS\Cooling Tower - CTW | 1011169
19-Q1 | 19-Q1 Edmund D. Edelman Children's Court | 19-Q1-D3030-110-CTW02 | Cooling Tower #2 | Baltimore | 91200264 | 3654CL | OM00026257 |  | Roof top | 231421 | NA | NA | NA | 480 | DNA | Electric | 3 | NA | NA | \Classifications\Building System Class\D30-HVAC Systems\D3030 - Cooling SYS\Cooling Tower - CTW | 1011170
19-Q1 | 19-Q1 Edmund D. Edelman Children's Court | 19-Q1-D3031-130-CLR01 | Chiller #1 | Trane | L91A01038 | CVHE050FAID03BM2286 | OM00026249 |  | Mechanical Room | NA | NA | R-123 | NA | 480 | 381 | Electric | 3 | NA | NA | \Classifications\Building System Class\D30-HVAC Systems\D3030 - Cooling SYS\Chiller, Water Cooled - CLR | 1011171
19-Q1 | 19-Q1 Edmund D. Edelman Children's Court | 19-Q1-D3031-130-CLR02 | Chiller #2 | Trane | L91B01045 | CVHE050FAID03BM22Z86R | OM00026250 |  | Mechanical Room | NA | NA | R-123 | NA | 480 | 381 | Electric | 3 | NA | NA | \Classifications\Building System Class\D30-HVAC Systems\D3030 - Cooling SYS\Chiller, Water Cooled - CLR | 1011172
19-Q1 | 19-Q1 Edmund D. Edelman Children's Court | 19-Q1-D3021-130-BLR01 | Boiler #1 | Raypak | 191110716 | WO514ADCARDAA | OM00026243 |  | Boiler Room | NA | NA | NA | NA | 480 | DNA | Natural gas | 3 | 511,500 | 396,000 | \Classifications\Building System Class\D30-HVAC Systems\D3020 - Heat SYS\Boiler,Hot Water,Oil/Gas/Comb. - BLR | 1011173
19-Q1 | 19-Q1 Edmund D. Edelman Children's Court | 19-Q1-D3021-130-BLR02 | Boiler #2 | Raypak | 191110715 | WO514ADCARDAA | OM00026242 |  | Boiler Room | NA | NA | NA | NA | 480 | DNA | Natural gas | 3 | 511,500 | 396,000 | \Classifications\Building System Class\D30-HVAC Systems\D3020 - Heat SYS\Boiler,Hot Water,Oil/Gas/Comb. - BLR | 1011174
19-Q1 | 19-Q1 Edmund D. Edelman Children's Court | 19-Q1-D3042-220-EFN03 | Exhaust Fan #6 (Roof) | Greenheck | 91B04541 | GB1807X | OM00026258 |  | Next to Heliport | 4L280 (1) | NA | NA | NA | 480 | DNA | Electric | 3 | NA | NA | \Classifications\Building System Class\D30-HVAC Systems\D3040 - Distribution SYS\Supply/Exhaust/Return fans- FAN | 1011175
19-Q1 | 19-Q1 Edmund D. Edelman Children's Court | 19-Q1-D3090-114-CMP01 | Control Air Compressor - CMP01 | Challenge Air Inc | EA6100001 | ES06 | OM00026255 | State ID# A17801-02 | Roof Chiler Room | A43 (2) | NA | NA | 1/2 | 480 | 1.9 | Electric | 3 | NA | NA | \Classifications\Building System Class\D30-HVAC Systems\D3090 - Other HVAC Systems and Equipment\Air Compressor - CMP | 1011176
19-Q1 | 19-Q1 Edmund D. Edelman Children's Court | 19-Q1-D3041-170-SPF01 | Fan,stairwell pressurization, SPF01 | Greenheck | 91B04536 | BS0HP360100 | OM00026241 |  | Mechanical Room | AX96 (2) | NA | NA | 10 | 200-230/460 | 28.6/14.3 | Electric | 3 | NA | NA | \Classifications\Building System Class\D30-HVAC Systems\D3040 - Distribution SYS\Stairwell Pressurization Fan - SPF | 1011177
19-Q1 | 19-Q1 Edmund D. Edelman Children's Court | 19-Q1-D4022-210-FSG01 | Pump,Fire,Electric Motor Driven - FSG | Fairbanks Morse Pump Corp | K3W2021778 | 7000F | OM00026240 |  | By cooling towers | NA | NA | NA | 200 | 480 | 228 | Electric | 3 | NA | NA | \Classifications\Building System Class\D40-Fire Protection SYS\D4020 - Stand Pipe\Pump,Fire,Electric Motor Driven - FSG | 1011178
19-Q1 | 19-Q1 Edmund D. Edelman Children's Court | 19-Q1-D5092-210-GEN01 | Emergency Standby Generator - GEN | Caterpillar | 5TD01013 | SR4 | OM00026345 |  | Generator Room | NA | NA | NA | 1575 | 480 | 1654 | Diesel | 3 | NA | NA | \Classifications\Building System Class\D50-Electrical SYS\D5090 - Elec SYS\Emergency Generator - GEN | 1011179
19-Q1 | 19-Q1 Edmund D. Edelman Children's Court | 19-Q1-D5037-710-FAP01 | Fire Alarm Panel - FAP | Simplex | NA | 4100 | OM00026333 |  | Security Room | NA | NA | NA | NA | 110 | DNA | Electric | 1 | NA | NA | \Classifications\Building System Class\D50-Electrical SYS\D5030 - Comm & Security\Fire Alarm Panel - FAP | 1011180
19-Q1 | 19-Q1 Edmund D. Edelman Children's Court | 19-Q1-D5092-250-EML200 | Emergency And Exit Lighting - EML200 | NA | NA | NA | OM00026346 |  | Jacobs Shop | NA | NA | NA | NA | 110 | DNA | Electric | 1 | NA | NA | \Classifications\Building System Class\D50-Electrical SYS\D5090 - Elec SYS\Emergency And Exit Lighting - EML | 1011181
19-Q1 | 19-Q1 Edmund D. Edelman Children's Court | 19-Q1-D4031-100-FEX76 | Fire Extinguisher - FEX76 | Kilian | NA | NA | OM00026348 |  | Fire Pump Room M1A | NA | NA | NA | NA | NA | NA | NA | NA | NA | NA | \Classifications\Building System Class\D40-Fire Protection SYS\D4030 - FIRE SPEC\Fire Extinguisher - FEX | 1011182
19-Q1 | 19-Q1 Edmund D. Edelman Children's Court | 19-Q1-G2049-300-HSC01 | Hardscape - HSC | NA | NA | NA | OM00026347 |  | Jacobs Shop | NA | NA | NA | NA | NA | NA | Electric | NA | NA | NA | \Classifications\Building System Class\G20-Other Systems\G2040 - Site Development\Hardscape - HSC | 1011183
19-Q1 | 19-Q1 Edmund D. Edelman Children's Court | 19-Q1-D4024-100-FHS01 | Other Stand Pipe and Hose Systems-FHS | NA | NA | NA | OM00026334 |  | Fire Pump Room | NA | NA | NA | NA | NA | NA | NA | NA | NA | NA | \Classifications\Building System Class\D40-Fire Protection SYS\D4020 - Stand Pipe\Other Stand Pipe Hose Systems - FHS | 1011185
19-Q1 | 19-Q1 Edmund D. Edelman Children's Court | 19-Q1-D5010-234-ATS01 | Automatic Transfer Switch - ATS01 | Westinghouse | ATSRD42000XS | 05T2145 | OM00026354 |  | Electrical Room | NA | NA | NA | NA | 480 | 2000 | Electric | 3 | NA | NA | \Classifications\Building System Class\D50-Electrical SYS\D5010 - Elec Service & Dist\Automatic Transfer Switch - ATS | 1011186
19-Q1 | 19-Q1 Edmund D. Edelman Children's Court | 19-Q1-D2023-100-BFP01 | BACKFLOW PREVENTER #1 (BYPASS FIRE 3/4") | FEBCO | F000215 | 825Y | OM00026237 | ID#: 2 of 3 | W SIDE OF BUILDING LOADING DOCK (BACKFLOW #1) | NA | NA | NA | NA | NA | NA | NA | NA | NA | NA | \Classifications\Building System Class\D20-Plumbing\D2020 - Domestic Water\Backflow Preventer - BFP | 1011188
19-Q1 | 19-Q1 Edmund D. Edelman Children's Court | 19-Q1-D2023-100-BFP02 | BACKFLOW PREVENTER #2 (FIRE RISER 6") | Febco | F0405180638 | 825YD | OM00026320 | ID#: 3 of 3 | W SIDE OF BULDING BY LOADING DOCK (BACKFLOW #2) | NA | NA | NA | NA | NA | NA | NA | NA | NA | NA | \Classifications\Building System Class\D20-Plumbing\D2020 - Domestic Water\Backflow Preventer - BFP | 1011189
19-Q1 | 19-Q1 Edmund D. Edelman Children's Court | 19-Q1-D1010-100-ELE01 | Elevator #1 | Montgomery Elevator Company | C69894 | 208E | OM00026306 | State ID# 099781 | Elevator Room | NA | NA | NA | NA | 480 | DNA | Electric | 3 | NA | NA | \Classifications\Building System Class\D10-Conveyance Systems\D1010 - Elevator\Elevator,Electric,Pass/Freight - ELE | 1011191
19-Q1 | 19-Q1 Edmund D. Edelman Children's Court | 19-Q1-D1010-100-ELE02 | Elevator #2 | Montgomery | C69895 | 208E | OM00026305 | State ID# 099782 | Elevator Room | NA | NA | NA | NA | 480 | DNA | Electric | 3 | NA | NA | \Classifications\Building System Class\D10-Conveyance Systems\D1010 - Elevator\Elevator,Electric,Pass/Freight - ELE | 1011192
19-Q1 | 19-Q1 Edmund D. Edelman Children's Court | 19-Q1-D1010-100-ELE03 | Elevator #3 | Montgomery | C69896 | 208E | OM00026304 | State ID# 099783 | Elevator Room | NA | NA | NA | NA | 480 | DNA | Electric | 3 | NA | NA | \Classifications\Building System Class\D10-Conveyance Systems\D1010 - Elevator\Elevator,Electric,Pass/Freight - ELE | 1011193
19-Q1 | 19-Q1 Edmund D. Edelman Children's Court | 19-Q1-D1010-100-ELE04 | Elevator #4 | Montgomery | C69897 | 208200 | OM00026303 | State ID# 099784 | Elevator Room | NA | NA | NA | NA | 480 | DNA | Electric | 3 | NA | NA | \Classifications\Building System Class\D10-Conveyance Systems\D1010 - Elevator\Elevator,Electric,Pass/Freight - ELE | 1011194
19-Q1 | 19-Q1 Edmund D. Edelman Children's Court | 19-Q1-D1010-100-ELE05 | Elevator #5 | Montgomery | C69898 | 208E | OM00026302 | State ID# 099785¦Under Renovation/Replacement until 01/15/2020 | Elevator Room | NA | NA | NA | NA | 480 | DNA | Electric | 3 | NA | NA | \Classifications\Building System Class\D10-Conveyance Systems\D1010 - Elevator\Elevator,Electric,Pass/Freight - ELE | 1011195
19-Q1 | 19-Q1 Edmund D. Edelman Children's Court | 19-Q1-D1010-100-ELE06 | Elevator #6 | Montgomery | C69899 | 208E | OM00026301 | State ID# 099786¦ Under Renovation/Replacement until 01/15/2020 | Elevator Room | NA | NA | NA | NA | 480 | DNA | Electric | 3 | NA | NA | \Classifications\Building System Class\D10-Conveyance Systems\D1010 - Elevator\Elevator,Electric,Pass/Freight - ELE | 1011196
19-Q1 | 19-Q1 Edmund D. Edelman Children's Court | 19-Q1-D1010-100-ELE07 | Elevator #7 | Montgomery | C69900 | 208E | OM00026300 | State ID# 099787 | Elevator Room | NA | NA | NA | NA | 480 | DNA | Electric | 3 | NA | NA | \Classifications\Building System Class\D10-Conveyance Systems\D1010 - Elevator\Elevator,Electric,Pass/Freight - ELE | 1011197
19-Q1 | 19-Q1 Edmund D. Edelman Children's Court | 19-Q1-D1010-100-ELE08 | Elevator #8 | Montgomery | C69901 | 208200 | OM00026299 | State ID# 099788 | Elevator Room | NA | NA | NA | NA | 480 | DNA | Electric | 3 | NA | NA | \Classifications\Building System Class\D10-Conveyance Systems\D1010 - Elevator\Elevator,Electric,Pass/Freight - ELE | 1011198
19-Q1 | 19-Q1 Edmund D. Edelman Children's Court | 19-Q1-D1010-100-ELE09 | Elevator #9 | Montgomery | C69902 | 208200 | OM00026297 | State ID# 099789 | Elevator Room | NA | NA | NA | NA | 480 | DNA | Electric | 3 | NA | NA | \Classifications\Building System Class\D10-Conveyance Systems\D1010 - Elevator\Elevator,Electric,Pass/Freight - ELE | 1011199
19-Q1 | 19-Q1 Edmund D. Edelman Children's Court | 19-Q1-D1010-100-ELE10 | Elevator #10 | Montgomery | C69903 | 210E | OM00026298 | State ID# 099030 | Elevator Room | NA | NA | NA | NA | 480 | DNA | Electric | 3 | NA | NA | \Classifications\Building System Class\D10-Conveyance Systems\D1010 - Elevator\Elevator,Electric,Pass/Freight - ELE | 1011200
19-Q1 | 19-Q1 Edmund D. Edelman Children's Court | 19-Q1-D1010-100-ELE11 | Elevator #11 | Montgomery | C69904 | 208E | OM00026349 | State ID# 099248 | Elevator Room | NA | NA | NA | NA | 480 | DNA | Electric | 3 | NA | NA | \Classifications\Building System Class\D10-Conveyance Systems\D1010 - Elevator\Elevator,Electric,Pass/Freight - ELE | 1011201
19-Q1 | 19-Q1 Edmund D. Edelman Children's Court | 19-Q1-D1010-100-ELE12 | Elevator #12 | Montgomery | C69905 | 208E | OM00026350 | State ID# 099790 | Elevator Room | NA | NA | NA | NA | 480 | DNA | Electric | 3 | NA | NA | \Classifications\Building System Class\D10-Conveyance Systems\D1010 - Elevator\Elevator,Electric,Pass/Freight - ELE | 1011202
19-Q1 | 19-Q1 Edmund D. Edelman Children's Court | 19-Q1-D1010-100-ELE14 | Elevator #14 | Montgomery | C69907 | 208E | OM00026352 | State ID# 099827 | Elevator Room | NA | NA | NA | NA | 480 | DNA | Electric | 3 | NA | NA | \Classifications\Building System Class\D10-Conveyance Systems\D1010 - Elevator\Elevator,Electric,Pass/Freight - ELE | 1011204
19-Q1 | 19-Q1 Edmund D. Edelman Children's Court | 19-Q1-G3063-100-UST01 | FUEL STORAGE TANK (UNDERGROUND 1000 GALLONS) | Owens | NA | 6K | OM00040892 |  | By Loading Dock | NA | NA | NA | NA | 110 | DNA | Diesel | 1 | NA | NA | \Classifications\Building System Class\G30-Site Mechanical Utilities\G3060 - Fuel Distribution\Tank, Fuel Storage, Underground - UST | 1011208
19-Q1 | 19-Q1 Edmund D. Edelman Children's Court | 19-Q1-D1010-100-ELE16 | Elevator #16 | NA | NA | NA | OM00026351 | State ID# 099826 | DNA |  |  | NA |  |  |  | Electric |  |  |  | \Classifications\Building System Class\D10-Conveyance Systems\D1010 - Elevator\Elevator,Electric,Pass/Freight - ELE | 1011639
19-Q1 | 19-Q1 Edmund D. Edelman Children's Court | 19-Q1-B2034-400-DOH01 | Rollup 1 overhead rollup door | Milcor Telescoping Doors | 52229 | NA | OM00026883 |  | Bus door. | NA | na | NA | 0.5 | 208V | DNA | Electric | NA | NA | na | \Classifications\Building System Class\B20-General Building Exterior\B2030 - Exterior Doors\Door,Overhead-Shutter,Manual,Elec,Roll-up - DOH | 1014145
19-Q1 | 19-Q1 Edmund D. Edelman Children's Court | 19-Q1-B2034-400-DOH02 | Roll up 2 door overhead | Cooksom rolling doors | NA | NA | OM00026825 |  | Looding door. | NA | NA | NA | NA | 208-230/460 | 5.1-4.8/2.4 | Electric | DNA | NA | NA | \Classifications\Building System Class\B20-General Building Exterior\B2030 - Exterior Doors\Door,Overhead-Shutter,Manual,Elec,Roll-up - DOH | 1014146
19-Q1 | 19-Q1 Edmund D. Edelman Children's Court | 19-Q1-C1020-110-FRD01 | Overhead Fire Door (Security Office) | Cookson Rolling Fire Doors | WHI005205 | NA | OM00026821 |  | Security office. | NA | NA | NA | NA | 208V | 0.5 | Electric | 3 | NA | NA | \Classifications\Building System Class\C10-General Building Interior\C1020 - Fire Doors\Fire Doors - FRD | 1014147
19-Q1 | 19-Q1 Edmund D. Edelman Children's Court | 19-Q1-C1020-110-FRD02 | Overhead Fire Door (Security Office) | Cookson Rolling Fire Doors | WHI005204 | NA | OM00026822 |  | Security office. | NA | NA | NA | NA | 208V | 0.5 | Electric | 3 | NA | NA | \Classifications\Building System Class\C10-General Building Interior\C1020 - Fire Doors\Fire Doors - FRD | 1014148
19-Q1 | 19-Q1 Edmund D. Edelman Children's Court | 19-Q1-D2017-100-SHW01 | Shower eyewahes emergency | Haws | NA | 006700016 | OM00026835 |  | Penthouse Chiller room | NA | NA | NA | NA | NA | NA | NA | NA | NA | NA | \Classifications\Building System Class\D20-Plumbing\D2010 - Plumb Fix\Showers - SHW | 1014149
19-Q1 | 19-Q1 Edmund D. Edelman Children's Court | 19-Q1-D3020-100-HET01 | HEAT WATER EXPANSION TANK 1 | NA | NA | NA | OM00026828 |  | Boiller room. | NA | NA | NA | NA | NA | NA | NA | NA | NA | na | \Classifications\Building System Class\D30-HVAC Systems\D3020 - Heat SYS\Heater Water Expansion Tank - HET | 1014151
19-Q1 | 19-Q1 Edmund D. Edelman Children's Court | 19-Q1-D2090-230-WIP01 | Pump water treatment pump | Lakewood Instruments | 1034480332 | 1575E | OM00026836 |  | Chiller room. | NA | NA | NA | NA | 120 | 10 | Electric | DNA | NA | NA | \Classifications\Building System Class\D20-Plumbing\D2090 - Other Plumbing SYS\Water Treatment Inhibitor Pump - WIP | 1014154
19-Q1 | 19-Q1 Edmund D. Edelman Children's Court | 19-Q1-D3042-220-EFN07 | Exaust fan #7, Kitchen (belt driven) EFN07 | Essick Air Products | 62763 | NA | OM00026831 |  | Roof | NA | NA | NA | NA | 220V | DNA | Electric | 3 | NA | NA | \Classifications\Building System Class\D30-HVAC Systems\D3040 - Distribution SYS\Supply/Exhaust/Return fans- FAN | 1014155
19-Q1 | 19-Q1 Edmund D. Edelman Children's Court | 19-Q1-D3068-100-BAS01 | Building Automation system BAS | NA | NA | NA | OM00026980 |  | Chiller room | NA | NA | NA | NA | 208V | DNA | Electric | 1 | NA | NA | \Classifications\Building System Class\D30-HVAC Systems\D3060 - Control & Inst Air\Building Automation System - BAS | 1014159
19-Q1 | 19-Q1 Edmund D. Edelman Children's Court | 19-Q1-D4010-150-FMS01 | Fire stand pipe FMS02 | NA | NA | NA | OM00026884 |  | Near fromt stairs to entrance. | NA | na | NA | na | NA | NA | NA | NA | NA | na | \Classifications\Building System Class\D40-Fire Protection SYS\D4010 - Sprinkler SYS\Fire Systems, stand pipes - FMS | 1014160
19-Q1 | 19-Q1 Edmund D. Edelman Children's Court | 19-Q1-D4022-210-JPM01 | Pump jockey fire pump | GRUNDFOS/Balador | F1290 | C4100 | OM00030643 |  | Fire pump next to cafeteria. | NA | NA | NA | 5 | 208-230/460 | 13.1-11.5/5.7 | Electric | DNA | NA | NA | \Classifications\Building System Class\D40-Fire Protection SYS\D4020 - Stand Pipe\Jockey Pump - JPM | 1014163
19-Q1 | 19-Q1 Edmund D. Edelman Children's Court | 19-Q1-D4024-100-FHS02 | Other stand pipe and hose system | NA | NA | NA | OM00030642 |  | Fire pump room. | NA | na | NA | na | NA | NA | NA | NA | NA | na | \Classifications\Building System Class\D40-Fire Protection SYS\D4020 - Stand Pipe\Other Stand Pipe Hose Systems - FHS | 1014164
19-Q1 | 19-Q1 Edmund D. Edelman Children's Court | 19-Q1-D5010-200-ESD01 | Electrical main panel | Siemens | 60024021 | Series FCI | OM00026879 | 0620301802 | Main electrical room | NA | NA | NA | NA | 480V | 300 | Electric | DNA | NA | NA | \Classifications\Building System Class\D50-Electrical SYS\D5010 - Elec Service & Dist\Electical Service and Distribution - ESD | 1014165
19-Q1 | 19-Q1 Edmund D. Edelman Children's Court | 19-Q1-D5010-110-MCC02 | Motor Control Center | Siemens | 0914675806201 | NA | OM00026880 |  | Main electrical. | NA | NA | NA | NA | 480 | 600 | Electric | 3 | NA | NA | \Classifications\Building System Class\D50-Electrical SYS\D5010 - Elec Service & Dist\Chiller Room Electrical Panel - MCC | 1014166
19-Q1 | 19-Q1 Edmund D. Edelman Children's Court | 19-Q1-D5011-240-TRN01 | Transformer 2 | Siemens | NA | NA | OM00026877 | 2240103704 | Electrical room. | NA | NA | NA | NA | 480V | 300 | Electric | 3 | NA | NA | \Classifications\Building System Class\D50-Electrical SYS\D5010 - Elec Service & Dist\Transformer - TRN | 1014167
19-Q1 | 19-Q1 Edmund D. Edelman Children's Court | 19-Q1-D5011-240-TRN02 | ELECTRICAL TRANSFORMER TRN02 | Siemens | NA | NA | OM00026819 |  | South end. | NA | NA | NA | NA | 480V | 300 | Electric | DNA | NA | NA | \Classifications\Building System Class\D50-Electrical SYS\D5010 - Elec Service & Dist\Transformer - TRN | 1014168
19-Q1 | 19-Q1 Edmund D. Edelman Children's Court | 19-Q1-D5011-240-TRN03 | Transformer 3 | Siemens | NA | NA | OM00026878 |  | Electrical room | NA | NA | NA | NA | 480V | 300 | Electric | DNA | NA | NA | \Classifications\Building System Class\D50-Electrical SYS\D5010 - Elec Service & Dist\Transformer - TRN | 1014169
19-Q1 | 19-Q1 Edmund D. Edelman Children's Court | 19-Q1-D5011-240-TRN05 | Electrical transformer 5 | Siemens | NA | NA | OM00026815 |  | Electrical room. | NA | NA | NA | NA | 480V | 300 | Electric | 3 | NA | NA | \Classifications\Building System Class\D50-Electrical SYS\D5010 - Elec Service & Dist\Transformer - TRN | 1014170
19-Q1 | 19-Q1 Edmund D. Edelman Children's Court | 19-Q1-D5011-240-TRN06 | Electrical transformer 6 | Siemens | NA | NA | OM00026817 |  | Electrical room. | NA | NA | NA | NA | 480V | 300 | Electric | 3 | NA | NA | \Classifications\Building System Class\D50-Electrical SYS\D5010 - Elec Service & Dist\Transformer - TRN | 1014171
19-Q1 | 19-Q1 Edmund D. Edelman Children's Court | 19-Q1-D5011-240-TRN07 | Electrical transformer 7 | Siemens | L101522 | NA | OM00026820 |  | Electrical room | NA | NA | NA | NA | 480V | 300 | Electric | 3 | NA | NA | \Classifications\Building System Class\D50-Electrical SYS\D5010 - Elec Service & Dist\Transformer - TRN | 1014172
19-Q1 | 19-Q1 Edmund D. Edelman Children's Court | 19-Q1-G3010-210-PWT02 | Tank potable water storage tank PWT02 | NA | NA | NA | OM00026873 |  | By coolingtower. | NA | NA | NA | NA | NA | NA | NA | NA | NA | NA | \Classifications\Building System Class\G30-Site Mechanical Utilities\G3010 - Water Supply\Potable Water Storage Tank - PWT | 1014176
19-Q1 | 19-Q1 Edmund D. Edelman Children's Court | 19-Q1-E1092-100-TCP01 | Trash Compactor | Baldor | NA | NA | OM00026826 |  | Trash room. | NA | NA | NA | 10 | 208-230/460 | 30-28/14 | Electric | 3 | NA | NA | \Classifications\Building System Class\E10-Equipment\E1090 - Other Equipment\Trash Compactor - TCP | 1014177
19-Q1 | 19-Q1 Edmund D. Edelman Children's Court | 19-Q1-B2010-100-BLD01 | Building | NA | NA | NA | OM00036865 | [12 empty] | \Classifications\Building System Class\B20-General Building Exterior\B2010 - Exterior Walls\Building - BLD | 1015409
19-Q1 | 19-Q1 Edmund D. Edelman Children's Court | 19-Q1-D2023-100-BFP07 | BACKFLOW PREVENTER #4 (IRRIGATION 2") | Febco | AF-5519 | 825-Y 2-1/2" | OM00026881 | OW0209916-FA0234824-BD0039132 | West side of bldg by Dom. Water Meter - Irrigation, BY LOADING DOCK (BACKFLOW #4) (LAPHD FORM REQUIRED) | NA | NA | NA | NA | NA | NA | NA | NA | NA |  | \Classifications\Building System Class\D20-Plumbing\D2020 - Domestic Water\Backflow Preventer - BFP | 1015900
19-Q1 | 19-Q1 Edmund D. Edelman Children's Court | 19-Q1-D2023-100-BFP08 | BACKFLOW PREVENTER #5 (BOILER FEED 1") | Febco | J013443 | 825-Y 1" | OM00026827 | OW0209916-FA0234824-BD0039133 | BOILER RM, EAST WALL AC BOILER FEED (BACKFLOW #5) (LAPHD FORM REQUIRED) | NA | NA | NA | NA | NA | NA | NA | NA | NA | NA | \Classifications\Building System Class\D20-Plumbing\D2020 - Domestic Water\Backflow Preventer - BFP | 1015901
19-Q1 | 19-Q1 Edmund D. Edelman Children's Court | 19-Q1-D2023-100-BFP09 | BACKLFOW PREVENTER #3 (COOLING TOWER 2 1/2") | Febco | 5150950 | 825-YD 2-1/2" | OM00026353 | OW0209916-FA0234824-BD0039134-12108 | Penthouse, Chiller Room West Wall MAKEUP WATER FOR CHILLER/COOLING TOWER (BACKFLOW #3) TOWER (LAPHD FORM REQUIRED) | NA | NA | NA | NA | NA | NA | NA | NA | NA | NA | \Classifications\Building System Class\D20-Plumbing\D2020 - Domestic Water\Backflow Preventer - BFP | 1015902
19-Q1 | 19-Q1 Edmund D. Edelman Children's Court | 19-Q1-D2023-100-BFP10 | BACKFLOW PREVENTER #6 (DOMESTIC WATER 4") | WILKINS | J13758 | 350 6" | OM00026239 | ID#: 1 of 3 | EXTERIOR BY THE LOADING DOCK (BACKFLOW #6) | [10 empty] | \Classifications\Building System Class\D20-Plumbing\D2020 - Domestic Water\Backflow Preventer - BFP | 1016017
19-Q1 | 19-Q1 Edmund D. Edelman Children's Court | 19-Q1-G3010-210-FWT01 | TANK, FIRE WATER STORAGE | JOOR TANK CO | NA | STEEL | OM00035736 |  | GROUND FLOOR PUMP ROOM | NA | NA | NA | NA | NA | NA | NA | NA | NA | NA | \Classifications\Building System Class\G30-Site Mechanical Utilities\G3010 - Water Supply\Fire Water Tank - FWT | 1016166
19-Q1 | 19-Q1 Edmund D. Edelman Children's Court | 19-Q1-D4095-230-HBL01 | VENT HOOD (CAFETERIA, WET) BASEMENT | ANSUL | R332578 | R-102 | OM00036665 |  | CAFETERIA IN BASEMENT | NA | NA | NA | NA | NA | DNA | Electric | DNA | NA | NA | \Classifications\Building System Class\D40-Fire Protection SYS\D4090 - Other Fire Protection Systems\Hood and Blower - HBL | 1016185
19-Q1 | 19-Q1 Edmund D. Edelman Children's Court | 19-Q1-G3063-100-DAT01 | TANK, DIESEL FUEL DAY | PRYCO | 02115841 | PY50UL-CLA | OM00037765 |  | GROUNDS IN GENERATOR AREA | NA | NA | NA | NA | NA | NA | Diesel |  | NA | NA | \Classifications\Building System Class\G30-Site Mechanical Utilities\G3060 - Fuel Distribution\Tank, Fuel Storage Day - DAT | 1016604
19-Q1 | 19-Q1 Edmund D. Edelman Children's Court | 19-Q1-D3021-130-BLR06 | Hot Water Boiler #3 | Lochinvar | E14H00263235 | CHN2072M7 | OM00040403 |  | Roof Boiler Room | NA | 16x16x1 Heavy Duty | NA | NA | 120 | 14.8 | Gas | 1 | 1,999,000 | 1,790,000 | \Classifications\Building System Class\D30-HVAC Systems\D3020 - Heat SYS\Boiler,Hot Water,Oil/Gas/Comb. - BLR | 1017641
19-Q1 | 19-Q1 Edmund D. Edelman Children's Court | 19-Q1-D3021-130-BLR07 | Hot Water Boiler #4 | Lochinvar | E14H00263234 | CHN2072 | OM00040404 |  | Roof Boiler Room | NA | 16x16x1 Heavy Duty | NA | NA | 120 | 14.8 | Gas | 1 | 1,999,000 | 1,790,000 | \Classifications\Building System Class\D30-HVAC Systems\D3020 - Heat SYS\Boiler,Hot Water,Oil/Gas/Comb. - BLR | 1017642
19-Q1 | 19-Q1 Edmund D. Edelman Children's Court | 19-Q1-D3021-130-BLR08 | Hot Water Boiler #5 | Lochinvar | E14H00263239 | CHN2072 | OM00040405 |  | Roof Boiler Room | NA | 16x16x1 Heavy Duty | NA | NA | 120 | 14.8 | Gas | 1 | 1,999,000 | 1,790,000 | \Classifications\Building System Class\D30-HVAC Systems\D3020 - Heat SYS\Boiler,Hot Water,Oil/Gas/Comb. - BLR | 1017643
19-Q1 | 19-Q1 Edmund D. Edelman Children's Court | 19-Q1-D3050-250-ACU03 | Air Conditioning Split System (Generator Pen) | Fujitsu | GEN004299 | AOU30CLX1 | OM00026323 |  | Generator Pen | NA | NA | R-410A | NA | 240 | 12.5 | Electric | 1 | NA | NA | \Classifications\Building System Class\D30-HVAC Systems\D3050 - Package SYS\Air Conditioning,Split System - ACU | 1017953
19-Q1 | 19-Q1 Edmund D. Edelman Children's Court | 19-Q1-D3050-250-ACU05 | Air Conditioning Split System (Main Comm Rm) | Liebert | NA | MMC069WGY00 | OM00040733 |  | Main Communications Room | NA | NA | R-22 | NA | 240 | 21.4 | Electric | 3 | NA | NA | \Classifications\Building System Class\D30-HVAC Systems\D3050 - Package SYS\Air Conditioning,Split System - ACU | 1017955
19-Q1 | 19-Q1 Edmund D. Edelman Children's Court | 19-Q1-D3050-250-ACU04 | Air Conditioning Split System (Data Comm Rm) | Liebert | NA | MMC035G-P00 | OM00040732 |  | Data Communications Room | NA | NA | R-22 | NA | 240 | 19.9 | Electric | 1 | NA | NA | \Classifications\Building System Class\D30-HVAC Systems\D3050 - Package SYS\Air Conditioning,Split System - ACU | 1017954
19-Q1 | 19-Q1 Edmund D. Edelman Children's Court | 19-Q1-D3090-220-CMD01 | Compressor Air Dryer (Chiller Room) | Hankinson Corp | 033119010921N | 8005 | OM00036672 |  | Penthouse Chiller Room | NA | NA | R-12 | 1/10 | 115 | 2 | Electric | 1 | NA | NA | \Classifications\Building System Class\D30-HVAC Systems\D3090 - Other HVAC Systems and Equipment\Compressed Air Dryer - CMD | 1018466
19-Q1 | 19-Q1 Edmund D. Edelman Children's Court | 19-Q1-B3010-100-RUF01 | Roof | NA | NA | NA | OM00036891 |  | Roof | NA | NA | NA | NA | NA | NA | NA |  | NA | NA | \Classifications\Building System Class\B30-Roofing\B3010 - Roof Types\Roof - RUF | 1018493
19-Q1 | 19-Q1 Edmund D. Edelman Children's Court | 19-Q1-D3042-220-EFN06 | Exhaust Fan #5 (Chiller Rm) | Greenheck | 13935581411 | CWB-20015X | OM00026259 | OM00026330 | Roof Chiler Room | AP-26 | NA | NA | 1.5 | 460 | 3 | Electric | 3 | NA | NA | \Classifications\Building System Class\D30-HVAC Systems\D3040 - Distribution SYS\Supply/Exhaust/Return fans- FAN | 1018759
19-Q1 | 19-Q1 Edmund D. Edelman Children's Court | 19-Q1-D3060-100-RDS02 | Refrigerant Leak Detection System | Greenheck | 13935581411.00 | CWB-20015X | OM00026330 |  | Roof Chiler Room | NA | NA | NA | NA | 24VDC | 1 | Electric | 3 | NA | NA | \Classifications\Building System Class\D30-HVAC Systems\D3060 - Control & Inst Air\Refrigerant Leak Detection System - RDS | 1018760
19-Q1 | 19-Q1 Edmund D. Edelman Children's Court | 19-Q1-E1033-310-HLF01 | Loading Dock Leveler Lift (Hydraulic)(Loading Dock) | Kelly Inc | NA | Atlantic | OM00026824 |  | Loading Dock | NA | NA | NA | NA | NA | DNA | Electric | DNA | NA | NA | \Classifications\Building System Class\E10-Equipment\E1030 - Vehicular Equipment\Hydraulic Lift,Loading Dock - HLF | 1019094
19-Q1 | 19-Q1 Edmund D. Edelman Children's Court | 19-Q1-D2023-310-HWP06 | Hot Water Circulating Pump (Boiler Rm) HWP06 | Taco Inc | NA | 1935-CIEI | OM00036129 |  | Boiler Room,Penthouse | NA | NA | NA | 3/4 | 115/208-230 | 11.4/5.7 | Electric | 1 | NA | NA | \Classifications\Building System Class\D20-Plumbing\D2020 - Domestic Water\Domestic Hot Water Circulating Pump - HWP | 1019095
19-Q1 | 19-Q1 Edmund D. Edelman Children's Court | 19-Q1-D2023-310-HWP07 | Hot Water Circulating Pump (Boiler Rm) HWP07 | Taco Inc | NA | 1935-CIEI | OM00036128 |  | Penthouse | NA | NA | NA | 3/4 | 115/208-230 | 11.4/5.7 | Electric | 1 | NA | NA | \Classifications\Building System Class\D20-Plumbing\D2020 - Domestic Water\Domestic Hot Water Circulating Pump - HWP | 1019096
19-Q1 | 19-Q1 Edmund D. Edelman Children's Court | 19-Q1-D2023-310-HWP08 | Hot Water Circulating Pump (Boiler Rm) | Bell & Gosset | 172644 | NA | OM00040407 |  | Penthouse | NA | NA | NA | 1/3 | 115/208-230 | 3.5/1.7 | Electric | 1 | NA | NA | \Classifications\Building System Class\D20-Plumbing\D2020 - Domestic Water\Domestic Hot Water Circulating Pump - HWP | 1019098
19-Q1 | 19-Q1 Edmund D. Edelman Children's Court | 19-Q1-D2023-310-HWP09 | Hot Water Circulating Pump (Boiler Rm) HWP09 | Taco Inc | NA | 1935-CIEI | OM00036127 |  | Penthouse | NA | NA | NA | 3/4 | 115/208-230 | 11.4/5.7 | Electric | 1 | NA | NA | \Classifications\Building System Class\D20-Plumbing\D2020 - Domestic Water\Domestic Hot Water Circulating Pump - HWP | 1019099
19-Q1 | 19-Q1 Edmund D. Edelman Children's Court | 19-Q1-D2023-310-HWP10 | Hot Water Circulating Pump (Boiler Rm) HWP10 | Bell & Gosset | NA | 172644 | OM00040408 |  | Penthouse | NA | NA | NA | 1/4 | 115/208-230 | 2.8/1.5-1.4 | Electric | 1 | NA | NA | \Classifications\Building System Class\D20-Plumbing\D2020 - Domestic Water\Domestic Hot Water Circulating Pump - HWP | 1019100
19-Q1 | 19-Q1 Edmund D. Edelman Children's Court | 19-Q1-D2023-310-HWP11 | Hot Water Circulating Pump (Boiler Rm) HWP11 | Bell & Gosset | NA | 172709LF | OM00040409 |  | Penthouse | NA | NA | NA | 1/4 | 115/208-230 | 2.8/1.5-1.4 | Electric | 1 | NA | NA | \Classifications\Building System Class\D20-Plumbing\D2020 - Domestic Water\Domestic Hot Water Circulating Pump - HWP | 1019101
19-Q1 | 19-Q1 Edmund D. Edelman Children's Court | 19-Q1-D2023-310-HWP12 | Hot Water Circulating Pump (Boiler Rm) HWP12 | Bell & Gosset | NA | 172709LF | OM00036126 |  | Penthouse | NA | NA | NA | 1/4 | 115/208-230 | 2.8/1.5-1.4 | Electric | 1 | NA | NA | \Classifications\Building System Class\D20-Plumbing\D2020 - Domestic Water\Domestic Hot Water Circulating Pump - HWP | 1019102
19-Q1 | 19-Q1 Edmund D. Edelman Children's Court | 19-Q1-D5010-200-ESD02 | Main Electrical Panel (Service Disconnect) MCE02 | Siemens | 60024022 | Series FCI | OM00036664 |  | Ground Floor | NA | NA | NA | NA | 277/480 | DNA | Electric | 3 | NA | NA | \Classifications\Building System Class\D50-Electrical SYS\D5010 - Elec Service & Dist\Electical Service and Distribution - ESD | 1019103
19-Q1 | 19-Q1 Edmund D. Edelman Children's Court | 19-Q1-D5010-110-MCC01 | Motor Control Center (Chiller Rm) | Siemens | 914665806203 | 90015806203 | OM00026814 |  | Penthouse | NA | NA | NA | NA | 480 | 2500 | Electric | 3 | NA | NA | \Classifications\Building System Class\D50-Electrical SYS\D5010 - Elec Service & Dist\Chiller Room Electrical Panel - MCC | 1019104
19-Q1 | 19-Q1 Edmund D. Edelman Children's Court | 19-Q1-D5010-110-MCC03 | Motor Control Center (Chiller Rm) | Siemens | 0914665806203 | 90015806203 | OM00036671 |  | Penthouse | NA | NA | NA | NA | 480 | 2500 | Electric | 3 | NA | NA | \Classifications\Building System Class\D50-Electrical SYS\D5010 - Elec Service & Dist\Chiller Room Electrical Panel - MCC | 1019105
19-Q1 | 19-Q1 Edmund D. Edelman Children's Court | 19-Q1-D5010-110-MCC04 | Motor Control Center (Main Electrical Room) MCC04 | Siemens | 0914675806202 | NA | OM00036662 |  | DNA | NA | NA | NA | NA | 480 | 600 | Electric | 3 | NA | NA | \Classifications\Building System Class\D50-Electrical SYS\D5010 - Elec Service & Dist\Chiller Room Electrical Panel - MCC | 1019106
19-Q1 | 19-Q1 Edmund D. Edelman Children's Court | 19-Q1-D5010-110-MCC05 | Motor Control Center Cafeteria Electrical Rm) MCC05 | Siemens | 090011430601 | NA | OM00036123 |  | Ground Floor | NA | NA | NA | NA | 460/480 | 600 | Electric | 3 | NA | NA | \Classifications\Building System Class\D50-Electrical SYS\D5010 - Elec Service & Dist\Chiller Room Electrical Panel - MCC | 1019108
19-Q1 | 19-Q1 Edmund D. Edelman Children's Court | 19-Q1-D3031-100-PCH05 | Chilled Water Pump (W. Side Roof) PCH05 | Flowserve Pumps | 11032307003 | P138B | OM00036131 |  | Westside of Roof | NA | NA | NA | 2 | 208-230/460 | 6.4-6.2/3.1 | Electric | 3 | NA | NA | \Classifications\Building System Class\D30-HVAC Systems\D3030 - Cooling SYS\Chilled Water Pump - PCH | 1019109
19-Q1 | 19-Q1 Edmund D. Edelman Children's Court | 19-Q1-G3010-210-PWT03 | Potable Water Storage Tank (Kitchen) | Magna Tank & Heater Co | 12233 | NA | OM00040402 |  | Boiler Room, Penthouse | NA | NA | NA | NA | NA | NA | NA | NA | NA | NA | \Classifications\Building System Class\G30-Site Mechanical Utilities\G3010 - Water Supply\Potable Water Storage Tank - PWT | 1019111
19-Q1 | 19-Q1 Edmund D. Edelman Children's Court | 19-Q1-D3041-230-RFN02 | Return Fan #1 (Penthouse Fan Rm) | Snyder General | 4WB-00442 | 730AFCCW | OM00026813 |  | Penthouse, Fan Room | NA | NA | NA | 60 | 230/460 | 125/62.5 | Electric | 3 | NA | NA | \Classifications\Building System Class\D30-HVAC Systems\D3040 - Distribution SYS\Supply/Exhaust/Return fans- FAN | 1019112
19-Q1 | 19-Q1 Edmund D. Edelman Children's Court | 19-Q1-D3042-240-SEF01 | Smoke Exhaust Fan #1 (Lockup Control Rm) | Greenheck Co | NA | BSQ24020 | OM00041000 |  | Lockup Ceiling in Control Room | A76 (2) | NA | NA | 2 | 460 | DNA | Electric | 3 | NA | NA | \Classifications\Building System Class\D30-HVAC Systems\D3040 - Distribution SYS\Supply/Exhaust/Return fans- FAN | 1019113
19-Q1 | 19-Q1 Edmund D. Edelman Children's Court | 19-Q1-D3042-240-SEF03 | Smoke Exhaust Fan #3 (Lockup Control Rm) SEF03 | Greenheck Co | NA | BSQ24020 | OM00036668 |  | Lockup Ceiling in Control Room | A76 (2) | NA | NA | 2 | 460 | DNA | Electric | 3 | NA | NA | \Classifications\Building System Class\D30-HVAC Systems\D3040 - Distribution SYS\Supply/Exhaust/Return fans- FAN | 1019114
19-Q1 | 19-Q1 Edmund D. Edelman Children's Court | 19-Q1-D3042-240-SEF04 | Smoke Exhaust Fan #4 (Lockup Control Rm) SEF04 | Greenheck Co | NA | BSQ24020 | OM00036667 |  | Lockup Ceiling in Control Room | A76 (2) | NA | NA | 2 | 460 | DNA | Electric | 3 | NA | NA | \Classifications\Building System Class\D30-HVAC Systems\D3040 - Distribution SYS\Supply/Exhaust/Return fans- FAN | 1019115
19-Q1 | 19-Q1 Edmund D. Edelman Children's Court | 19-Q1-D5010-200-ESD08 | Electrical Switchboard, under 560 Volts (2nd Floor) SBR01 | Siemens | 60024026 | Series FCI | OM00036670 |  | Electrical Room | NA | NA | NA | NA | 208Y/120 | DNA | Electric | 3 | NA | NA | \Classifications\Building System Class\D50-Electrical SYS\D5010 - Elec Service & Dist\Electical Service and Distribution - ESD | 1019117
19-Q1 | 19-Q1 Edmund D. Edelman Children's Court | 19-Q1-D5010-200-ESD09 | Electrical Switchboard, under 560 Volts (5th Floor) SBR02 | Siemens | 60024024 | Series FCI | OM00036666 |  | Electrical Room | NA | NA | NA | NA | 208Y/120 | DNA | Electric | 3 | NA | NA | \Classifications\Building System Class\D50-Electrical SYS\D5010 - Elec Service & Dist\Electical Service and Distribution - ESD | 1019118
19-Q1 | 19-Q1 Edmund D. Edelman Children's Court | 19-Q1-D5010-200-ESD03 | Electrical Switchboard, under 560 Volts (Ground Floor) SBR03 | Siemens | 60135281 | FDP | OM00036122 |  | Ground Floor Main Electrical Room | NA | NA | NA | NA | NA | DNA | Electric | DNA | NA | NA | \Classifications\Building System Class\D50-Electrical SYS\D5010 - Elec Service & Dist\Electical Service and Distribution - ESD | 1019119
19-Q1 | 19-Q1 Edmund D. Edelman Children's Court | 19-Q1-D3042-240-SEF02 | Smoke Exhaust Fan #3 (Lockup Control Rm) SEF02 | Greenheck Co | NA | BSQ24020 | OM00040989 |  | Lockup Ceiling in Control Room | A76 (2) | NA | NA | 2 | 460 | DNA | Electric | 3 | NA | NA | \Classifications\Building System Class\D30-HVAC Systems\D3040 - Distribution SYS\Supply/Exhaust/Return fans- FAN | 1019121
19-Q1 | 19-Q1 Edmund D. Edelman Children's Court | 19-Q1-D5010-200-ESD05 | Electrical Switchboard, under 560 Volts (Ground Floor) SBR05 | Siemens | 600240210 | Series FCI | OM00036121 |  | Ground Floor Main Electrical Room | NA | NA | NA | NA | NA | DNA | Electric | DNA | NA | NA | \Classifications\Building System Class\D50-Electrical SYS\D5010 - Elec Service & Dist\Electical Service and Distribution - ESD | 1019122
19-Q1 | 19-Q1 Edmund D. Edelman Children's Court | 19-Q1-D5010-200-ESD06 | Electrical Switchboard, under 560 Volts (Ground Floor) SBR06 | Siemens | 60024029 | Series FCI | OM00036663 |  | Ground Floor Main Electrical Room | NA | NA | NA | NA | NA | DNA | Electric | DNA | NA | NA | \Classifications\Building System Class\D50-Electrical SYS\D5010 - Elec Service & Dist\Electical Service and Distribution - ESD | 1019123
19-Q1 | 19-Q1 Edmund D. Edelman Children's Court | 19-Q1-D5010-200-ESD07 | Electrical Switchboard, under 560 Volts (Elevators Penthouse) SBR07 | Siemens | 600240211 | Series FCI | OM00036130 |  | Penthouse Mech Room | NA | NA | NA | NA | 480 | DNA | Electric | 3 | NA | NA | \Classifications\Building System Class\D50-Electrical SYS\D5010 - Elec Service & Dist\Electical Service and Distribution - ESD | 1019124
19-Q1 | 19-Q1 Edmund D. Edelman Children's Court | 19-Q1-D1013-310-WCL01 | Wheelchair Lift #1 (Rm D401) WCL01 | G & T | NA | NA | OM00040428 | PEND RISK RVW | Courtroom D401 | NA | NA | NA | NA | NA | DNA | Electric | DNA | NA | NA | \Classifications\Building System Class\D10-Conveyance Systems\D1010 - Elevator\Wheelchair Lift - WCL | 1019127
19-Q1 | 19-Q1 Edmund D. Edelman Children's Court | 19-Q1-D1013-310-WCL02 | Wheelchair Lift #2 (Rm D405) WCL02 | G & T | NA | NA | OM00040429 | PEND RISK RVW | Courtroom D405 | NA | NA | NA | NA | NA | DNA | Electric | DNA | NA | NA | \Classifications\Building System Class\D10-Conveyance Systems\D1010 - Elevator\Wheelchair Lift - WCL | 1019128
19-Q1 | 19-Q1 Edmund D. Edelman Children's Court | 19-Q1-D1013-310-WCL03 | Wheelchair Lift #3 (Rm D413) WCL03 | G & T | NA | NA | OM00040430 | PEND RISK RVW | Courtroom D413 | NA | NA | NA | NA | NA | DNA | Electric | DNA | NA | NA | \Classifications\Building System Class\D10-Conveyance Systems\D1010 - Elevator\Wheelchair Lift - WCL | 1019129
19-Q1 | 19-Q1 Edmund D. Edelman Children's Court | 19-Q1-D1013-310-WCL04 | Wheelchair Lift #4 (Rm D421) | G & T | NA | NA | OM00040431 | PEND RISK RVW | Courtroom D421 | NA | NA | NA | NA | NA | DNA | Electric | DNA | NA | NA | \Classifications\Building System Class\D10-Conveyance Systems\D1010 - Elevator\Wheelchair Lift - WCL | 1019130
19-Q1 | 19-Q1 Edmund D. Edelman Children's Court | 19-Q1-D3041-210-SFN01 | Supply Fan #1 (Roof AHU Rm) SFN01 | Snyder General | 4WB-00444 | 730AFCW | OM00026343 |  | Penthouse | 5V2240 (8) | NA | NA | 150 | 460 | 169 | Electric | 3 | NA | NA | \Classifications\Building System Class\D30-HVAC Systems\D3040 - Distribution SYS\Supply/Exhaust/Return fans- FAN | 1019131
19-Q1 | 19-Q1 Edmund D. Edelman Children's Court | 19-Q1-D3041-210-SFN02 | Supply Fan #2 (Roof AHU Rm) SFN02 | Snyder General | 4WB-00443 | 730AFCW | OM00026344 |  | Penthouse | 5V2240 (8) | NA | NA | 150 | 460 | 177 | Electric | 3 | NA | NA | \Classifications\Building System Class\D30-HVAC Systems\D3040 - Distribution SYS\Supply/Exhaust/Return fans- FAN | 1019132
19-Q1 | 19-Q1 Edmund D. Edelman Children's Court | 19-Q1-D3041-210-SFN03 | Supply Fan #3 (Roof AHU Rm) | Greenheck Co | 91B04529 | BSQ1005 | OM00026876 |  | 1st Hallway by Loading Dock | 4L380 (1) | NA | NA | 1/2 | 208-230/460 | 2.1-2.2/1.1 | Electric | 3 | NA | NA | \Classifications\Building System Class\D30-HVAC Systems\D3040 - Distribution SYS\Supply/Exhaust/Return fans- FAN | 1019133
19-Q1 | 19-Q1 Edmund D. Edelman Children's Court | 19-Q1-D3041-210-SFN04 | Supply Fan #4 (Roof AHU Rm) SFN04 | Greenheck Co | 9I03932 | BSQ1605 | OM00040997 |  | Above Ceiling in Kitchen | 4L510 (1) | NA | NA | 1/2 | 208-230/460 | 2.1-2.2/1.1 | Electric | 3 | NA | NA | \Classifications\Building System Class\D30-HVAC Systems\D3040 - Distribution SYS\Supply/Exhaust/Return fans- FAN | 1019134
19-Q1 | 19-Q1 Edmund D. Edelman Children's Court | 19-Q1-D2023-310-WBS04 | Water Booster Pump (Fire Pump Rm) WBS02 | SyncroFlo | W017611146-0049M0004 | 22TG05xxx-6H-xx-SEF55-1 | OM00026331 |  | Inside of the fire pump room on the ground floor | NA | NA | NA | 5 | 460 | 6.4 | Electric | 3 | NA | NA | \Classifications\Building System Class\D20-Plumbing\D2020 - Domestic Water\Domestic Water Booster System - WBS | 1019294
19-Q1 | 19-Q1 Edmund D. Edelman Children's Court | 19-Q1-G3010-210-PWT04 | Potable Water Storage Tank PWT01 | SyncroFlo | 350626 | 132GAL-24"DIA.-125 | OM00026332 |  | Inside of the boiler room on penthouse | NA | NA | NA | NA | NA | NA | NA | NA | NA | NA | \Classifications\Building System Class\G30-Site Mechanical Utilities\G3010 - Water Supply\Potable Water Storage Tank - PWT | 1019301
19-Q1 | 19-Q1 Edmund D. Edelman Children's Court | 19-Q1-D3041-230-RFN03 | Return Fan #2 (Penthouse Roof) | Snyder General | 4WB00441 | 730_AF_CCW | OM00026247 |  | Penthouse, Fan Room | NA | NA | NA | 60 | 230/460 | 125/62.5 | Electric | 3 | NA | NA | \Classifications\Building System Class\D30-HVAC Systems\D3040 - Distribution SYS\Supply/Exhaust/Return fans- FAN | 1021416
19-Q2 | 19-Q2 Parking Structure-Edelman Court | 19-Q2-D1010-100-ELE01 | Elevator #01 - Parking Garage | Otis Elevator Company | 13631 | 17CP | OM00026361 | State ID# 099806 | Elevator Room - Parking Garage ELE01 | NA | NA | NA | NA | 480 | DNA | Electric | 3 | NA | NA | \Classifications\Building System Class\D10-Conveyance Systems\D1010 - Elevator\Elevator,Electric,Pass/Freight - ELE | 1011203
19-Q2 | 19-Q2 Parking Structure-Edelman Court | 19-Q2-D1010-100-ELE02 | Elevator #02 Parking Garage | Otis Elevator Company | NA | NA | OM00026362 | State ID# 099805 | Parking Garage ELE02 |  |  | NA |  |  |  | Electric |  |  |  | \Classifications\Building System Class\D10-Conveyance Systems\D1010 - Elevator\Elevator,Electric,Pass/Freight - ELE | 1011638
19-Q2 | 19-Q2 Parking Structure-Edelman Court | 19-Q2-D1010-100-ELE03 | Elevator #03 Parking Garage | Otis Elevator Company | HC2050 | NA | OM00026355 | State ID# 099824 | Parking Garage ELE03 | [6 empty] | Hydraulic |  |  |  | \Classifications\Building System Class\D10-Conveyance Systems\D1010 - Elevator\Elevator,Hydraulic,Pass/Freight - ELE | 1011640
19-Q2 | 19-Q2 Parking Structure-Edelman Court | 19-Q2-D3050-250-ACU01 | AIR CONDITIONING, SPLIT SYSTEM #1 (Parking Structure) | American standard | NA | NA | OM00026874 |  | CLC7 (Parking Structure) | DNA | DNA | R-22 | DNA | 120V | .5 | Electric | NA | NA | NA | \Classifications\Building System Class\D30-HVAC Systems\D3050 - Package SYS\Air Conditioning,Split System - ACU | 1014158
19-Q2 | 19-Q2 Parking Structure-Edelman Court | 19-Q2-D3042-220-EFN01 | Exhaust Fan #1 (Parking Structure) | GreenHeck Co. | 91E03228 | SPNE-36-90 | OM00026358 |  | Secure Parking | AX62 (2) | NA | NA | 5 | 208-230/460 | 13.8-13.2/6.6 | Electric | 3 | NA | NA | \Classifications\Building System Class\D30-HVAC Systems\D3040 - Distribution SYS\Supply/Exhaust/Return fans- FAN | 1018591
19-Q2 | 19-Q2 Parking Structure-Edelman Court | 19-Q2-D3042-220-EFN02 | Exhaust Fan #2 (Parking Structure) | GreenHeck Co. | 91E03229 | SPNE-48-75 | OM00026356 |  | Secure Parking | AX64 (2) | NA | NA | 7.5 | 208-230/460 | 24-21.6/10.8 | Electric | 3 | NA | NA | \Classifications\Building System Class\D30-HVAC Systems\D3040 - Distribution SYS\Supply/Exhaust/Return fans- FAN | 1018592
19-Q2 | 19-Q2 Parking Structure-Edelman Court | 19-Q2-D3042-220-EFN03 | Exhaust Fan #3 (Parking Structure) | GreenHeck Co. | 91E03239 | SPNE-48-50 | OM00026360 |  | Secure Parking | AX62 (2) | NA | NA | 5 | 230/460 | 13/6.5 | Electric | 3 | NA | NA | \Classifications\Building System Class\D30-HVAC Systems\D3040 - Distribution SYS\Supply/Exhaust/Return fans- FAN | 1018593
19-Q2 | 19-Q2 Parking Structure-Edelman Court | 19-Q2-D4010-150-FMS01 | Fire System Stand Pipe Deluge | NA | NA | NA | OM00040435 |  | Secure Parking | NA | NA | NA | NA | NA | NA | NA |  | NA | NA | \Classifications\Building System Class\D40-Fire Protection SYS\D4010 - Sprinkler SYS\Fire Systems, stand pipes - FMS | 1018595
19-Q2 | 19-Q2 Parking Structure-Edelman Court | 19-Q2-D3042-220-EFN04 | Exhaust Fan #4 (Parking Structure) | GreenHeck Co. | 91E03231 | SPNE-48-50 | OM00026359 |  | Secure Parking | AX62 (2) | NA | NA | 5 | 208-230/460 | 13.8-13.2/6.6 | Electric | 3 | NA | NA | \Classifications\Building System Class\D30-HVAC Systems\D3040 - Distribution SYS\Supply/Exhaust/Return fans- FAN | 1018594
19-Q2 | 19-Q2 Parking Structure-Edelman Court | 19-Q2-B2034-400-DOH01 | Door OverHead Manual Roll-up (Parking Structure) | NA | NA | NA | OM00040434 |  | Between Secured & Public Parking Area | NA | NA | NA | NA | NA | NA | NA |  | NA | NA | \Classifications\Building System Class\B20-General Building Exterior\B2030 - Exterior Doors\Door,Overhead-Shutter,Manual,Elec,Roll-up - DOH | 1018596
19-Q2 | 19-Q2 Parking Structure-Edelman Court | 19-Q2-B2034-400-DOH02 | Door OverHead Manual Roll-up (North Side) | 24 Best Roll-up Door Inc | NA | NA | OM00040999 |  | North side of Building | NA | NA | NA | NA | NA | NA | NA |  | NA | NA | \Classifications\Building System Class\B20-General Building Exterior\B2030 - Exterior Doors\Door,Overhead-Shutter,Manual,Elec,Roll-up - DOH | 1018597
19-Q2 | 19-Q2 Parking Structure-Edelman Court | 19-Q2-B2034-400-DOH05 | Door Overhead Electric Roll-up (Entrance) | Cookson | NA | NA | OM00040436 |  | Main Entrance Door to Parking | NA | NA | NA | NA | 208-230/460 | 5.1-4.8/2.4 | Electric | 3 | NA | NA | \Classifications\Building System Class\B20-General Building Exterior\B2030 - Exterior Doors\Door,Overhead-Shutter,Manual,Elec,Roll-up - DOH | 1018600
19-Q2 | 19-Q2 Parking Structure-Edelman Court | 19-Q2-B2034-400-DOH07 | Door OverHead Manual Roll-up | Cookson | NA | NA | OM00026244 |  | Parking Structure Sky-Walk | NA | NA | NA | NA | NA | NA | NA |  | NA | NA | \Classifications\Building System Class\B20-General Building Exterior\B2030 - Exterior Doors\Door,Overhead-Shutter,Manual,Elec,Roll-up - DOH | 1018602
19-Q2 | 19-Q2 Parking Structure-Edelman Court | 19-Q2-B2034-400-DOH06 | Door Overhead Electric Roll-up | NA | NA | NA | OM00040998 |  | Entrance Door | B340 (1) | NA | NA | 5 | 208-230/460 | 2.3-2/1 | Electric | 3 | NA | NA | \Classifications\Building System Class\B20-General Building Exterior\B2030 - Exterior Doors\Door,Overhead-Shutter,Manual,Elec,Roll-up - DOH | 1018601
19-Q2 | 19-Q2 Parking Structure-Edelman Court | 19-Q2-B2034-400-DOH08 | Overhead Roll-Up Door (Entrance) | R&D Doors | 34914 | Heavy Duty Roll-Up | OM00026327 |  | Exit Door from the secured parking area | NA | NA | NA | 1/2 | 460 | DNA | Electric | 3 | NA | NA | \Classifications\Building System Class\B20-General Building Exterior\B2030 - Exterior Doors\Door,Overhead-Shutter,Manual,Elec,Roll-up - DOH | 1018758
19-Q2 | 19-Q2 Parking Structure-Edelman Court | 19-Q2-B2034-400-DOH09 | Overhead Roll-Up Door (Entrance) | R&D Doors | 34814 | Heavy Duty Roll-Up | OM00026328 |  | Secured Parking Area | NA | NA | NA | 1/2 | 460 | DNA | Electric | 3 | NA | NA | \Classifications\Building System Class\B20-General Building Exterior\B2030 - Exterior Doors\Door,Overhead-Shutter,Manual,Elec,Roll-up - DOH | 1018761
19-R1 | 19-R1 Eastlake Juvenile Court | 19-R1-B2010-100-CTY01 | Building | NA | NA | NA | OM00037893 | [12 empty] | \Classifications\Building System Class\B20-General Building Exterior\B2010 - Exterior Walls\Building - BLD | 1016549
19-R1 | 19-R1 Eastlake Juvenile Court | 19-R1-D5092-250-EML04 | EMERGENCY LIGHTING (5) | NA | NA | NA | OM00037909 |  | THROUGHOUT BUILDING | NA | NA | NA | NA | NA | DNA | Electric | DNA | NA | NA | \Classifications\Building System Class\D50-Electrical SYS\D5090 - Elec SYS\Emergency And Exit Lighting - EML | 1017268
19-S1 | 19-S1 Hollywood Courthouse | 19-S1-B2010-100-BLD01 | BUILDING | NA | NA | NA | OM00035161 |  | ENTIRE BUILDING | NA | NA | NA | NA | NA | NA | NA | NA | NA | NA | \Classifications\Building System Class\B20-General Building Exterior\B2010 - Exterior Walls\Building - BLD | 1013053
19-S1 | 19-S1 Hollywood Courthouse | 19-S1-D1010-100-ELE01 | ELEVATOR #1, HYDRAULIC (PUBLIC) | WESTINGHOUSE | NA | NA | OM00035182 | State ID# 082514 | ELEVATOR ROOM | 3BX678 (2) | NA | NA | 25 | 230/460 | 64.0/32.0 | Hydraulic | 3 | NA | NA | \Classifications\Building System Class\D10-Conveyance Systems\D1010 - Elevator\Elevator,Hydraulic,Pass/Freight - ELE | 1013054
19-S1 | 19-S1 Hollywood Courthouse | 19-S1-D1010-100-ELE02 | ELEVATOR #2, HYDRAULIC (CUSTODY) | WESTINGHOUSE | NA | D-221187 | OM00035173 | State ID# 082515 | ELEVATOR ROOM | 3VX670 (2) | NA | NA | 25 | 230/460 | 64.0/32.0 | Hydraulic | 3 | NA | NA | \Classifications\Building System Class\D10-Conveyance Systems\D1010 - Elevator\Elevator,Hydraulic,Pass/Freight - ELE | 1013055
19-S1 | 19-S1 Hollywood Courthouse | 19-S1-D1010-100-ELE03 | ELEVATOR #3, HYDRAULIC (JUDGES) | WESTINGHOUSE | NA | D2218 | OM00035174 | State ID# 082516 | ELEVATOR ROOM | 3VX600 (2) | NA | NA | 25 | 230/460 | 64.0/32.0 | Hydraulic | 3 | NA | NA | \Classifications\Building System Class\D10-Conveyance Systems\D1010 - Elevator\Elevator,Hydraulic,Pass/Freight - ELE | 1013056
19-S1 | 19-S1 Hollywood Courthouse | 19-S1-D5092-250-ELT25 | LIGHTING, EXTERIOR (25) | NA | NA | NA | OM00035166 |  | EXTERIOR AROUND BUILDING | NA | NA | NA | NA | 277 | DNA | Electric | DNA | NA | NA | \Classifications\Building System Class\D50-Electrical SYS\D5090 - Elec SYS\Exterior Lighting - ELT | 1013057
19-S1 | 19-S1 Hollywood Courthouse | 19-S1-D5092-250-EML65 | LIGHING, EMERGENCY (30) & EXIT (35) | NA | NA | NA | OM00035165 |  | THROUGHOUT BUILDING | NA | NA | NA | NA | 110, 115, 120, 277 | NA | Electric | NA | NA | NA | \Classifications\Building System Class\D50-Electrical SYS\D5090 - Elec SYS\Emergency And Exit Lighting - EML | 1013058
19-S1 | 19-S1 Hollywood Courthouse | 19-S1-D5037-710-FAP01 | FIRE ALARM PANEL | SECURITY COMMON | NA | NA | OM00035181 |  | SHERRIFF OFFICE LOCKUP AREA | NA | NA | NA | NA | 120 | 15 | Electric | 1 | NA | NA | \Classifications\Building System Class\D50-Electrical SYS\D5030 - Comm & Security\Fire Alarm Panel - FAP | 1013059
19-S1 | 19-S1 Hollywood Courthouse | 19-S1-D4031-100-FEX35 | FIRE EXTINGUISHERS (35) | NA | NA | NA | OM00035163 |  | THROUGH OUT BUILDING | NA | NA | NA | NA | NA | NA | NA | NA | NA | NA | \Classifications\Building System Class\D40-Fire Protection SYS\D4030 - FIRE SPEC\Fire Extinguisher - FEX | 1013060
19-S1 | 19-S1 Hollywood Courthouse | 19-S1-D4010-150-FMS01 | Fire Sprinkler Riser | Garvin Fire Protection | NA | NA | OM00035178 |  | ENTRY TO EMPLOYEE PARKING | NA | NA | NA | NA | NA | NA | NA | NA | NA | NA | \Classifications\Building System Class\D40-Fire Protection SYS\D4010 - Sprinkler SYS\Fire Systems, stand pipes - FMS | 1013061
19-S1 | 19-S1 Hollywood Courthouse | 19-S1-D3020-100-HET01 | HEATER WATER EXPANSION TANK | Wessel Tank Company | NA | NA | OM00035197 |  | Mech Room Penthouse | NA | NA | NA | NA | NA | NA | NA | NA | NA | NA | \Classifications\Building System Class\D30-HVAC Systems\D3020 - Heat SYS\Heater Water Expansion Tank - HET | 1013063
19-S1 | 19-S1 Hollywood Courthouse | 19-S1-G2049-300-HSC01 | HARDSCAPE | NA | NA | NA | OM00035162 |  | GROUNDS | NA | NA | NA | NA | NA | NA | NA | NA | NA | NA | \Classifications\Building System Class\G20-Other Systems\G2040 - Site Development\Hardscape - HSC | 1013064
19-S1 | 19-S1 Hollywood Courthouse | 19-S1-D2022-260-HWG01 | WATER HEATER, DOMESTIC GAS | AO SMITH | MM000996846 | BTR154110 | OM00035198 |  | Mech Room Penthouse | NA | NA | NA | NA | 120 | 5 | Gas | NA | 154,000 | NA | \Classifications\Building System Class\D20-Plumbing\D2020 - Domestic Water\Domestic Water Heater, Gas - HWG | 1013065
19-S1 | 19-S1 Hollywood Courthouse | 19-S1-D2023-310-HWP01 | PUMP, DOMESTIC HOT WATER CIRCULATING | BELL & GOSSETT | 106197 | F10 | OM00035199 |  | BOILER ROOM | NA | NA | NA | 1/2 | 120 | 5 | Electric | 3 | NA | NA | \Classifications\Building System Class\D20-Plumbing\D2020 - Domestic Water\Domestic Hot Water Circulating Pump - HWP | 1013066
19-S1 | 19-S1 Hollywood Courthouse | 19-S1-D5010-110-MCC01 | Motor Control Center | CUTLER HAMMER | 8LF9617149R | NA | OM00035184 |  | BOILER ROOM | NA | NA | NA | NA | 480 | 400 | Electric | 3 | NA | NA | \Classifications\Building System Class\D50-Electrical SYS\D5010 - Elec Service & Dist\Chiller Room Electrical Panel - MCC | 1013067
19-S1 | 19-S1 Hollywood Courthouse | 19-S1-D3044-125-PHW01 | HOT WATER PUMP #1 | Bell & Gosset | 187175M61 | 332109 | OM00035187 |  | Mech Room Penthouse | NA | NA | NA | 3 | 208/230 | 9.4-9/4.5 | Electric | 3 | NA | NA | \Classifications\Building System Class\D30-HVAC Systems\D3040 - Distribution SYS\Hot Water Pump - PHW | 1013069
19-S1 | 19-S1 Hollywood Courthouse | 19-S1-D3044-125-PHW02 | HOT WATER PUMP #2 | BELL & GOSSETT | 187175H61 | 332109 | OM00035188 |  | Mech Room Penthouse | NA | NA | NA | 3 | 208/230 | 9.49/4.5 | Electric | 3 | NA | NA | \Classifications\Building System Class\D30-HVAC Systems\D3040 - Distribution SYS\Hot Water Pump - PHW | 1013070
19-S1 | 19-S1 Hollywood Courthouse | 19-S1-D3050-210-PKU01 | PACKAGE UNIT #1 | York | W1M6212057 | PHE4B3621A | OM00035193 |  | BEHIND EVAP COOLERS | NA | NA | R-22 | NA | 208/230 | 15.9 | Electric | 1 | NA | NA | \Classifications\Building System Class\D30-HVAC Systems\D3050 - Package SYS\Package Unit - PKU | 1013071
19-S1 | 19-S1 Hollywood Courthouse | 19-S1-D2040-100-PSU01 | SUMP PUMP #1 | CALHOUN & POXON | 27581 | AC074-01-08-14-1 | OM00035171 |  | PARKING GARAGE | NA | NA | NA | 1/2 | 208 | 5.0 | Electric | 3 | NA | NA | \Classifications\Building System Class\D20-Plumbing\D2040 - Rain Drain\Sump Pump - PSU | 1013072
19-S1 | 19-S1 Hollywood Courthouse | 19-S1-D2040-100-PSU02 | SUMP PUMP #2 | CALHOUN & PAXON | NA | AC074-01-08-14-1 | OM00035172 |  | PARKING GARAGE | NA | NA | NA | 1/2 | 208 | 5.0 | Electric | 3 | NA | NA | \Classifications\Building System Class\D20-Plumbing\D2040 - Rain Drain\Sump Pump - PSU | 1013073
19-S1 | 19-S1 Hollywood Courthouse | 19-S1-D5010-200-ESD01 | ELECTRICAL SWITCHBOARD (UNDER 560 VOLTS) | CUTTER-HAMMER | 5LF9817149-A | MP2DS | OM00035169 |  | ELECTRICAL ROOM | NA | NA | NA | NA | 480 | 1000 | Electric | 3 | NA | NA | \Classifications\Building System Class\D50-Electrical SYS\D5010 - Elec Service & Dist\Electical Service and Distribution - ESD | 1013074
19-S1 | 19-S1 Hollywood Courthouse | 19-S1-D5011-240-TRN01 | ELECTRICAL TRANSFORMER | Challenger Electrical Equipment Corp | 29485158001 | 3BN | OM00035168 |  | ELECTRICAL ROOM | NA | NA | NA | NA | 480-208/120 | 75 | Electric | 3 | NA | NA | \Classifications\Building System Class\D50-Electrical SYS\D5010 - Elec Service & Dist\Transformer - TRN | 1013075
19-S1 | 19-S1 Hollywood Courthouse | 19-S1-D5011-240-TRN02 | ELECTRICAL TRANSFORMER #2 | Challenger Electrical Equipment Corp | 29485158357 | 3BN | OM00035185 |  | BOILER ROOM | NA | NA | NA | NA | 480/208-120 | 30 | Electric | 3 | NA | NA | \Classifications\Building System Class\D50-Electrical SYS\D5010 - Elec Service & Dist\Transformer - TRN | 1013076
19-S1 | 19-S1 Hollywood Courthouse | 19-S1-D5011-240-TRN03 | ELECTRICAL TRANSFORMER #3 | Challenger Electrical Equipment Corp | 29485157975 | 3BN | OM00035186 |  | BOILER ROOM | NA | NA | NA | NA | 120-208/480 | 75 | Electric | 3 | NA | NA | \Classifications\Building System Class\D50-Electrical SYS\D5010 - Elec Service & Dist\Transformer - TRN | 1013077
19-S1 | 19-S1 Hollywood Courthouse | 19-S1-D3050-210-PKU02 | Package Unit #2 | TRANE | J85E71162 | SAHCC5540BD5D74D3AO1NRB | OM00035191 |  | EASTSIDE | NA | 24X24X22 (a) | R-22 | NA | 460 | 50.5 | Electric | 3 | NA | NA | \Classifications\Building System Class\D30-HVAC Systems\D3050 - Package SYS\Package Unit - PKU | 1013080
19-S1 | 19-S1 Hollywood Courthouse | 19-S1-D3050-210-PKU03 | Package Unit #3 | TRANE | J85E71161 | SAHCC554OBD5D74D3AO1NRB | OM00035192 |  | EAST SIDE | NA | 24X24X22 (a) | R-22 | NA | 460 | 50.5 | Electric | 3 | NA | NA | \Classifications\Building System Class\D30-HVAC Systems\D3050 - Package SYS\Package Unit - PKU | 1013081
19-S1 | 19-S1 Hollywood Courthouse | 19-S1-D3042-220-EFN01 | EXHAUST FAN #1 | Peerless Co | NA | 365B | OM00035189 |  | WEST WALL | AX91 (2) | NA | NA | 3 | 230/460 | 9.0-4.5 | Electric | 3 | NA | NA | \Classifications\Building System Class\D30-HVAC Systems\D3040 - Distribution SYS\Supply/Exhaust/Return fans- FAN | 1013082
19-S1 | 19-S1 Hollywood Courthouse | 19-S1-D3042-220-EFN02 | EXHAUST FAN #2 (BELT DRIVEN) | Peerless Co | HF7984 | 270B | OM00035194 |  | Mech Room Penthouse | A-67 (1) | NA | NA | 3 | 230/460 | 9.0-4.5 | Electric | 3 | NA | NA | \Classifications\Building System Class\D30-HVAC Systems\D3040 - Distribution SYS\Supply/Exhaust/Return fans- FAN | 1013083
19-S1 | 19-S1 Hollywood Courthouse | 19-S1-B3010-100-RUF01 | ROOFING SYSTEM | NA | NA | NA | OM00035167 |  | ROOF | NA | NA | NA | NA | NA | NA | NA | NA | NA | NA | \Classifications\Building System Class\B30-Roofing\B3010 - Roof Types\Roof - RUF | 1013084
19-S1 | 19-S1 Hollywood Courthouse | 19-S1-G2050-200-LSC01 | LANDSCAPING | NA | NA | NA | OM00035164 |  | GROUNDS | NA | NA | NA | NA | NA | NA | NA | NA | NA | NA | \Classifications\Building System Class\G20-Other Systems\G2050 - Landscaping\Landscaping - LSC | 1013085
19-S1 | 19-S1 Hollywood Courthouse | 19-S1-D3021-130-BLR01 | Hot Water Boiler, Gas | Ajax Boiler, Inc. | 85-37603 | WG-1050 S | OM00035196 |  | Mech Room Penthouse | NA | NA | NA | NA | 115 | DNA | Natural gas | NA | 1,050,000 | 840,000 | \Classifications\Building System Class\D30-HVAC Systems\D3020 - Heat SYS\Boiler,Hot Water,Oil/Gas/Comb. - BLR | 1013089
19-S1 | 19-S1 Hollywood Courthouse | 19-S1-D3090-220-CMD01 | COMPRESSOR, AIR DRYER | Hankison | GR10A1/51609170 | 3Y49A | OM00035183 |  | BOILER ROOM | A-52 | NA | R-134a | 3/4 | 115 | DNA | Electric | 3 | NA | NA | \Classifications\Building System Class\D30-HVAC Systems\D3090 - Other HVAC Systems and Equipment\Compressed Air Dryer - CMD | 1013090
19-S1 | 19-S1 Hollywood Courthouse | 19-S1-B2034-400-DOH01 | DOOR, OVERHEAD ROLLUP (ELECTRIC) | CORNELL | J2010107758001 | NA | OM00035177 |  | PARKING GARAGE ENTRY | NA | NA | NA | 1/2 | 460 | 15 | Electric | 3 | NA | NA | \Classifications\Building System Class\B20-General Building Exterior\B2030 - Exterior Doors\Door,Overhead-Shutter,Manual,Elec,Roll-up - DOH | 1013091
19-S1 | 19-S1 Hollywood Courthouse | 19-S1-D2023-100-BFP05 | Backflow, Boiler Makeup | Wilkins | 3649279 | 975XL2 3/4" | OM00036308 | OW0209916-FA0204819-BD0008484 | Boiler Room (LAPHD FORM REQUIRED) | [10 empty] | \Classifications\Building System Class\D20-Plumbing\D2020 - Domestic Water\Backflow Preventer - BFP | 1017743
19-S1 | 19-S1 Hollywood Courthouse | 19-S1-D5010-234-ATS01 | Automatic Transfer Switch (Generator Rm) | General Electric Zenith | NA | MX150 | OM00035175 |  | Roof Close to Generator | NA | NA | NA | NA | NA | DNA | Electric | DNA | NA | NA | \Classifications\Building System Class\D50-Electrical SYS\D5010 - Elec Service & Dist\Automatic Transfer Switch - ATS | 1017888
19-S1 | 19-S1 Hollywood Courthouse | 19-S1-D5092-210-GEN02 | Emergency Generator (Roof) | Cummins | K080219614 | DSFAA-7280169 | OM00036619 |  | Roof Generator Room | NA | Fleetguard OptAir AF25960 (1) | NA | 145 | NA | DNA | Diesel | 3 | NA | NA | \Classifications\Building System Class\D50-Electrical SYS\D5090 - Elec SYS\Emergency Generator - GEN | 1017889
19-S1 | 19-S1 Hollywood Courthouse | 19-S1-D3090-114-CMP01 | Compressor Air Control (Roof Mech Rm) | Air Compressor Products Inc | 18541434144 | ACP-C2T-1603 | OM00040459 |  | Mech Room Roof | B45 (2) | NA | NA | NA | NA | NA | Electric | NA | NA | NA | \Classifications\Building System Class\D30-HVAC Systems\D3090 - Other HVAC Systems and Equipment\Air Compressor - CMP | 1017970
19-S1 | 19-S1 Hollywood Courthouse | 19-S1-D3042-220-EFN03 | Exhaust Fan (Roof) | NA | NA | NA | OM00036712 |  | Roof | 3L200 (1) | NA | NA | 0.17 | 115 | 3.6 | Electric | 1 | NA | NA | \Classifications\Building System Class\D30-HVAC Systems\D3040 - Distribution SYS\Supply/Exhaust/Return fans- FAN | 1017971
19-S1 | 19-S1 Hollywood Courthouse | 19-S1-D3042-220-EFN04 | Exhaust Fan (Roof) | NA | NA | NA | OM00036713 |  | Roof | 3L200 (1) | NA | NA | 0.17 | 115 | 3.6 | Electric | 1 | NA | NA | \Classifications\Building System Class\D30-HVAC Systems\D3040 - Distribution SYS\Supply/Exhaust/Return fans- FAN | 1017972
19-S1 | 19-S1 Hollywood Courthouse | 19-S1-D3042-220-EFN05 | Exhaust Fan (Roof) | NA | NA | NA | OM00036711 |  | Roof | 3L190 (1) | NA | NA | 0.17 | 115 | 3.6 | Electric | 1 | NA | NA | \Classifications\Building System Class\D30-HVAC Systems\D3040 - Distribution SYS\Supply/Exhaust/Return fans- FAN | 1017973
19-S1 | 19-S1 Hollywood Courthouse | 19-S1-D3042-220-EFN06 | Exhaust Fan (Roof) | NA | NA | NA | OM00036714 |  | Roof | 3L200 (1) | NA | NA | 1/4 | 115 | 5 | Electric | 1 | NA | NA | \Classifications\Building System Class\D30-HVAC Systems\D3040 - Distribution SYS\Supply/Exhaust/Return fans- FAN | 1017974
19-S1 | 19-S1 Hollywood Courthouse | 19-S1-D3042-220-EFN07 | Exhaust Fan (Roof) | NA | NA | NA | OM00036715 |  | Roof | 3L190 (1) | NA | NA | 0.17 | 115 | 3.6 | Electric | 1 | NA | NA | \Classifications\Building System Class\D30-HVAC Systems\D3040 - Distribution SYS\Supply/Exhaust/Return fans- FAN | 1017975
19-S1 | 19-S1 Hollywood Courthouse | 19-S1-C1020-110-FRD01 | Fire Door Sliding, Fire Curtain (LockUp Front of ELE) | Won Door | 016912 | R6799 | OM00033008 |  | Sherrif's LockUp Area in Front of Elevators | NA | NA | NA | NA | NA | NA | NA | NA | NA | NA | \Classifications\Building System Class\C10-General Building Interior\C1020 - Fire Doors\Fire Doors - FRD | 1017976
19-S1 | 19-S1 Hollywood Courthouse | 19-S1-D3040-600-HES01 | Heat Exhanger, Steam (Roof Mech Rm) | Bell & Gosset | 112064 | R-2.5 | OM00040338 |  | Mech Room Roof | NA | NA | NA | NA | NA | NA | NA | NA | NA | NA | \Classifications\Building System Class\D30-HVAC Systems\D3040 - Distribution SYS\Heat Exchanger,Steam - HES | 1017977
19-S1 | 19-S1 Hollywood Courthouse | 19-S1-D5010-200-ESD02 | Main Electrical Panel (Rm B5) | Cutler Hammer | 51F9817149A | MP2C8N | OM00035176 |  | Basement Rm B5 | NA | NA | NA | NA | 277/480 | DNA | Electric | 3 | NA | NA | \Classifications\Building System Class\D50-Electrical SYS\D5010 - Elec Service & Dist\Electical Service and Distribution - ESD | 1017978
19-S1 | 19-S1 Hollywood Courthouse | 19-S1-D4094-450-SFM01 | Fire System Extinguishing, FM200 (Rm 105) | Ansul | NA | Auto Pulse 2000 | OM00040681 |  | Main Lobby Room 105 | NA | NA | NA | NA | NA | NA | NA | NA | NA | NA | \Classifications\Building System Class\D40-Fire Protection SYS\D4090 - Other Fire Protection Systems\Fire Suppression, Gaseous - SFM | 1017979
19-S1 | 19-S1 Hollywood Courthouse | 19-S1-D4094-450-SFM02 | Fire System Extinguishing, FM200 (Clerks Office) | Ansul | NA | Auto Pulse 2000 | OM00000634 |  | 1st Floor Clerks Office | NA | NA | NA | NA | DNA | DNA | Electric | DNA | NA | NA | \Classifications\Building System Class\D40-Fire Protection SYS\D4090 - Other Fire Protection Systems\Fire Suppression, Gaseous - SFM | 1017980
19-S1 | 19-S1 Hollywood Courthouse | 19-S1-C1020-110-FRD02 | Fire Door Sliding, Sheriff Area | North American Rolling Door Inc | 134057-A | 158700 | OM00046758 |  | Sheriff's Cage Area | NA | NA | NA | NA | NA | NA | NA | NA | NA | NA | \Classifications\Building System Class\C10-General Building Interior\C1020 - Fire Doors\Fire Doors Sliding (Fire Curtain)- FRD | 1022920
19-S1 | 19-S1 Hollywood Courthouse | 19-S1-G2023-150-PEG01 | Security Parking Gate - PEG ¦ G2023-150-PEG | HySecurity | 041101-1729-878 | 222 CE ST | OM00046756 |  | Exterior | NA | NA | NA | NA | DNA | 16.5/8.58/8.3 | Electric | DNA | NA | NA | \Classifications\Building System Class\G20-Other Systems\G2020 - Parking Lots\Secured Parking Gate - PEG | 1022921
19-S1 | 19-S1 Hollywood Courthouse | 19-S1-D3042-220-EFN09 | Exhaust Fan (Basement) | Thermador Div. Norris Ind. | DNA | DNA | OM00046760 |  | Wall | NA | NA | NA | NA | 120 | 2.5 | NA | NA | NAN | NA | \Classifications\Building System Class\D30-HVAC Systems\D3040 - Distribution SYS\Supply/Exhaust/Return fans- FAN | 1022922
19-S1 | 19-S1 Hollywood Courthouse | 19-S1-D2030-410-PMS01 | SEWAGE EJECTOR PUMP #1 | Liberty Pump | 000S000000000 | D3648LSG202-C | OM00046726 |  | Secured parking area | NA | NA | NA | 2 | 208-230V | NA | Electric | 1 | NA | NA | \Classifications\Building System Class\D20-Plumbing\D2030 - Sani Waste\Sewage Ejector Pump - PMS | 1022923
19-S1 | 19-S1 Hollywood Courthouse | 19-S1-D2030-410-PMS02 | SEWAGE EJECTOR PUMP #2 | Liberty Pump | 000S000000000 | D3648LSG202-C | OM00046726 |  | Secured Parking Area | NA | NA | NA | 2 | 208-230V | NA | Electric | 1 | NA | NA | \Classifications\Building System Class\D20-Plumbing\D2030 - Sani Waste\Sewage Ejector Pump - PMS | 1022924
19-S1 | 19-S1 Hollywood Courthouse | 19-S1-D2023-310-WBS01 | DOMESTIC BOOSTER PUMP | Flexon | H2P2503315 | H2P25 | OM00046759 |  | Parking area | NA | NA | NA | DNA | DNA | DNA | DNA | DNA | NA | NA | \Classifications\Building System Class\D20-Plumbing\D2020 - Domestic Water\Domestic Water Booster System - WBS | 1022925
19-T1 | 19-T1 Metropolitan Courthouse | 19-T1-B2010-100-BLD01 | Building | NA | NA | NA | OM00035412 |  | Exterior | NA | NA | NA | NA | NA | NA | NA | 1 | NA | NA | \Classifications\Building System Class\B20-General Building Exterior\B2010 - Exterior Walls\Building - BLD | 1014743
19-T1 | 19-T1 Metropolitan Courthouse | 19-T1-B2034-400-DOH01 | Overhead Roll-up Gate #1 | Lawrence Roll-Up Door | 116012 | NA | OM00035427 |  | Basment Parking Garage South Side Sherriff's Sally Port | NA | NA | NA | 1.0 | 240 | 6.0/3.0 | Electric | 3 | NA | NA | \Classifications\Building System Class\B20-General Building Exterior\B2030 - Exterior Doors\Door,Overhead-Shutter,Manual,Elec,Roll-up - DOH | 1014744
19-T1 | 19-T1 Metropolitan Courthouse | 19-T1-B2034-400-DOH02 | Overhead Roll-up Gate #2 | Raynor Door | S00035526 | NA | OM00035428 |  | Northside Employee Parking Garage | NA | NA | NA | 1.0 | 240 | 6.0/3.0 | Electric | 3 | NA | NA | \Classifications\Building System Class\B20-General Building Exterior\B2030 - Exterior Doors\Door,Overhead-Shutter,Manual,Elec,Roll-up - DOH | 1014745
19-T1 | 19-T1 Metropolitan Courthouse | 19-T1-B2034-400-DOH03 | Overhead Roll-up Gate #3 | Lawrence Roll-Up Door | 107391 | NA | OM00035424 |  | Right Above Public Entrance | NA | NA | NA | 1/2 | 240 | 6.0/3.0 | Electric | 3 | NA | NA | \Classifications\Building System Class\B20-General Building Exterior\B2030 - Exterior Doors\Door,Overhead-Shutter,Manual,Elec,Roll-up - DOH | 1014746
19-T1 | 19-T1 Metropolitan Courthouse | 19-T1-B2034-400-DOH04 | Overhead Roll-up Gate #4 | Lawrence Roll-Up Door | 107358 | NA | OM00035431 |  | Basement Garage Parking Entrance Southside | NA | NA | NA | 1/2 | 240 | 6.0/3.0 | Electric | 3 | NA | NA | \Classifications\Building System Class\B20-General Building Exterior\B2030 - Exterior Doors\Door,Overhead-Shutter,Manual,Elec,Roll-up - DOH | 1014747
19-T1 | 19-T1 Metropolitan Courthouse | 19-T1-B3010-100-RUF01 | Roof | NA | NA | NA | OM00035420 |  | Roof | NA | NA | NA | NA | NA | NA | NA | 1 | NA | NA | \Classifications\Building System Class\B30-Roofing\B3010 - Roof Types\Roof - RUF | 1014748
19-T1 | 19-T1 Metropolitan Courthouse | 19-T1-D1010-100-ELE01 | Electric Elevator #1 So. | Otis | 337001 | 219HT | OM00035355 | State ID# 053881¦Under Modernization Phase IV 10/11/2019 until 02/17/2020 | Elevator Room | NA | NA | NA | 44 | 240 | 152 | Electric | 3 | NA | NA | \Classifications\Building System Class\D10-Conveyance Systems\D1010 - Elevator\Elevator,Electric,Pass/Freight - ELE | 1014749
19-T1 | 19-T1 Metropolitan Courthouse | 19-T1-D1010-100-ELE02 | Electric Elevator #2 | Otis | 337002 | 219HT | OM00035356 | State ID# 053882¦Under Modernization Phase III 7/11/2019 until 10/10/2019 | Elevator Room | NA | NA | NA | 44 | 240 | 152 | Electric | 3 | NA | NA | \Classifications\Building System Class\D10-Conveyance Systems\D1010 - Elevator\Elevator,Electric,Pass/Freight - ELE | 1014750
19-T1 | 19-T1 Metropolitan Courthouse | 19-T1-D1010-100-ELE03 | Electric Elevator #3 | Otis | 337003 | 219HT | OM00035357 | State ID# 053883¦Under Modernization Phase I until 4/5/2019 | Elevator Room | NA | NA | NA | 44 | 240 | 152 | Electric | 3 | NA | NA | \Classifications\Building System Class\D10-Conveyance Systems\D1010 - Elevator\Elevator,Electric,Pass/Freight - ELE | 1014751
19-T1 | 19-T1 Metropolitan Courthouse | 19-T1-D1010-100-ELE04 | Electric Elevator #4 | Otis | 337004 | 219HT | OM00035358 | State ID# 053884¦Under Modernization Phase II until 7/10/2019 | Elevator Room | NA | NA | NA | 44 | 240 | 152 | Electric | 3 | NA | NA | \Classifications\Building System Class\D10-Conveyance Systems\D1010 - Elevator\Elevator,Electric,Pass/Freight - ELE | 1014752
19-T1 | 19-T1 Metropolitan Courthouse | 19-T1-D1010-100-ELE05 | Electric Elevator #5 | Otis | 337005 | 219HT | OM00035359 | State ID# 053885¦Under Modernization Phase I until 4/5/2019 | Elevator Room | NA | NA | NA | 44 | 240 | 152 | Electric | 3 | NA | NA | \Classifications\Building System Class\D10-Conveyance Systems\D1010 - Elevator\Elevator,Electric,Pass/Freight - ELE | 1014753
19-T1 | 19-T1 Metropolitan Courthouse | 19-T1-D1010-100-ELE06 | Electric Elevator #6 | Otis | 337006 | 219HT | OM00035360 | State ID# 053760¦Under Modernization Phase III 7/11/2019 until 10/10/2019 | Elevator Room | NA | NA | NA | 44 | 240 | 152 | Electric | 3 | NA | NA | \Classifications\Building System Class\D10-Conveyance Systems\D1010 - Elevator\Elevator,Electric,Pass/Freight - ELE | 1014754
19-T1 | 19-T1 Metropolitan Courthouse | 19-T1-D1010-100-ELE07 | Electric Elevator #7 | Otis | 337007 | 219HT | OM00035361 | State ID# 053761 | Elevator Room | NA | NA | NA | 44 | 240 | 152 | Electric | 3 | NA | NA | \Classifications\Building System Class\D10-Conveyance Systems\D1010 - Elevator\Elevator,Electric,Pass/Freight - ELE | 1014755
19-T1 | 19-T1 Metropolitan Courthouse | 19-T1-D1010-100-ELE08 | Electric Elevator #8 | Otis | 337008 | 219HT | OM00035362 | State ID# 053888¦Under Modernization Phase I until 4/5/2019 | Elevator Room | NA | NA | NA | 44 | 240 | 152 | Electric | 3 | NA | NA | \Classifications\Building System Class\D10-Conveyance Systems\D1010 - Elevator\Elevator,Electric,Pass/Freight - ELE | 1014756
19-T1 | 19-T1 Metropolitan Courthouse | 19-T1-D1010-100-ELE09 | Electric Elevator #9 | Otis | 337009 | 219HT | OM00035363 | State ID# 053889¦Under Modernization Phase IIb until 6/15/2019 | Elevator Room | NA | NA | NA | 44 | 240 | 152 | Electric | 3 | NA | NA | \Classifications\Building System Class\D10-Conveyance Systems\D1010 - Elevator\Elevator,Electric,Pass/Freight - ELE | 1014757
19-T1 | 19-T1 Metropolitan Courthouse | 19-T1-D1010-100-ELE10 | Electric Elevator #10 | Otis | 337543 | 219HT | OM00035326 | State ID# 053890¦Under Modernization Phase II until 7/10/2019 | Elevator Room | NA | NA | NA | 44 | 240 | 152 | Electric | 3 | NA | NA | \Classifications\Building System Class\D10-Conveyance Systems\D1010 - Elevator\Elevator,Electric,Pass/Freight - ELE | 1014758
19-T1 | 19-T1 Metropolitan Courthouse | 19-T1-D1010-100-ELE11 | Electric Elevator #11 | Otis | 337544 | 219HT | OM00035366 | State ID# 053891¦Under Modernization Phase IV 10/11/2019 until 02/17/2020 | Elevator Room | NA | NA | NA | 42 | 240 | 145 | Electric | 3 | NA | NA | \Classifications\Building System Class\D10-Conveyance Systems\D1010 - Elevator\Elevator,Electric,Pass/Freight - ELE | 1014759
19-T1 | 19-T1 Metropolitan Courthouse | 19-T1-D1010-100-ELE12 | Electric Elevator #12 | Otis | 372442 | 219HT | OM00035364 | State ID# 053892¦Under Modernization Phase III 7/11/2019 until 10/10/2019 | Elevator Room | NA | NA | NA | 33 | 240 | 114 | Electric | 3 | NA | NA | \Classifications\Building System Class\D10-Conveyance Systems\D1010 - Elevator\Elevator,Electric,Pass/Freight - ELE | 1014760
19-T1 | 19-T1 Metropolitan Courthouse | 19-T1-D1010-100-ELE13 | Elevator #13 | Otis | JE2372206 | 5KL286AK258V | OM00035365 | State ID# 053893¦Under Modernization Phase IV 10/11/2019 until 02/17/2020 | Elevator Room | NA | NA | NA | 40 | 240/480 | 92.4-46.2 | Hydraulic | 3 | NA | NA | \Classifications\Building System Class\D10-Conveyance Systems\D1010 - Elevator\Elevator,Hydraulic,Pass/Freight - ELE | 1014761
19-T1 | 19-T1 Metropolitan Courthouse | 19-T1-D2017-100-SHW01 | Eye Washer, Emergency Shower | Haws | NA | 006700007D | OM00035391 |  | Chiller Room | NA | NA | NA | NA | NA | NA | NA | 2 | NA | NA | \Classifications\Building System Class\D20-Plumbing\D2010 - Plumb Fix\Showers - SHW | 1014762
19-T1 | 19-T1 Metropolitan Courthouse | 19-T1-D2023-310-HWP01 | Hot Water Circulating Pump #1 | Taco Pumps | 2031262 | 1935-S13 | OM00035377 |  | Boiler Room | NA | NA | NA | 3/4 | 110/240 | 10.80/5.40 | Electric | 1 | NA | NA | \Classifications\Building System Class\D20-Plumbing\D2020 - Domestic Water\Domestic Hot Water Circulating Pump - HWP | 1014763
19-T1 | 19-T1 Metropolitan Courthouse | 19-T1-D2023-310-HWP02 | Hot Water Circulating Pump #2` | Taco Pumps | NA | 1935-C1E1 | OM00035378 |  | Boiler Room | NA | NA | NA | 3/4 | 110/240 | 10.80/5.40 | Electric | 1 | NA | NA | \Classifications\Building System Class\D20-Plumbing\D2020 - Domestic Water\Domestic Hot Water Circulating Pump - HWP | 1014764
19-T1 | 19-T1 Metropolitan Courthouse | 19-T1-D2023-310-HWP03 | Hot Water Circulating Pump #3 | Taco Pumps | 2031377 | 1935-S13 | OM00035379 |  | Boiler Room | NA | NA | NA | 3/4 | 110/240 | 10.80/5.40 | Electric | 1 | NA | NA | \Classifications\Building System Class\D20-Plumbing\D2020 - Domestic Water\Domestic Hot Water Circulating Pump - HWP | 1014765
19-T1 | 19-T1 Metropolitan Courthouse | 19-T1-D2023-310-HWP04 | Hot Water Circulating Pump #4 | Taco Pumps | NA | 10678978 | OM00035380 |  | Boiler Room | NA | NA | NA | 3/4 | 110 | 10.80/5.40 | Electric | 1 | NA | NA | \Classifications\Building System Class\D20-Plumbing\D2020 - Domestic Water\Domestic Hot Water Circulating Pump - HWP | 1014766
19-T1 | 19-T1 Metropolitan Courthouse | 19-T1-D2023-310-HWP05 | Hot Water Circulating Pump #5 | Bell & Gossett | 172709LF | B604S031 | OM00035375 |  | Boiler Room | NA | NA | NA | 1/3 | 240/480 | 1.4-1.6/0.8 | Electric | 3 | NA | NA | \Classifications\Building System Class\D20-Plumbing\D2020 - Domestic Water\Domestic Hot Water Circulating Pump - HWP | 1014767
19-T1 | 19-T1 Metropolitan Courthouse | 19-T1-D2023-310-WBS01 | Domestic Water Booster System Pump | Paco Pump | STLD10436B_B | NA | OM00035314 |  | Air Handler Room | NA | NA | NA | 7.5 | 240/480 | 18.8-17.4/8.7 | Electric | 3 | NA | NA | \Classifications\Building System Class\D20-Plumbing\D2020 - Domestic Water\Domestic Water Booster System - WBS | 1014768
19-T1 | 19-T1 Metropolitan Courthouse | 19-T1-D2022-260-HWG01 | Gas Hot Water Heater | RBI | 030745680 | LW225 | OM00035373 |  | Boiler Room | NA | NA | NA | NA | 110 | 12 | Gas | 1 | 225,000 | NA | \Classifications\Building System Class\D20-Plumbing\D2020 - Domestic Water\Domestic Water Heater, Gas - HWG | 1014769
19-T1 | 19-T1 Metropolitan Courthouse | 19-T1-D2040-100-PSU03 | Sump Pump #3 | Aurora Pump | NA | 303319 | OM00035429 |  | Center of the Garage | NA | NA | NA | 5 | 240/480 | 14/7 | Electric | 1 | NA | NA | \Classifications\Building System Class\D20-Plumbing\D2040 - Rain Drain\Sump Pump - PSU | 1014772
19-T1 | 19-T1 Metropolitan Courthouse | 19-T1-D2040-100-PSU04 | Sump Pump #4 | Aurora Pump | NA | 303319 | OM00035430 |  | Center of the Garage | NA | NA | NA | 5 | 240/480 | 14/7 | Electric | 1 | NA | NA | \Classifications\Building System Class\D20-Plumbing\D2040 - Rain Drain\Sump Pump - PSU | 1014773
19-T1 | 19-T1 Metropolitan Courthouse | 19-T1-D3020-100-HET01 | Hot Water Expansion Tank Large | Downey | 3101 | NA | OM00035374 |  | Boiler Room | NA | NA | NA | NA | NA | NA | NA |  | NA | NA | \Classifications\Building System Class\D30-HVAC Systems\D3020 - Heat SYS\Heater Water Expansion Tank - HET | 1014774
19-T1 | 19-T1 Metropolitan Courthouse | 19-T1-D3044-125-PHW01 | Hot Water Pump #1 | Aurora Pump | 70-1316-3 | OJPA-BF | OM00035389 |  | Chiller Room | NA | NA | NA | 25 | 240/480 | 62/31 | Electric | 3 | NA | NA | \Classifications\Building System Class\D30-HVAC Systems\D3040 - Distribution SYS\Hot Water Pump - PHW | 1014775
19-T1 | 19-T1 Metropolitan Courthouse | 19-T1-D3021-130-BLR01 | Gas Hot Water Boiler #1 | RBI | 040952944 | DB1950 | OM00035336 |  | Boiler Room | NA | NA | NA | NA | 110 | 12 | Natural gas | 1 | 1,950,000 | 1,657,500 | \Classifications\Building System Class\D30-HVAC Systems\D3020 - Heat SYS\Boiler,Hot Water,Oil/Gas/Comb. - BLR | 1014777
19-T1 | 19-T1 Metropolitan Courthouse | 19-T1-D3021-130-BLR02 | Gas Hot Water Boiler #2 | RBI | 040952941 | DB1950 | OM00035334 |  | Boiler Room | NA | NA | NA | NA | 110 | 12 | Natural gas | 1 | 1,950,000 | 1,657,500 | \Classifications\Building System Class\D30-HVAC Systems\D3020 - Heat SYS\Boiler,Hot Water,Oil/Gas/Comb. - BLR | 1014778
19-T1 | 19-T1 Metropolitan Courthouse | 19-T1-D3021-130-BLR03 | Gas Hot Water Boiler #3 | RBI | 040952945 | DB1950 | OM00035335 |  | Boiler Room | NA | NA | NA | NA | 110 | 12 | Natural gas | 1 | 1,950,000 | 1,657,500 | \Classifications\Building System Class\D30-HVAC Systems\D3020 - Heat SYS\Boiler,Hot Water,Oil/Gas/Comb. - BLR | 1014779
19-T1 | 19-T1 Metropolitan Courthouse | 19-T1-D3021-130-BLR04 | Gas Hot Water Boiler #4 | RBI | 040952940 | DB1950 | OM00035332 |  | Boiler Room | NA | NA | NA | NA | 110 | 12 | Natural gas | 1 | 1,950,000 | 1,657,500 | \Classifications\Building System Class\D30-HVAC Systems\D3020 - Heat SYS\Boiler,Hot Water,Oil/Gas/Comb. - BLR | 1014780
19-T1 | 19-T1 Metropolitan Courthouse | 19-T1-D2090-230-WIP03 | Water Treatment Pump #3 | Walchem | 1605030298 | WCT-410/1N2V | OM00035394 |  | Chiller Room | NA | NA | NA | NA | 240 | 2.2 | Electric | 1 | NA | NA | \Classifications\Building System Class\D20-Plumbing\D2090 - Other Plumbing SYS\Water Treatment Inhibitor Pump - WIP | 1014781
19-T1 | 19-T1 Metropolitan Courthouse | 19-T1-D2090-230-WIP01 | Aqua Trak Controller | Aqua Trac | F1890211 | Smart Flex | OM00035406 |  | Chiller Room | NA | NA | NA | NA | 110 | 2 | Electric | 1 | NA | NA | \Classifications\Building System Class\D20-Plumbing\D2090 - Other Plumbing SYS\Water Treatment Inhibitor Pump - WIP | 1014782
19-T1 | 19-T1 Metropolitan Courthouse | 19-T1-D3030-110-CTW01 | Cooling Tower #1 | DAC | U176485402-01-01 | PT2-1012A-2L1 | OM00035792 |  | Cooling Tower | NA | NA | NA | 25 | 480 | 30.8 | Electric | 3 | NA | NA | \Classifications\Building System Class\D30-HVAC Systems\D3030 - Cooling SYS\Cooling Tower - CTW | 1014783
19-T1 | 19-T1 Metropolitan Courthouse | 19-T1-D3030-110-CTW02 | Cooling Tower #2 | DAC | U176485401-01-01 | PT2-1012A-2L1 | OM00035793 |  | Cooling Tower | NA | NA | NA | 25 | 480 | 30.8 | Electric | 3 | NA | NA | \Classifications\Building System Class\D30-HVAC Systems\D3030 - Cooling SYS\Cooling Tower - CTW | 1014784
19-T1 | 19-T1 Metropolitan Courthouse | 19-T1-D3031-130-CLR01 | Water Cooled Chiller #1 | Multistack | AG 11-036 | MS0392FC1M2W2H1CC87LO-R134A | OM00035789 |  | Mechanical Room | NA | NA | R-134A | NA | 480 | DNA | Electric | 3 | NA | NA | \Classifications\Building System Class\D30-HVAC Systems\D3030 - Cooling SYS\Chiller, Water Cooled - CLR | 1014785
19-T1 | 19-T1 Metropolitan Courthouse | 19-T1-D3031-130-CLR02 | Water Cooled Chiller #2 | Multistack | AG 11-035 | MS0392FC1M2W2H1CC87LO-R134A | OM00035790 |  | Mechanical Room | NA | NA | R-134A | NA | 480 | DNA | Electric | 3 | NA | NA | \Classifications\Building System Class\D30-HVAC Systems\D3030 - Cooling SYS\Chiller, Water Cooled - CLR | 1014786
19-T1 | 19-T1 Metropolitan Courthouse | 19-T1-D3031-100-PCH02 | Cooling Tower Water Pump #2 | Aurora Pump | 70-1797-2 | R-357 | OM00035352 |  | Chiller Room | NA | NA | NA | 40 | 240/480 | 91/46 | Electric | 3 | NA | NA | \Classifications\Building System Class\D30-HVAC Systems\D3030 - Cooling SYS\Chilled Water Pump - PCH | 1014788
19-T1 | 19-T1 Metropolitan Courthouse | 19-T1-D3031-100-PCH03 | Chilled Water Pump #3 | Aurora Pump | NA | 5K324AK205 | OM00035349 |  | Chiller Room | NA | NA | NA | 40 | 240/480 | 106/53 | Electric | 3 | NA | NA | \Classifications\Building System Class\D30-HVAC Systems\D3030 - Cooling SYS\Chilled Water Pump - PCH | 1014789
19-T1 | 19-T1 Metropolitan Courthouse | 19-T1-D3031-100-PCH04 | Chilled Water Pump #4 | Aurora Pump | 70-1796-2 | R-1715-01-269 | OM00035350 |  | Chiller Room | NA | NA | NA | 40 | 240/480 | 96/48 | Electric | 3 | NA | NA | \Classifications\Building System Class\D30-HVAC Systems\D3030 - Cooling SYS\Chilled Water Pump - PCH | 1014790
19-T1 | 19-T1 Metropolitan Courthouse | 19-T1-D3050-250-ACU01 | Air Conditioning, Split System (Outside Boiler Rm) | Mitsubishi Electric | 69E00738D | PU24EK1 | OM00035402 |  | Near Stairwell 9 | NA | NA | R-22 | NA | 208/230 | 11.5/5.4 | Electric | 1 | NA | NA | \Classifications\Building System Class\D30-HVAC Systems\D3050 - Package SYS\Air Conditioning,Split System - ACU | 1014791
19-T1 | 19-T1 Metropolitan Courthouse | 19-T1-D3050-250-ACU02 | Air Conditioning, Split System (Outside Boiler Rm) | Mitsubishi Electric | 69E00L8TD | PU24EK1 | OM00035403 |  | Near Stairwell 9 | NA | NA | R-22 | NA | 208/230 | 11.5/5.4 | Electric | 1 | NA | NA | \Classifications\Building System Class\D30-HVAC Systems\D3050 - Package SYS\Air Conditioning,Split System - ACU | 1014792
19-T1 | 19-T1 Metropolitan Courthouse | 19-T1-D3041-110-AHU01 | Air Handler Unit #1 | McQuay Inc | 802574-010 | LM267V | OM00035315 |  | Air Handler Room | 24X24X2 | NA | Chilled water | 10 | 230/460 | 24.70-12.30 | Electric | 3 | NA | NA | \Classifications\Building System Class\D30-HVAC Systems\D3040 - Distribution SYS\Air Handling Unit - AHU | 1014794
19-T1 | 19-T1 Metropolitan Courthouse | 19-T1-D3041-110-AHU02 | Air Handler Unit #2 | McQuay Inc | 802574 | LMI141V | OM00035409 |  | Mechanical Room | 24X24X2 | NA | Chilled water | 25 | 230/460 | 63.0-31.5 | Electric | 3 | NA | NA | \Classifications\Building System Class\D30-HVAC Systems\D3040 - Distribution SYS\Air Handling Unit - AHU | 1014795
19-T1 | 19-T1 Metropolitan Courthouse | 19-T1-D3041-110-AHU03 | Air Handler Unit #3 | McQuay Inc | 802574-030 | 030-LML150AV | OM00035421 |  | Air Handler Room | 24X24X2 | NA | Chilled water | 20 | 230/460 | 52/26 | Electric | 3 | NA | NA | \Classifications\Building System Class\D30-HVAC Systems\D3040 - Distribution SYS\Air Handling Unit - AHU | 1014796
19-T1 | 19-T1 Metropolitan Courthouse | 19-T1-D3041-110-AHU04 | Air Handler Unit #4 | McQuay Inc | 802574-040 | 040-LML150AV | OM00035400 |  | Air Handler Room | 24x24x12 (15) | NA | Chilled water | 20 | 240/480 | 49/24.5 | Electric | 3 | NA | NA | \Classifications\Building System Class\D30-HVAC Systems\D3040 - Distribution SYS\Air Handling Unit - AHU | 1014797
19-T1 | 19-T1 Metropolitan Courthouse | 19-T1-D3041-110-AHU05 | Air Handler Unit #5 | McQuay Inc | 802574-080 | 050-LML150AV | OM00035399 |  | Air Handler Room | B162 (3) | 24x24x12 (15) | Chilled water | 20 | 240/480 | 53.0/26.5 | Electric | 3 | NA | NA | \Classifications\Building System Class\D30-HVAC Systems\D3040 - Distribution SYS\Air Handling Unit - AHU | 1014798
19-T1 | 19-T1 Metropolitan Courthouse | 19-T1-D3041-110-AHU06 | Air Handler Unit #6 | McQuay Inc | NA | 060-LML150AV | OM00035398 |  | Air Handler Room | B180 (4) | 24X24X12 (15) | Chilled water | 25 | 240/480 | 60/30 | Electric | 3 | NA | NA | \Classifications\Building System Class\D30-HVAC Systems\D3040 - Distribution SYS\Air Handling Unit - AHU | 1014799
19-T1 | 19-T1 Metropolitan Courthouse | 19-T1-D3041-110-AHU07 | Air Handler Unit #7 | McQuay Inc | NA | 170-LML150AV | OM00035396 |  | Air Handler Room | B180 (4) | 24x24x12 (18) | Chilled water | 25 | 240/480 | 62.1/31.2 | Electric | 3 | NA | NA | \Classifications\Building System Class\D30-HVAC Systems\D3040 - Distribution SYS\Air Handling Unit - AHU | 1014800
19-T1 | 19-T1 Metropolitan Courthouse | 19-T1-D3041-110-AHU08 | Air Handler Unit #8 | McQuay Inc | NA | 080-LML150AV | OM00035395 |  | Air Handler Room | B180 (4) | 24x24x12 (18) | Chilled water | 25 | 240/480 | 63/31.5 | Electric | 3 | NA | NA | \Classifications\Building System Class\D30-HVAC Systems\D3040 - Distribution SYS\Air Handling Unit - AHU | 1014801
19-T1 | 19-T1 Metropolitan Courthouse | 19-T1-D3041-110-AHU09 | Air Handler Unit #9 | McQuay Inc | NA | 090-LML164AV | OM00035393 |  | Air Handler Room | B173 (4) | 24x24x12 (20) | Chilled water | 25 | 240/480 | 66-60/30 | Electric | 3 | NA | NA | \Classifications\Building System Class\D30-HVAC Systems\D3040 - Distribution SYS\Air Handling Unit - AHU | 1014802
19-T1 | 19-T1 Metropolitan Courthouse | 19-T1-D3042-220-EFN01 | Exhaust Fan (10th Floor Elevator Rm) (Belt Driven) | Loren Cook | 46713-5936-1070 | BL24L4 | OM00035367 |  | Elevator Room | A-31 | NA | NA | 1/3 | 110 | 5.4 | Electric | 1 | NA | NA | \Classifications\Building System Class\D30-HVAC Systems\D3040 - Distribution SYS\Supply/Exhaust/Return fans- FAN | 1014806
19-T1 | 19-T1 Metropolitan Courthouse | 19-T1-D3042-220-EFN02 | Exhaust Fan #1 (Belt Driven) | McQuay Inc | 802574-200 | DMP1016 | OM00035306 |  | Engineer's Room | AP-51 (1) | NA | NA | 1/2 | 110 | 15.0/7.4 | Electric | 1 | NA | NA | \Classifications\Building System Class\D30-HVAC Systems\D3040 - Distribution SYS\Supply/Exhaust/Return fans- FAN | 1014807
19-T1 | 19-T1 Metropolitan Courthouse | 19-T1-D3042-220-EFN03 | Exhaust Fan (10th Floor Elevator Rm) (Belt Driven) | Dayton | NA | 3C145A | OM00035372 |  | Elevator Room | 4L280 (1) | NA | NA | 3/4 | 110/240 | 11.6/5.8 | Electric | 1 | NA | NA | \Classifications\Building System Class\D30-HVAC Systems\D3040 - Distribution SYS\Supply/Exhaust/Return fans- FAN | 1014808
19-T1 | 19-T1 Metropolitan Courthouse | 19-T1-D3042-220-EFN04 | Belt Driven Exhaust Fan #4 | Sheldons MFG Corp | NA | NA | OM00035329 |  | Near Stairwell #13 | B70 (2) | NA | NA | 7.5 | 240/480 | 21/10.5 | Electric | 3 | NA | NA | \Classifications\Building System Class\D30-HVAC Systems\D3040 - Distribution SYS\Supply/Exhaust/Return fans- FAN | 1014809
19-T1 | 19-T1 Metropolitan Courthouse | 19-T1-D3042-220-EFN05 | Exhaust Fan #3 (Belt Driven) | Loren Cook | 426713-9714 | 32CY11A | OM00035311 |  | Air Handler Room | A-78 (2) | NA | NA | 5 | 240/480 | 13.5/9.7-8.6 | Electric | 3 | NA | NA | \Classifications\Building System Class\D30-HVAC Systems\D3040 - Distribution SYS\Supply/Exhaust/Return fans- FAN | 1014810
19-T1 | 19-T1 Metropolitan Courthouse | 19-T1-D3042-220-EFN06 | Belt Driven Exhaust Fan #6 | Loren Cook | E1G551 | BL24L4 | OM00035371 |  | Elevator Room | 4L340 (1) | NA | NA | 1/3 | 110 | 5.4 | Electric | 1 | NA | NA | \Classifications\Building System Class\D30-HVAC Systems\D3040 - Distribution SYS\Supply/Exhaust/Return fans- FAN | 1014811
19-T1 | 19-T1 Metropolitan Courthouse | 19-T1-D3042-220-EFN12 | Belt Driven Exhaust Fan #12 | Sheldons MFG Corp | U700663 | 200 | OM00035330 |  | Outside Chiller Room Westside of Building | A42 (2) | NA | NA | 2 | 240/480 | 7.6/3.8 | Electric | 3 | NA | NA | \Classifications\Building System Class\D30-HVAC Systems\D3040 - Distribution SYS\Supply/Exhaust/Return fans- FAN | 1014812
19-T1 | 19-T1 Metropolitan Courthouse | 19-T1-D3042-220-EFN13 | Belt Driven Exhaust Fan #13 | Sheldons MFG Corp | U700664 | 122 | OM00035583 |  | Roof - behind boiler room | 4L290 (2) | NA | NA | 3/4 | 240/480 | 3.4/1.7 | Electric | 3 | NA | NA | \Classifications\Building System Class\D30-HVAC Systems\D3040 - Distribution SYS\Supply/Exhaust/Return fans- FAN | 1014813
19-T1 | 19-T1 Metropolitan Courthouse | 19-T1-D3042-220-EFN14 | Belt Driven Exhaust Fan #14 | Loren Cook | 46713-9702 | 2CV3R | OM00035401 |  | Duct Exhaust | A-52 (1) | NA | NA | 1/3 | 110 | 5.4 | Electric | 1 | NA | NA | \Classifications\Building System Class\D30-HVAC Systems\D3040 - Distribution SYS\Supply/Exhaust/Return fans- FAN | 1014814
19-T1 | 19-T1 Metropolitan Courthouse | 19-T1-D3042-220-EFN15 | Belt Driven Exhaust Fan #15 | Loren Cook | 46713-9701 | 2CV3R | OM00035397 |  | Air Handler Room | 4L540 (1) | NA | NA | 1/3 | 110 | 5.4 | Electric | 1 | NA | NA | \Classifications\Building System Class\D30-HVAC Systems\D3040 - Distribution SYS\Supply/Exhaust/Return fans- FAN | 1014815
19-T1 | 19-T1 Metropolitan Courthouse | 19-T1-D3042-220-EFN17 | Belt Driven Exhaust Fan #17 | Sheldons MFG Corp | U700665 | 122 | OM00035310 |  | Air Handler Room | 4L330 (2) | NA | NA | 1 | 240/480 | 6/4.2 | Electric | 3 | NA | NA | \Classifications\Building System Class\D30-HVAC Systems\D3040 - Distribution SYS\Supply/Exhaust/Return fans- FAN | 1014816
19-T1 | 19-T1 Metropolitan Courthouse | 19-T1-D3050-250-ACU04 | Air Conditioning, Split System (Cooling Tower Roof) | Carrier | 4498E17247 | 38CKC060300 | OM00035385 |  | Cooling Tower Encloser | NA | NA | R-22 | 0.25 | 208-230 | 28.9 | Electric | 1 | NA | NA | \Classifications\Building System Class\D30-HVAC Systems\D3050 - Package SYS\Air Conditioning,Split System - ACU | 1014819
19-T1 | 19-T1 Metropolitan Courthouse | 19-T1-D3050-250-ACU05 | Air Conditioning, Split System (Cooling Tower Roof) | Carrier | 4498E17241 | 38CKC060300 | OM00035386 |  | Cooling Tower Encloser | NA | NA | R-22 | 0.25 | 208-230 | 28.9 | Electric | 1 | NA | NA | \Classifications\Building System Class\D30-HVAC Systems\D3050 - Package SYS\Air Conditioning,Split System - ACU | 1014820
19-T1 | 19-T1 Metropolitan Courthouse | 19-T1-D3050-250-ACU06 | Air Conditioning, Split System (Cooling Tower Roof) | Carrier | 4498E17227 | 38CKC060300 | OM00035387 |  | Cooling Tower Encloser | NA | NA | R-22 | 0.25 | 208-230 | 28.9 | Electric | 1 | NA | NA | \Classifications\Building System Class\D30-HVAC Systems\D3050 - Package SYS\Air Conditioning,Split System - ACU | 1014821
19-T1 | 19-T1 Metropolitan Courthouse | 19-T1-D3090-114-CMP01 | COMPRESSOR, CONTROL AIR #1 | Ingersoll Rand | 30T737521 | T3015120H | OM00035347 |  | Chiller Room | B-87 | NA | NA | 10 | 240 | 26.6/113.3 | Electric | 3 | NA | NA | \Classifications\Building System Class\D30-HVAC Systems\D3090 - Other HVAC Systems and Equipment\Air Compressor - CMP | 1014823
19-T1 | 19-T1 Metropolitan Courthouse | 19-T1-D3090-114-CMP02 | COMPRESSOR, CONTROL AIR #2 | Ingersoll Rand | 30T737522 | T3015120H | OM00035348 |  | Chiller Room | B-87 | NA | NA | 10 | 240 | 26.6/113.3 | Electric | 3 | NA | NA | \Classifications\Building System Class\D30-HVAC Systems\D3090 - Other HVAC Systems and Equipment\Air Compressor - CMP | 1014824
19-T1 | 19-T1 Metropolitan Courthouse | 19-T1-D4010-150-FMS01 | Fire Systems, All Stand Pipe #1 | NA | NA | NA | OM00035422 |  | Infront of Courthouse | NA | NA | NA | NA | NA | NA | NA | 3 | NA | NA | \Classifications\Building System Class\D40-Fire Protection SYS\D4010 - Sprinkler SYS\Fire Systems, stand pipes - FMS | 1014825
19-T1 | 19-T1 Metropolitan Courthouse | 19-T1-D4010-150-FMS02 | Fire Systems, All Stand Pipe #2 | NA | NA | NA | OM00035423 |  | Infront of Courthouse Hill Street | NA | NA | NA | NA | NA | NA | NA | 3 | NA | NA | \Classifications\Building System Class\D40-Fire Protection SYS\D4010 - Sprinkler SYS\Fire Systems, stand pipes - FMS | 1014826
19-T1 | 19-T1 Metropolitan Courthouse | 19-T1-D2023-100-BFP01 | BACKFLOW PREVENTER #1 (3" FIRE PUMP) | Wilkins | A03825 | 950 3" | OM00035313 | OW0209916-FA0234832-BD0042856-MARCH | Air Handler Room (LAPHD FORM REQUIRED) | NA | NA | NA | NA | NA | NA | NA | 3 | NA | NA | \Classifications\Building System Class\D20-Plumbing\D2020 - Domestic Water\Backflow Preventer - BFP | 1014827
19-T1 | 19-T1 Metropolitan Courthouse | 19-T1-D2023-100-BFP02 | Backflow Preventer #2 (Basement Parking Garage) (8") | Wilkins | 30357 | 975 | OM00035321 |  | Parking Garage | NA | NA | NA | NA | NA | NA | NA | 3 | NA | NA | \Classifications\Building System Class\D20-Plumbing\D2020 - Domestic Water\Backflow Preventer - BFP | 1014828
19-T1 | 19-T1 Metropolitan Courthouse | 19-T1-D4022-210-FSG01 | Electric Motor Driven Fire Pump | Johnston Vertical Pump | GC-1233 | NA | OM00035312 |  | Air Handler Room | NA | NA | NA | NA | 240 | 30.1/60.2 | Electric | 3 | NA | NA | \Classifications\Building System Class\D40-Fire Protection SYS\D4020 - Stand Pipe\Pump,Fire,Electric Motor Driven - FSG | 1014831
19-T1 | 19-T1 Metropolitan Courthouse | 19-T1-D4031-100-FEX147 | Fire Extinguishers (147) | NA | NA | NA | OM00035419 |  | All | NA | NA | NA | NA | NA | NA | NA | 1 | NA | NA | \Classifications\Building System Class\D40-Fire Protection SYS\D4030 - FIRE SPEC\Fire Extinguisher - FEX | 1014832
19-T1 | 19-T1 Metropolitan Courthouse | 19-T1-D5010-200-ESD02 | Electrical Switchboard (Room A18) | GE | NA | 14261-N1 | OM00035317 |  | Air Handler Room | NA | NA | NA | NA | 480 | 6000 | Electric | 3 | NA | NA | \Classifications\Building System Class\D50-Electrical SYS\D5010 - Elec Service & Dist\Electical Service and Distribution - ESD | 1014834
19-T1 | 19-T1 Metropolitan Courthouse | 19-T1-D5010-110-MCC01 | Motor Control Center | GE | B1A1T4-72C245806-1 | 78713B/P | OM00035308 |  | Air Handler Room | NA | NA | NA | NA | 480 | 600 | Electric | 3 | NA | NA | \Classifications\Building System Class\D50-Electrical SYS\D5010 - Elec Service & Dist\Chiller Room Electrical Panel - MCC | 1014835
19-T1 | 19-T1 Metropolitan Courthouse | 19-T1-D5010-200-ESD01 | Electrical Switchboard under 560 | GE | NA | 14261-N1 | OM00035320 |  | Electrical Room | NA | NA | NA | NA | 240 | 3000 | Electric | 3 | NA | NA | \Classifications\Building System Class\D50-Electrical SYS\D5010 - Elec Service & Dist\Electical Service and Distribution - ESD | 1014838
19-T1 | 19-T1 Metropolitan Courthouse | 19-T1-D5011-240-TRN01 | Electrical Transformer #1 | GE | NA | 9T23A3877 | OM00035307 |  | Air Handler Room | NA | NA | NA | NA | 480 | 225 | Electric | 3 | NA | NA | \Classifications\Building System Class\D50-Electrical SYS\D5010 - Elec Service & Dist\Transformer - TRN | 1014839
19-T1 | 19-T1 Metropolitan Courthouse | 19-T1-D5011-240-TRN02 | Electrical Transformer #2 | GE | NA | 9T23A3875 | OM00035309 |  | Air Handler Room | NA | NA | NA | NA | 480 | 112.5 | Electric | 3 | NA | NA | \Classifications\Building System Class\D50-Electrical SYS\D5010 - Elec Service & Dist\Transformer - TRN | 1014840
19-T1 | 19-T1 Metropolitan Courthouse | 19-T1-D5011-240-TRN03 | Electrical Transformer #3 | GE | NA | 9T51Y12 | OM00035415 |  | Caged Tool Area | NA | NA | NA | NA | 240 | 2 | Electric | 3 | NA | NA | \Classifications\Building System Class\D50-Electrical SYS\D5010 - Elec Service & Dist\Transformer - TRN | 1014841
19-T1 | 19-T1 Metropolitan Courthouse | 19-T1-D5036-200-CSY01 | Clock Systems | Applied Technical Systems | 0614-09481 | MC4181 | OM00035305 |  | Engineer Office | NA | NA | NA | NA | 110 | 1.0 | Electric | 1 | NA | NA | \Classifications\Building System Class\D50-Electrical SYS\D5030 - Comm & Security\Clock Systems - CSY | 1014843
19-T1 | 19-T1 Metropolitan Courthouse | 19-T1-D5037-710-FAP01 | Fire Alarm Panel ""FA Communicator"" | Silent Knigh | NA | 5104B | OM00035408 |  | DNA | NA | NA | NA | NA | 110 | 1.25 | Electric | 1 | NA | NA | \Classifications\Building System Class\D50-Electrical SYS\D5030 - Comm & Security\Fire Alarm Panel - FAP | 1014844
19-T1 | 19-T1 Metropolitan Courthouse | 19-T1-D5037-710-FAP02 | Fire Alarm panel #2 (Lobby Guardshack) | Hochiki Corp | NA | Firenet Plus | OM00035410 |  | Lobby Area Guardshack | NA | NA | NA | NA | 110 | DNA | Electric | 1 | NA | NA | \Classifications\Building System Class\D50-Electrical SYS\D5030 - Comm & Security\Fire Alarm Panel - FAP | 1014845
19-T1 | 19-T1 Metropolitan Courthouse | 19-T1-D5092-250-EML185 | Emergency (60) and Exit (125) Lighting | NA | NA | NA | OM00035417 |  | All | NA | NA | NA | NA | Other | NA | Electric | 1 | NA | NA | \Classifications\Building System Class\D50-Electrical SYS\D5090 - Elec SYS\Emergency And Exit Lighting - EML | 1014848
19-T1 | 19-T1 Metropolitan Courthouse | 19-T1-D3031-200-MTR01 | Chilled Water Meter Reading | Sensus | NA | 48882302 | OM00035354 |  | Chiller Room | NA | NA | NA | NA | NA | NA | NA | 1 | NA | NA | \Classifications\Building System Class\D30-HVAC Systems\D3030 - Cooling SYS\Meter Reading Chiller Water - MTR | 1014849
19-T1 | 19-T1 Metropolitan Courthouse | 19-T1-G2023-160-PEB01 | Security Parking Electric Barrier #1 | Engineered Parking Systems | N0217011 | P301 | OM00035425 |  | Employee Entrance | NA | NA | NA | .5 | 240 | 10.6/5.3 | Electric | 3 | NA | NA | \Classifications\Building System Class\G20-Other Systems\G2020 - Parking Lots\Security Parking Electric Barrier - PEB | 1014850
19-T1 | 19-T1 Metropolitan Courthouse | 19-T1-G2023-160-PEB02 | Security Parking Electric Barrier #2 | Engineered Parking Systems | N0217012 | P301 | OM00035426 |  | Employee Entrance Parking North Side | NA | NA | NA | .5 | 240 | 10.6/5.3 | Electric | 3 | NA | NA | \Classifications\Building System Class\G20-Other Systems\G2020 - Parking Lots\Security Parking Electric Barrier - PEB | 1014851
19-T1 | 19-T1 Metropolitan Courthouse | 19-T1-G3010-210-PWT01 | Potable Water Storage Tank #1 | NA | NA | NA | OM00035316 |  | Air Handler Room | NA | NA | NA | NA | DNA | DNA | DNA | 1 | NA | NA | \Classifications\Building System Class\G30-Site Mechanical Utilities\G3010 - Water Supply\Potable Water Storage Tank - PWT | 1014852
19-T1 | 19-T1 Metropolitan Courthouse | 19-T1-G3010-210-PWT02 | Potable Water Storage Tank #2 | Downey | 3082 | NA | OM00035376 |  | Boiler Room | NA | NA | NA | NA | DNA | DNA | DNA | 1 | NA | NA | \Classifications\Building System Class\G30-Site Mechanical Utilities\G3010 - Water Supply\Potable Water Storage Tank - PWT | 1014853
19-T1 | 19-T1 Metropolitan Courthouse | 19-T1-G3063-100-AST01 | Above Ground Fuel Storage Tank | Hoover Vault Tank | M383385 | L-D-P500P | OM00035434 |  | Diesel Fuel Rm - stairwell 3 | NA | NA | NA | NA | NA | NA | Diesel | 3 | NA | NA | \Classifications\Building System Class\G30-Site Mechanical Utilities\G3060 - Fuel Distribution\Tank, Fuel Storage, Above Ground - AST | 1014854
19-T1 | 19-T1 Metropolitan Courthouse | 19-T1-D3012-120-GMR01 | Gas Meter Reading | NA | NA | NA | OM00035432 |  | Rear of Court - facing Olive St. | NA | NA | NA | NA | NA | NA | NA | 3 | NA | NA | \Classifications\Building System Class\D30-HVAC Systems\D3010 - Energy Supply\Gas Meter Readings - GMR | 1014855
19-T1 | 19-T1 Metropolitan Courthouse | 19-T1-D2020-130-WMR01 | Metered Water Reading Meter (cooling tower #1) | Sensus | A7701087 | NA | OM00035582 |  | In front of cooling tower #1 | NA | NA | NA | NA | NA | NA | NA | 1 | NA | NA | \Classifications\Building System Class\D20-Plumbing\D2020 - Domestic Water\Water Meter Readings - WMR | 1014856
19-T1 | 19-T1 Metropolitan Courthouse | 19-T1-G2050-200-LSC01 | Landscaping | NA | NA | NA | OM00035416 |  | Grounds | NA | NA | NA | NA | NA | NA | NA | 1 | NA | NA | \Classifications\Building System Class\G20-Other Systems\G2050 - Landscaping\Landscaping - LSC | 1014857
19-T1 | 19-T1 Metropolitan Courthouse | 19-T1-D5092-250-ELT55 | Exterior Lighting (55) | NA | NA | NA | OM00035418 |  | Exterior | NA | NA | NA | NA | 240 | NA | NA | 1 | NA | NA | \Classifications\Building System Class\D50-Electrical SYS\D5090 - Elec SYS\Exterior Lighting - ELT | 1014858
19-T1 | 19-T1 Metropolitan Courthouse | 19-T1-G2049-300-HSC01 | Hardscape | NA | NA | NA | OM00035411 |  | Grounds | NA | NA | NA | NA | NA | NA | NA | 1 | NA | NA | \Classifications\Building System Class\G20-Other Systems\G2040 - Site Development\Hardscape - HSC | 1014859
19-T1 | 19-T1 Metropolitan Courthouse | 19-T1-D2023-100-BFP05 | BACKFLOW PREVENTER #5 (3/4" SEWAGE) | WATTS | 300477 | 909 3/4" | OM00036137 | OW0209916-FA0234832-BD0012739-MARCH | TRAFFIC COURTS-PKG C LEVEL LOBBY (LAPHD FORM REQUIRED) | NA | NA | NA | NA | NA | NA | NA | NA | NA | NA | \Classifications\Building System Class\D20-Plumbing\D2020 - Domestic Water\Backflow Preventer - BFP | 1015478
19-T1 | 19-T1 Metropolitan Courthouse | 19-T1-D3042-220-EFN21 | FAN, EXHAUST #1 (PARKING GARAGE, LEVEL-B SOUTH) | Sheldons MFG Corp | U700653 | 402 | OM00035698 | NA | Basement - PARKING LEVEL-B SOUTH (GARAGE EXH #1) | B112 (3) | NA | NA | 15 | 240/480 | 41.5/20.6 | Electric | 3 | NA | NA | \Classifications\Building System Class\D30-HVAC Systems\D3040 - Distribution SYS\Supply/Exhaust/Return fans- FAN | 1015968
19-T1 | 19-T1 Metropolitan Courthouse | 19-T1-D3042-220-EFN22 | FAN, EXHAUST #2 (PARKING GARAGE, LEVEL-B SOUTH) | Sheldons MFG Corp | U700654 | 402 | OM00035697 | NA | Basement - PARKING LEVEL-B SOUTH (GARAGE EXH #2) | B112 (3) | NA | NA | 15 | 240/480 | 41/20.5 | Electric | 3 | NA | NA | \Classifications\Building System Class\D30-HVAC Systems\D3040 - Distribution SYS\Supply/Exhaust/Return fans- FAN | 1015969
19-T1 | 19-T1 Metropolitan Courthouse | 19-T1-D3042-220-EFN23 | FAN, EXHAUST #3 (PARKING GARAGE, LEVEL-B SOUTH) | Sheldons MFG Corp | U700655 | 330 | OM00035696 | NA | Basement - PARKING LEVEL-B SOUTH (GARAGE EXH #3) | B103 (2) | NA | NA | 7.5 | 240/480 | 22/11 | Electric | 3 | NA | NA | \Classifications\Building System Class\D30-HVAC Systems\D3040 - Distribution SYS\Supply/Exhaust/Return fans- FAN | 1015970
19-T1 | 19-T1 Metropolitan Courthouse | 19-T1-D3042-220-EFN24 | FAN, EXHAUST #4 (PARKING GARAGE, LEVEL-B SOUTH) | Sheldons MFG Corp | U700656 | 330 | OM00035699 | NA | Basement PARKING LEVEL-B SOUTH (GARAGE EXH #4) | B102 (2) | NA | NA | 7.5 | 240/480 | 21/10 | Electric | 3 | NA | NA | \Classifications\Building System Class\D30-HVAC Systems\D3040 - Distribution SYS\Supply/Exhaust/Return fans- FAN | 1015971
19-T1 | 19-T1 Metropolitan Courthouse | 19-T1-D3042-220-EFN25 | FAN, EXHAUST #5 (PARKING GARAGE, LEVEL-B NORTH) | Sheldons MFG Corp | U700657 | 330 | OM00035692 | NA | Basement PARKING LEVEL-B NORTH (GARAGE EXH #5) | B103 (2) | NA | NA | 10 | 240/480 | 27.6/13.8 | Electric | 3 | NA | NA | \Classifications\Building System Class\D30-HVAC Systems\D3040 - Distribution SYS\Supply/Exhaust/Return fans- FAN | 1015972
19-T1 | 19-T1 Metropolitan Courthouse | 19-T1-D3042-220-EFN26 | FAN, EXHAUST #6 (PARKING GARAGE, LEVEL-B SOUTH) | Sheldons MFG Corp | U700658 | 330 | OM00035695 | NA | Basement PARKING LEVEL-B SOUTH (GARAGE EXH #6) | B103 (2) | NA | NA | 10 | 240/480 | 30-28/14 | Electric | 3 | NA | NA | \Classifications\Building System Class\D30-HVAC Systems\D3040 - Distribution SYS\Supply/Exhaust/Return fans- FAN | 1015973
19-T1 | 19-T1 Metropolitan Courthouse | 19-T1-D3042-220-EFN27 | FAN, EXHAUST #7 (PARKING GARAGE, LEVEL-B NORTH) | Sheldons MFG Corp | U700659 | 365 | OM00035694 | NA | Basement PARKING LEVEL-B NORTH (GARAGE EXH #7) | B103 (2) | NA | NA | 7.5 | 240/480 | 12.5/8.6 | Electric | 3 | NA | NA | \Classifications\Building System Class\D30-HVAC Systems\D3040 - Distribution SYS\Supply/Exhaust/Return fans- FAN | 1015974
19-T1 | 19-T1 Metropolitan Courthouse | 19-T1-D3042-220-EFN28 | FAN, EXHAUST #8 (PARKING GARAGE, LEVEL-B) | Sheldons MFG Corp | U700660 | 365 | OM00035693 |  | Basement PARKING LEVEL-B (GARAGE EXH #8) | B100 (2) | NA | NA | 7.5 | 240/480 | 21/10.5 | Electric | 3 | NA | NA | \Classifications\Building System Class\D30-HVAC Systems\D3040 - Distribution SYS\Supply/Exhaust/Return fans- FAN | 1015975
19-T1 | 19-T1 Metropolitan Courthouse | 19-T1-D3042-220-EFN29 | FAN, EXHAUST #9 (PARKING GARAGE, LEVEL-A SOUTH) | Sheldons MFG Corp | U700645 | 330 | OM00035344 | NA | Basement PARKING LEVEL-A SOUTH (GARAGE EXH #9) | B136 (2) | NA | NA | 7.5 | 240/480 | 22/11 | Electric | 3 | NA | NA | \Classifications\Building System Class\D30-HVAC Systems\D3040 - Distribution SYS\Supply/Exhaust/Return fans- FAN | 1015976
19-T1 | 19-T1 Metropolitan Courthouse | 19-T1-D3042-220-EFN30 | FAN, EXHAUST #10 (PARKING GARAGE, LEVEL-A SOUTH) | Sheldons MFG Corp | U700646 | 330 | OM00035343 | NA | Basement PARKING LEVEL-A SOUTH (GARAGE EXH #10) | B136 (2) | NA | NA | 7.5 | 240/480 | 22/11 | Electric | 3 | NA | NA | \Classifications\Building System Class\D30-HVAC Systems\D3040 - Distribution SYS\Supply/Exhaust/Return fans- FAN | 1015977
19-T1 | 19-T1 Metropolitan Courthouse | 19-T1-D3042-220-EFN31 | FAN, EXHAUST #11 (PARKING GARAGE, SALLY PORT) | Sheldons MFG Corp | U700067 | 200 | OM00035342 | NA | Basement PARKING BY SALLYPORT (GARAGE EXH #11) | A95 (2) | NA | NA | 3 | 240/480 | 8/4 | Electric | 3 | NA | NA | \Classifications\Building System Class\D30-HVAC Systems\D3040 - Distribution SYS\Supply/Exhaust/Return fans- FAN | 1015978
19-T1 | 19-T1 Metropolitan Courthouse | 19-T1-D3042-220-EFN32 | FAN, EXHAUST #12 (PARKING GARAGE, LEVEL-A SOUTH) | Sheldons MFG Corp | U700648 | 200 | OM00035346 | NA | Basement PARKING LEVEL-A SOUTH (GARAGE EXH #12) | A96 (2) | NA | NA | 5 | 240/480 | 8.3/4.3 | Electric | 3 | NA | NA | \Classifications\Building System Class\D30-HVAC Systems\D3040 - Distribution SYS\Supply/Exhaust/Return fans- FAN | 1015979
19-T1 | 19-T1 Metropolitan Courthouse | 19-T1-D3042-220-EFN33 | FAN, EXHAUST #13 (PARKING GARAGE, LEVEL-A NORTH) | Sheldons MFG Corp | U700649 | 200 | OM00035338 | NA | Basement PARKING LEVEL-A NORTH (GARAGE EXH #13) | NA | NA | NA | 3 | NA | DNA | Electric | DNA | NA | NA | \Classifications\Building System Class\D30-HVAC Systems\D3040 - Distribution SYS\Supply/Exhaust/Return fans- FAN | 1015980
19-T1 | 19-T1 Metropolitan Courthouse | 19-T1-D3042-220-EFN34 | FAN, EXHAUST #14 (PARKING GARAGE, LEVEL-A NORTH) | Sheldons MFG Corp | U700650 | 200 | OM00035341 |  | Basement PARKING LEVEL-A NORTH (GARAGE EXH #14) | NA | NA | NA | 3 | NA | DNA | Electric | DNA | NA | NA | \Classifications\Building System Class\D30-HVAC Systems\D3040 - Distribution SYS\Supply/Exhaust/Return fans- FAN | 1015981
19-T1 | 19-T1 Metropolitan Courthouse | 19-T1-D3042-220-EFN35 | FAN, EXHAUST #15 (PARKING GARAGE, LEVEL-A NORTH) | Sheldons MFG Corp | U700651 | 300 | OM00035340 |  | Basement PARKING LEVEL-A NORTH (GARAGE EXH #15) | NA | NA | NA | 7 | NA | DNA | Electric | DNA | NA | NA | \Classifications\Building System Class\D30-HVAC Systems\D3040 - Distribution SYS\Supply/Exhaust/Return fans- FAN | 1015982
19-T1 | 19-T1 Metropolitan Courthouse | 19-T1-D3042-220-EFN36 | FAN, EXHAUST #16 (PARKING GARAGE, LEVEL-A NORTH) | Sheldons MFG Corp | U700652 | 300 | OM00035339 |  | Basement PARKING LEVEL-A NORTH (GARAGE EXH #16) | NA | NA | NA | 5 | NA | DNA | Electric | DNA | NA | NA | \Classifications\Building System Class\D30-HVAC Systems\D3040 - Distribution SYS\Supply/Exhaust/Return fans- FAN | 1015983
19-T1 | 19-T1 Metropolitan Courthouse | 19-T1-D3042-220-EFN37 | FAN, SUPPLY #1 GS-1 (PARKING GARAGE, LEVEL-A SOUTH) | Sheldons MFG Corp | U700641 | 542 | OM00035345 | NA | Basement PARKING LEVEL-A SOUTH (SUPPLY FAN #1) | NA | NA | NA | 25 | NA | DNA | Electric | DNA | NA | NA | \Classifications\Building System Class\D30-HVAC Systems\D3040 - Distribution SYS\Supply/Exhaust/Return fans- FAN | 1015984
19-T1 | 19-T1 Metropolitan Courthouse | 19-T1-D3042-220-EFN38 | FAN, SUPPLY #2 GS-2 (PARKING GARAGE, LEVEL-A SOUTH) | Sheldons MFG Corp | U700642 | 542 | OM00035689 |  | Basement PARKING LEVEL-A SOUTH (SUPPLY FAN #2) | NA | NA | NA | 25 | NA | DNA | Electric | DNA | NA | NA | \Classifications\Building System Class\D30-HVAC Systems\D3040 - Distribution SYS\Supply/Exhaust/Return fans- FAN | 1015985
19-T1 | 19-T1 Metropolitan Courthouse | 19-T1-D3042-220-EFN39 | FAN, SUPPLY #3 GS-3 (PARKING GARAGE, LEVEL-A SOUTH) | Sheldons MFG Corp | U700643 | 490 | OM00035691 |  | Basement PARKING LEVEL-A NORTH (SUPPLY FAN #3) | NA | NA | NA | 25 | NA | DNA | Electric | DNA | NA | NA | \Classifications\Building System Class\D30-HVAC Systems\D3040 - Distribution SYS\Supply/Exhaust/Return fans- FAN | 1015986
19-T1 | 19-T1 Metropolitan Courthouse | 19-T1-D3042-220-EFN40 | FAN, SUPPLY #4 GS-4 (PARKING GARAGE, LEVEL-A NORTH | Sheldons MFG Corp | U700644 | 490 | OM00035690 |  | Basement PARKING LEVEL-A NORTH (SUPPLY FAN #4) | NA | NA | NA | 25 | NA | DNA | Electric | DNA | NA | NA | \Classifications\Building System Class\D30-HVAC Systems\D3040 - Distribution SYS\Supply/Exhaust/Return fans- FAN | 1015987
19-T1 | 19-T1 Metropolitan Courthouse | 19-T1-B2034-400-DOH05 | Door, Overhead Rollup (1st Floor Cashier #1) (Manual) | Cookson Door | F371060 | NA | OM00035701 |  | 1ST FL CASHIER WINDOW #1 | NA | NA | NA | NA | NA | NA | NA | NA | NA | NA | \Classifications\Building System Class\B20-General Building Exterior\B2030 - Exterior Doors\Door,Overhead-Shutter,Manual,Elec,Roll-up - DOH | 1016117
19-T1 | 19-T1 Metropolitan Courthouse | 19-T1-B2034-400-DOH06 | Door, Overhead Rollup (1st Floor Cashier #2) (Manual) | Cookson Door | F371061 | NA | OM00035702 |  | 1ST FL CASHIER WINDOW #2 | NA | NA | NA | NA | NA | NA | NA | NA | NA | NA | \Classifications\Building System Class\B20-General Building Exterior\B2030 - Exterior Doors\Door,Overhead-Shutter,Manual,Elec,Roll-up - DOH | 1016118
19-T1 | 19-T1 Metropolitan Courthouse | 19-T1-B2034-400-DOH07 | Door, Overhead Rollup (1st Floor Cashier #3) (Manual) | Cookson Door | F371048 | NA | OM00035703 |  | 1ST FL CASHIER WINDOW #3 | NA | NA | NA | NA | NA | NA | NA | NA | NA | NA | \Classifications\Building System Class\B20-General Building Exterior\B2030 - Exterior Doors\Door,Overhead-Shutter,Manual,Elec,Roll-up - DOH | 1016119
19-T1 | 19-T1 Metropolitan Courthouse | 19-T1-B2034-400-DOH08 | Door, Overhead Rollup (1st Floor Cashier #4) (Manual) | Cookson Door | F371049 | NA | OM00035704 |  | 1ST FL CASHIER WINDOW #4 | NA | NA | NA | NA | NA | NA | NA | NA | NA | NA | \Classifications\Building System Class\B20-General Building Exterior\B2030 - Exterior Doors\Door,Overhead-Shutter,Manual,Elec,Roll-up - DOH | 1016120
19-T1 | 19-T1 Metropolitan Courthouse | 19-T1-B2034-400-DOH09 | Door, Overhead Rollup (1st Floor Cashier #5) (Manual) | Cookson Door | F371040 | NA | OM00035705 |  | 1ST FL CASHIER WINDOW #5 | NA | NA | NA | NA | NA | NA | NA | NA | NA | NA | \Classifications\Building System Class\B20-General Building Exterior\B2030 - Exterior Doors\Door,Overhead-Shutter,Manual,Elec,Roll-up - DOH | 1016121
19-T1 | 19-T1 Metropolitan Courthouse | 19-T1-B2034-400-DOH10 | Door, Overhead Rollup (1st Floor Cashier #6) (Manual) | Cookson Door | F371041 | NA | OM00035706 |  | 1ST FL CASHIER WINDOW #6 | NA | NA | NA | NA | NA | NA | NA | NA | NA | NA | \Classifications\Building System Class\B20-General Building Exterior\B2030 - Exterior Doors\Door,Overhead-Shutter,Manual,Elec,Roll-up - DOH | 1016122
19-T1 | 19-T1 Metropolitan Courthouse | 19-T1-B2034-400-DOH11 | Door, Overhead Rollup (1st Floor Cashier #7) (Manual) | Cookson Door | F371037 | NA | OM00035707 |  | 1ST FL CASHIER WINDOW #7 | NA | NA | NA | NA | NA | NA | NA | NA | NA | NA | \Classifications\Building System Class\B20-General Building Exterior\B2030 - Exterior Doors\Door,Overhead-Shutter,Manual,Elec,Roll-up - DOH | 1016123
19-T1 | 19-T1 Metropolitan Courthouse | 19-T1-B2034-400-DOH12 | Door, Overhead Rollup (1st Floor Cashier #8) (Manual) | Cookson Door | F371036 | NA | OM00035708 |  | 1ST FL CASHIER WINDOW #8 | NA | NA | NA | NA | NA | NA | NA | NA | NA | NA | \Classifications\Building System Class\B20-General Building Exterior\B2030 - Exterior Doors\Door,Overhead-Shutter,Manual,Elec,Roll-up - DOH | 1016124
19-T1 | 19-T1 Metropolitan Courthouse | 19-T1-B2034-400-DOH13 | Door, Overhead Rollup (1st Floor Cashier #9) (Manual) | Cookson Door | F371055 | NA | OM00035709 |  | 1ST FL CASHIER WINDOW #9 | NA | NA | NA | NA | NA | NA | NA | NA | NA | NA | \Classifications\Building System Class\B20-General Building Exterior\B2030 - Exterior Doors\Door,Overhead-Shutter,Manual,Elec,Roll-up - DOH | 1016125
19-T1 | 19-T1 Metropolitan Courthouse | 19-T1-B2034-400-DOH14 | Door, Overhead Rollup (1st Floor Cashier #10) (Manual) | NA | NA | NA | OM00035710 |  | 1ST FL CASHIER WINDOW #10 | NA | NA | NA | NA | NA | NA | NA | NA | NA | NA | \Classifications\Building System Class\B20-General Building Exterior\B2030 - Exterior Doors\Door,Overhead-Shutter,Manual,Elec,Roll-up - DOH | 1016126
19-T1 | 19-T1 Metropolitan Courthouse | 19-T1-B2034-400-DOH15 | Door, Overhead Rollup (1st Floor Cashier #11) (Manual) | Cookson Door | F371063 | NA | OM00035713 |  | 1ST FL CASHIER WINDOW #11 | NA | NA | NA | NA | NA | NA | NA | NA | NA | NA | \Classifications\Building System Class\B20-General Building Exterior\B2030 - Exterior Doors\Door,Overhead-Shutter,Manual,Elec,Roll-up - DOH | 1016127
19-T1 | 19-T1 Metropolitan Courthouse | 19-T1-B2034-400-DOH16 | Door, Overhead Rollup (1st Floor Cashier #12) (Manual) | Cookson Door | F371062 | NA | OM00035714 |  | 1ST FL CASHIER WINDOW #12 | NA | NA | NA | NA | NA | NA | NA | NA | NA | NA | \Classifications\Building System Class\B20-General Building Exterior\B2030 - Exterior Doors\Door,Overhead-Shutter,Manual,Elec,Roll-up - DOH | 1016128
19-T1 | 19-T1 Metropolitan Courthouse | 19-T1-B2034-400-DOH17 | Door, Overhead Rollup (1st Floor Cashier #13) (Manual) | Cookson Door | F371054 | NA | OM00035715 |  | 1ST FL CASHIER WINDOW #13 | NA | NA | NA | NA | NA | NA | NA | NA | NA | NA | \Classifications\Building System Class\B20-General Building Exterior\B2030 - Exterior Doors\Door,Overhead-Shutter,Manual,Elec,Roll-up - DOH | 1016129
19-T1 | 19-T1 Metropolitan Courthouse | 19-T1-B2034-400-DOH18 | Door, Overhead Rollup (1st Floor Cashier #14) (Manual) | Cookson Door | F371053 | NA | OM00035716 |  | 1ST FL CASHIER WINDOW #14 | NA | NA | NA | NA | NA | NA | NA | NA | NA | NA | \Classifications\Building System Class\B20-General Building Exterior\B2030 - Exterior Doors\Door,Overhead-Shutter,Manual,Elec,Roll-up - DOH | 1016130
19-T1 | 19-T1 Metropolitan Courthouse | 19-T1-B2034-400-DOH19 | Door, Overhead Rollup (1st Floor Cashier #15) (Manual) | Cookson Door | F371039 | NA | OM00035717 |  | 1ST FL CASHIER WINDOW #15 | NA | NA | NA | NA | NA | NA | NA | NA | NA | NA | \Classifications\Building System Class\B20-General Building Exterior\B2030 - Exterior Doors\Door,Overhead-Shutter,Manual,Elec,Roll-up - DOH | 1016131
19-T1 | 19-T1 Metropolitan Courthouse | 19-T1-B2034-400-DOH20 | Door, Overhead Rollup (1st Floor Cashier #16) (Manual) | Cookson Door | F371038 | NA | OM00035718 |  | 1ST FL CASHIER WINDOW #16 | NA | NA | NA | NA | NA | NA | NA | NA | NA | NA | \Classifications\Building System Class\B20-General Building Exterior\B2030 - Exterior Doors\Door,Overhead-Shutter,Manual,Elec,Roll-up - DOH | 1016132
19-T1 | 19-T1 Metropolitan Courthouse | 19-T1-B2034-400-DOH21 | Door, Overhead Rollup (1st Floor Cashier #17) (Manual) | Cookson Door | F371046 | NA | OM00035719 |  | 1ST FL CASHIER WINDOW #17 | NA | NA | NA | NA | NA | NA | NA | NA | NA | NA | \Classifications\Building System Class\B20-General Building Exterior\B2030 - Exterior Doors\Door,Overhead-Shutter,Manual,Elec,Roll-up - DOH | 1016133
19-T1 | 19-T1 Metropolitan Courthouse | 19-T1-B2034-400-DOH22 | Door, Overhead Rollup (1st Floor Cashier #18) (Manual) | Cookson Door | F371047 | NA | OM00035720 |  | 1ST FL CASHIER WINDOW #18 | NA | NA | NA | NA | NA | NA | NA | NA | NA | NA | \Classifications\Building System Class\B20-General Building Exterior\B2030 - Exterior Doors\Door,Overhead-Shutter,Manual,Elec,Roll-up - DOH | 1016134
19-T1 | 19-T1 Metropolitan Courthouse | 19-T1-B2034-400-DOH23 | Door, Overhead Rollup (1st Floor Cashier #19) (Manual) | Cookson Door | F371059 | NA | OM00035721 |  | 1ST FL CASHIER WINDOW #19 | NA | NA | NA | NA | NA | NA | NA | NA | NA | NA | \Classifications\Building System Class\B20-General Building Exterior\B2030 - Exterior Doors\Door,Overhead-Shutter,Manual,Elec,Roll-up - DOH | 1016135
19-T1 | 19-T1 Metropolitan Courthouse | 19-T1-B2034-400-DOH24 | Door, Overhead Rollup (1st Floor Cashier #20) (Manual) | Cookson Door | F371058 | NA | OM00035722 |  | 1ST FL CASHIER WINDOW #20 | NA | NA | NA | NA | NA | NA | NA | NA | NA | NA | \Classifications\Building System Class\B20-General Building Exterior\B2030 - Exterior Doors\Door,Overhead-Shutter,Manual,Elec,Roll-up - DOH | 1016136
19-T1 | 19-T1 Metropolitan Courthouse | 19-T1-B2034-400-DOH25 | Door, Overhead Rollup (1st Floor Cashier #21) (Manual) | Cookson Door | F371064 | NA | OM00035723 |  | 1ST FL CASHIER WINDOW #21 | NA | NA | NA | NA | NA | NA | NA | NA | NA | NA | \Classifications\Building System Class\B20-General Building Exterior\B2030 - Exterior Doors\Door,Overhead-Shutter,Manual,Elec,Roll-up - DOH | 1016137
19-T1 | 19-T1 Metropolitan Courthouse | 19-T1-B2034-400-DOH26 | Door, Overhead Rollup (1st Floor Snack Shop) (Manual) | Cookson Door | F701353 | NA | OM00035700 |  | 1ST FL SNACK SHOP ON OLIVE ST SIDE ENTRANCE | NA | NA | NA | NA | NA | NA | NA | NA | NA | NA | \Classifications\Building System Class\B20-General Building Exterior\B2030 - Exterior Doors\Door,Overhead-Shutter,Manual,Elec,Roll-up - DOH | 1016138
19-T1 | 19-T1 Metropolitan Courthouse | 19-T1-B2034-400-DOH27 | Door, Overhead Rollup (2nd Floor Cashier #1) (Manual) | Cookson Door | F371042 | NA | OM00035724 |  | 2ND FL CASHIER WINDOW #1 | NA | NA | NA | NA | NA | NA | NA | NA | NA | NA | \Classifications\Building System Class\B20-General Building Exterior\B2030 - Exterior Doors\Door,Overhead-Shutter,Manual,Elec,Roll-up - DOH | 1016139
19-T1 | 19-T1 Metropolitan Courthouse | 19-T1-B2034-400-DOH28 | Door, Overhead Rollup (2nd Floor Cashier #2) (Manual) | Cookson Door | F371051 | NA | OM00035725 |  | 2ND FL CASHIER WINDOW #2 | NA | NA | NA | NA | NA | NA | NA | NA | NA | NA | \Classifications\Building System Class\B20-General Building Exterior\B2030 - Exterior Doors\Door,Overhead-Shutter,Manual,Elec,Roll-up - DOH | 1016140
19-T1 | 19-T1 Metropolitan Courthouse | 19-T1-B2034-400-DOH29 | Door, Overhead Rollup (2nd Floor Cashier #3) (Manual) | Cookson Door | F371050 | NA | OM00035726 |  | 2ND FL CASHIER WINDOW #3 | NA | NA | NA | NA | NA | NA | NA | NA | NA | NA | \Classifications\Building System Class\B20-General Building Exterior\B2030 - Exterior Doors\Door,Overhead-Shutter,Manual,Elec,Roll-up - DOH | 1016141
19-T1 | 19-T1 Metropolitan Courthouse | 19-T1-B2034-400-DOH30 | Door, Overhead Rollup (2nd Floor Cashier #4) (Manual) | Cookson Door | F371043 | NA | OM00035727 |  | 2ND FL CASHIER WINDOW #4 | NA | NA | NA | NA | NA | NA | NA | NA | NA | NA | \Classifications\Building System Class\B20-General Building Exterior\B2030 - Exterior Doors\Door,Overhead-Shutter,Manual,Elec,Roll-up - DOH | 1016142
19-T1 | 19-T1 Metropolitan Courthouse | 19-T1-B2034-400-DOH31 | Door, Overhead Rollup (2nd Floor Cashier #5) (Manual) | Cookson Door | F371044 | NA | OM00035728 |  | 2ND FL CASHIER WINDOW #5 | NA | NA | NA | NA | NA | NA | NA | NA | NA | NA | \Classifications\Building System Class\B20-General Building Exterior\B2030 - Exterior Doors\Door,Overhead-Shutter,Manual,Elec,Roll-up - DOH | 1016143
19-T1 | 19-T1 Metropolitan Courthouse | 19-T1-B2034-400-DOH32 | Door, Overhead Rollup (2nd Floor Cashier #6) (Manual) | Cookson Door | F371045 | NA | OM00035729 |  | 2ND FL CASHIER WINDOW #6 | NA | NA | NA | NA | NA | NA | NA | NA | NA | NA | \Classifications\Building System Class\B20-General Building Exterior\B2030 - Exterior Doors\Door,Overhead-Shutter,Manual,Elec,Roll-up - DOH | 1016144
19-T1 | 19-T1 Metropolitan Courthouse | 19-T1-B2034-400-DOH33 | Door, Overhead Rollup (2nd Floor Cashier #7) (Manual) | NA | NA | NA | OM00035730 |  | 2ND FL CASHIER WINDOW #7 | NA | NA | NA | NA | NA | NA | NA | NA | NA | NA | \Classifications\Building System Class\B20-General Building Exterior\B2030 - Exterior Doors\Door,Overhead-Shutter,Manual,Elec,Roll-up - DOH | 1016145
19-T1 | 19-T1 Metropolitan Courthouse | 19-T1-B2034-400-DOH34 | Door, Overhead Rollup (2nd Floor Cashier #8) (Manual) | Cookson Door | F371057 | NA | OM00035731 |  | 2ND FL CASHIER WINDOW #8 | NA | NA | NA | NA | NA | NA | NA | NA | NA | NA | \Classifications\Building System Class\B20-General Building Exterior\B2030 - Exterior Doors\Door,Overhead-Shutter,Manual,Elec,Roll-up - DOH | 1016146
19-T1 | 19-T1 Metropolitan Courthouse | 19-T1-B2034-400-DOH35 | Door, Overhead Rollup (2nd Floor Cashier #9) (Manual) | Cookson Door | F371065 | NA | OM00035732 |  | 2ND FL CASHIER WINDOW #9 | NA | NA | NA | NA | NA | NA | NA | NA | NA | NA | \Classifications\Building System Class\B20-General Building Exterior\B2030 - Exterior Doors\Door,Overhead-Shutter,Manual,Elec,Roll-up - DOH | 1016147
19-T1 | 19-T1 Metropolitan Courthouse | 19-T1-D5037-710-FAP03 | FIRE PANEL FOR MANUAL PULL STATIONS | FLEX ALARM (BLISS) | NA | NA | OM00035711 |  | BASEMENT AIR HANDLER RM MA-13 | NA | NA | NA | NA | NA | NA | NA | NA | NA | NA | \Classifications\Building System Class\D50-Electrical SYS\D5030 - Comm & Security\Fire Alarm Panel - FAP | 1016770
19-T1 | 19-T1 Metropolitan Courthouse | 19-T1-D2023-100-BFP09 | Backflow Preventer #3 (Cooling Tower) (2") | WILKINS | X27065 | 375A (2") | OM00035943 | OW0209916-FA0234832-BD0042844-27065-MARCH | ROOF LEVEL 9A COOLING TOWER & BOILER (LAPHD FORM REQUIRED) Outside Chiller Room | NA | NA | NA | NA | NA | NA | NA | NA | NA | NA | \Classifications\Building System Class\D20-Plumbing\D2020 - Domestic Water\Backflow Preventer - BFP | 1016878
19-T1 | 19-T1 Metropolitan Courthouse | 19-T1-D3044-125-PHW03 | HOT WATER PUMP #2 | Aurora Pump | 66597 | 411BS | OM00035941 | NA | 9TH FLOOR CHILLER ROOM | NA | NA | NA | 25 | 240/480 | 58/29 | Electric | 3 | NA | NA | \Classifications\Building System Class\D30-HVAC Systems\D3040 - Distribution SYS\Hot Water Pump - PHW | 1016879
19-T1 | 19-T1 Metropolitan Courthouse | 19-T1-D3031-100-PCH05 | COOLING TOWER WATER PUMP #1 | Aurora Pump | 70-1797-1 | DC27 | OM00035942 |  | 9TH FLOOR CHILLER ROOM | NA | NA | NA | 40 | 240/480 | DNA | Electric | 3 | NA | NA | \Classifications\Building System Class\D30-HVAC Systems\D3030 - Cooling SYS\Chilled Water Pump - PCH | 1016880
19-T1 | 19-T1 Metropolitan Courthouse | 19-T1-D3042-220-EFN41 | Exhaust Fan (Sheriff Sally Port) (Belt Driven) | Dayton | NA | 3C145A | OM00036140 |  | Sheriff Sally Port in Basement | AL250 (1) | NA | NA | 1/2 | 110/240 | 7.6/3.8 | Electric |  | NA | NA | \Classifications\Building System Class\D30-HVAC Systems\D3040 - Distribution SYS\Supply/Exhaust/Return fans- FAN | 1017435
19-T1 | 19-T1 Metropolitan Courthouse | 19-T1-D5010-200-ESD04 | Electrical Switchboard (Room M-A-18) | General Electric | NA | 14261-N1 | OM00037993 |  | Basement Electrical Room M-A-18 | NA | NA | NA | NA | 240-480 | 3000 | ELECTRIC | 3 | NA | NA | \Classifications\Building System Class\D50-Electrical SYS\D5010 - Elec Service & Dist\Electical Service and Distribution - ESD | 1017437
19-T1 | 19-T1 Metropolitan Courthouse | 19-T1-D5010-200-ESD03 | Electrical Switchboard (Room M-A-18) | General Electric | NA | 14261-N4 | OM00037995 |  | Basement Electrical Room M-A-18 | NA | NA | NA | NA | 240/480 | 800 | ELECTRIC | 3 | NA | NA | \Classifications\Building System Class\D50-Electrical SYS\D5010 - Elec Service & Dist\Electical Service and Distribution - ESD | 1017436
19-T1 | 19-T1 Metropolitan Courthouse | 19-T1-D5010-200-ESD05 | Electrical Switchboard (Room M-A-18) | General Electric | NA | 14261-N1 | OM00036134 |  | Basement Electrical Room M-A-18 | NA | NA | NA | NA | 240/480 | 2000 | ELECTRIC | 3 | NA | NA | \Classifications\Building System Class\D50-Electrical SYS\D5010 - Elec Service & Dist\Electical Service and Distribution - ESD | 1017438
19-T1 | 19-T1 Metropolitan Courthouse | 19-T1-D5010-200-ESD06 | Electrical Switchboard (Room M-A-17) | General Electric | 316288 | 14261-N8 | OM00037996 | NA | Basement Electrical Room M-A-17 | NA | NA | NA | NA | 110/240 | 800 | ELECTRIC | 3 | NA | NA | \Classifications\Building System Class\D50-Electrical SYS\D5010 - Elec Service & Dist\Electical Service and Distribution - ESD | 1017439
19-T1 | 19-T1 Metropolitan Courthouse | 19-T1-D3042-220-EFN42 | Exhaust Fan (Westside Roof) (Belt Driven) | Sheldons MFG Corp | U700662 | 402 | OM00037947 | NA | Westside of Roof | 78 (2) | NA | NA | 7.5 | 240/480 | 3.0/1.5 | ELECTRIC | 3 | NA | NA | \Classifications\Building System Class\D30-HVAC Systems\D3040 - Distribution SYS\Supply/Exhaust/Return fans- FAN | 1017441
19-T1 | 19-T1 Metropolitan Courthouse | 19-T1-D2023-310-HWP06 | Hot Water Circulation Pump (Boiler Room) | Bell & Gosset | SERIESHV BNF1 | 1022213LF | OM00037945 |  | 9th Floor Boiler Room | NA | NA | NA | 1/6 | 110 | 3.6 | ELECTRIC | 1 | NA | NA | \Classifications\Building System Class\D20-Plumbing\D2020 - Domestic Water\Domestic Hot Water Circulating Pump - HWP | 1017442
19-T1 | 19-T1 Metropolitan Courthouse | 19-T1-D5010-110-MCC02 | Motor Control Center (Room M-A-18) | General Electric | B1A1T475C245806-4 | 78713B/P | OM00037994 | NA | Basement Room M-A-18 | NA | NA | NA | NA | 110-480 | 600 | ELECTRIC |  | NA |  | \Classifications\Building System Class\D50-Electrical SYS\D5010 - Elec Service & Dist\Chiller Room Electrical Panel - MCC | 1017443
19-T1 | 19-T1 Metropolitan Courthouse | 19-T1-D5010-110-MCC03 | Motor Control Center (9th Floor Chiller Rm) | General Electric | A1A1T4-75C245806-3 | 7700 Line Control | OM00036143 |  | 9th Floor Chiller Room | NA | NA | NA | NA | NA | DNA | ELECTRIC | DNA | NA | NA | \Classifications\Building System Class\D50-Electrical SYS\D5010 - Elec Service & Dist\Chiller Room Electrical Panel - MCC | 1017444
19-T1 | 19-T1 Metropolitan Courthouse | 19-T1-D5010-110-MCC04 | Motor Control Center (9th Floor Chiller Rm) | General Electric | B1A1T4-75C245806-2 | 7700 Line Control | OM00036144 | NA | 9th Floor Chiller Room | NA | NA | NA | NA | NA | DNA | ELECTRIC |  | NA | NA | \Classifications\Building System Class\D50-Electrical SYS\D5010 - Elec Service & Dist\Chiller Room Electrical Panel - MCC | 1017445
19-T1 | 19-T1 Metropolitan Courthouse | 19-T1-D2030-410-PMS01 | Sewage Ejector Pump #1 (Basement Pump Rm) | Aurora Pump | 1-30-1319-1 | KSB-AI | OM00036135 | NA | Basement Level C Pump Room | NA | NA | NA | 7.5 | 240-480 | 24.2-12.1/10 | ELECTRIC | 3 | NA | NA | \Classifications\Building System Class\D20-Plumbing\D2030 - Sani Waste\Sewage Ejector Pump - PMS | 1017446
19-T1 | 19-T1 Metropolitan Courthouse | 19-T1-D2030-410-PMS02 | Sewage Ejector Pump #2 (Basement Pump Rm) | Aurora Pump | 1-30-1319-2 | KSB-AI | OM00036136 |  | Basement Level C Pump Room | NA | NA | NA | NA | 240/480 | 23-24.2/12.1 | ELECTRIC | 3 | NA | NA | \Classifications\Building System Class\D20-Plumbing\D2030 - Sani Waste\Sewage Ejector Pump - PMS | 1017447
19-T1 | 19-T1 Metropolitan Courthouse | 19-T1-D1092-120-PTS01 | Pneumatic Tube System (Room M-A-13) | Spencer Turbo Compressor | 227298 | Transit Tube | OM00037955 | NA | Basement Room M-A-18 | NA | NA | NA | 7.5 | 240-480 | 19.6/9.8 | ELECTRIC | 3 | NA | NA | \Classifications\Building System Class\D10-Conveyance Systems\D1090 - Other Conveyance Systems\Pneumatic Tube System -PTS | 1017448
19-T1 | 19-T1 Metropolitan Courthouse | 19-T1-G3010-210-PWT03 | Potable Water Storage Tank (9th Floor Chiller Rm) | American standard | 4779/02 | WPA/1305K | OM00036139 |  | 9th Floor Chiller Room | NA | NA | NA | NA | NA | NA | NA |  | NA | NA | \Classifications\Building System Class\G30-Site Mechanical Utilities\G3010 - Water Supply\Potable Water Storage Tank - PWT | 1017449
19-T1 | 19-T1 Metropolitan Courthouse | 19-T1-D3041-230-RFN02 | Return Fan #2 (Parking Area Level "A") (Belt Driven) | McQuay Inc | 802574-110 | LYF217-1 | OM00036138 | NA | Parking Area Level "A" | A68 (2) | NA | NA | 5 | 240/480 | 13.8/6.9 | ELECTRIC | 3 | NA | NA | \Classifications\Building System Class\D30-HVAC Systems\D3040 - Distribution SYS\Supply/Exhaust/Return fans- FAN | 1017452
19-T1 | 19-T1 Metropolitan Courthouse | 19-T1-G3010-210-PWT04 | Potable Water Storage Tank (9th Floor Chiller Rm) | Wessel Co | 260854 | NA | OM00036141 |  | 9th Floor Chiller Room | NA | NA | NA | NA | NA | NA | NA |  | NA | NA | \Classifications\Building System Class\G30-Site Mechanical Utilities\G3010 - Water Supply\Potable Water Storage Tank - PWT | 1017450
19-T1 | 19-T1 Metropolitan Courthouse | 19-T1-D3041-230-RFN01 | Return Fan #1 (Room M-A-17) (Belt Driven) | McQuay Inc | 802574-100 | LYF217-17 | OM00037997 | NA | Basement Air Handler Room M-A-17 | A68 (2) | NA | NA | 5 | 240/480 | 13.6/6.8 | ELECTRIC | 3 | NA | NA | \Classifications\Building System Class\D30-HVAC Systems\D3040 - Distribution SYS\Supply/Exhaust/Return fans- FAN | 1017451
19-T1 | 19-T1 Metropolitan Courthouse | 19-T1-D3041-230-RFN04 | Return Fan #4 (Room M305) (Belt Driven) | McQuay Inc | 802574-130 | 130LYF228AH | OM00037953 | NA | 3rd Floor Air Handler Room M305 | A105 (2) | NA | NA | NA | 240/480 | 14-13.8/6.9 | ELECTRIC | 3 | NA | NA | \Classifications\Building System Class\D30-HVAC Systems\D3040 - Distribution SYS\Supply/Exhaust/Return fans- FAN | 1017454
19-T1 | 19-T1 Metropolitan Courthouse | 19-T1-D3041-230-RFN05 | Return Fan #5 (Room M406) (Belt Driven) | McQuay Inc | 802574-140 | 140LYF228AH | OM00037952 | NA | 4th Floor Air Handler Room M406 | B105 (2) | NA | NA | 7.5 | 240/480 | 22/11 | ELECTRIC | 3 | NA | NA | \Classifications\Building System Class\D30-HVAC Systems\D3040 - Distribution SYS\Supply/Exhaust/Return fans- FAN | 1017455
19-T1 | 19-T1 Metropolitan Courthouse | 19-T1-D3041-230-RFN06 | Return Fan #6 (Room M506) (Belt Driven) | McQuay Inc | 802574-150 | 150LYF237AH | OM00037951 | NA | 5th Floor Air Handler Room M506 | BP120 (2) | NA | NA | 7.5 | 240/480 | 22/11 | ELECTRIC | 3 | NA | NA | \Classifications\Building System Class\D30-HVAC Systems\D3040 - Distribution SYS\Supply/Exhaust/Return fans- FAN | 1017456
19-T1 | 19-T1 Metropolitan Courthouse | 19-T1-D3041-230-RFN03 | Return Fan #3 (Room M204) (Belt Driven) | McQuay Inc | 802574-120 | 120LYF228AH | OM00037954 | NA | 2nd Floor Air Handler Room M204 | B105 (2) | NA | NA | 7.5 | 240/480 | 19.4/9.7 | ELECTRIC | 3 | NA | NA | \Classifications\Building System Class\D30-HVAC Systems\D3040 - Distribution SYS\Supply/Exhaust/Return fans- FAN | 1017453
19-T1 | 19-T1 Metropolitan Courthouse | 19-T1-D3041-230-RFN07 | Return Fan #7 (Room M606) (Belt Driven) | McQuay Inc | 802574-160 | 160LYF237AH | OM00037950 | NA | 6th Floor Air Handler Room M606 | B120 (2) | NA | NA | 7.5 | 240-480 | 19.4/9.7 | ELECTRIC | 3 | NA | NA | \Classifications\Building System Class\D30-HVAC Systems\D3040 - Distribution SYS\Supply/Exhaust/Return fans- FAN | 1017457
19-T1 | 19-T1 Metropolitan Courthouse | 19-T1-D3041-230-RFN08 | Return Fan #8 (Room M706) (Belt Driven) | McQuay Inc | 802574-170 | MXF23781 | OM00037949 | NA | 7th Floor Air Handler Room M706 | B120 (2) | NA | NA | 7.5 | 240-480 | 18.4/9.2 | ELECTRIC | 3 | NA | NA | \Classifications\Building System Class\D30-HVAC Systems\D3040 - Distribution SYS\Supply/Exhaust/Return fans- FAN | 1017458
19-T1 | 19-T1 Metropolitan Courthouse | 19-T1-D3041-230-RFN09 | Return Fan #9 (Room M804) (Belt Driven) | McQuay Inc | 892574-180 | LM217-4 | OM00037948 | NA | 8th Floor Air Handler Room M804 | A78 (2) | NA | NA | 5 | 240/480 | 13.6/6.8 | ELECTRIC | 3 | NA | NA | \Classifications\Building System Class\D30-HVAC Systems\D3040 - Distribution SYS\Supply/Exhaust/Return fans- FAN | 1017459
19-T1 | 19-T1 Metropolitan Courthouse | 19-T1-D2023-310-WBS02 | Domestic Water Booster Pump #2 (Room M-A-17) | Paco Pump | STLD10436B | 10-12707-130001-1741 | OM00037999 | NA | Basement Electrical Room M-A-17 | NA | NA | NA | 15 | 240-480 | 36-18 | ELECTRIC | 3 | NA | NA | \Classifications\Building System Class\D20-Plumbing\D2020 - Domestic Water\Domestic Water Booster System - WBS | 1017461
19-T1 | 19-T1 Metropolitan Courthouse | 19-T1-D2023-310-WBS03 | Domestic Water Booster Pump #2 (Room M-A-17) | Paco Pump | STLD10436B-A | 10-20707-130001-1921 | OM00037998 | NA | Basement Electrical Room M-A-17 | NA | NA | NA | 15 | 240/480 | 4.9-6.9/18.4 | ELECTRIC | 3 | NA | NA | \Classifications\Building System Class\D20-Plumbing\D2020 - Domestic Water\Domestic Water Booster System - WBS | 1017462
19-T1 | 19-T1 Metropolitan Courthouse | 19-T1-D3041-210-SFN01 | Supply Fan (Penthouse Chiller Room) | McQuay Inc | NA | LYF-205-V | OM00036142 |  | Penthouse Chiller Room | A42 (1) | NA | NA | 1/2 | 240-480 | 4.8/2.4 | ELECTRIC | 3 | NA | NA | \Classifications\Building System Class\D30-HVAC Systems\D3040 - Distribution SYS\Supply/Exhaust/Return fans- FAN | 1017460
19-T1 | 19-T1 Metropolitan Courthouse | 19-T1-D3041-160-FDP01 | Fire Window Damper, Overhead (Fuel Tank Rm) | Ruskin MFG Co | AL806547 | 002 | OM00037956 |  | Fuel Tank Room on Level B of Parking Garage | NA | NA | NA | NA | NA | NA | NA | NA | NA | NA | \Classifications\Building System Class\D30-HVAC Systems\D3040 - Distribution SYS\Fire Dampers - FDP | 1017530
19-T1 | 19-T1 Metropolitan Courthouse | 19-T1-D3050-250-ACU07 | Air Conditioning Split System (Roof) | Carrier | 3313V001657 | 38MVC018-301 | OM00035945 |  | Roof Near Stairwell 13 | NA | NA | R-410A | 3/4 | 230/240 | RLA-7.3, LRA-32.6 | Electric | 1 | 9200-18000 | 9200-18000 | \Classifications\Building System Class\D30-HVAC Systems\D3050 - Package SYS\Air Conditioning,Split System - ACU | 1017891
19-T1 | 19-T1 Metropolitan Courthouse | 19-T1-D3060-100-RDS02 | Refrigerate Leak Detection System RDS02 | Honeywell | 5340RFS10140011 | 301-EM-RFSA | OM00035946 |  | 9th Floor, Chiller Room | NA | NA | NA | NA | Input 120, Output 24V | DNA | Electric | 1 | NA | NA | \Classifications\Building System Class\D30-HVAC Systems\D3060 - Control & Inst Air\Refrigerant Leak Detection System - RDS | 1019291
19-T1 | 19-T1 Metropolitan Courthouse | 19-T1-D3042-240-SEF02 | Specialty Exhaust Fan - Chiller Refrig. SEF02 | Baldor Electric Co. | F1412121049 | M1221T | OM00035947 |  | Chiller Room | 1XA25 | NA | NA | 1.5/.67 | 460 | 2.2/1.4 | Electric | 3 | NA | NA | \Classifications\Building System Class\D30-HVAC Systems\D3040 - Distribution SYS\Supply/Exhaust/Return fans- FAN | 1019292
19-T1 | 19-T1 Metropolitan Courthouse | 19-T1-D5092-210-GEN02 | Emergency Generator (GEN02) | Generac | 3000816858 | SD500 | OM00002639 | Gen 2 #G42327 | Outside of Cooling Towerﾠ | Parkins #411-0490-1 | CH11038 | NA | 670.5 | 480 | 500KW | Diesel | 3 | NA | NA | \Classifications\Building System Class\D50-Electrical SYS\D5090 - Elec SYS\Emergency Generator - GEN | 1021698
19-T1 | 19-T1 Metropolitan Courthouse | 19-T1-D5010-234-ATS03 | Auto Transfer Switch ""A"" (ATS03) | Generac | 3000718873 | ATC305X30800XXV | OM00002637 |  | Basement, A-8, MA17 | NA | NA | NA | NA | 480 | 800 | Electric | 3 | NA | NA | \Classifications\Building System Class\D50-Electrical SYS\D5010 - Elec Service & Dist\Automatic Transfer Switch - ATS | 1021701
19-T1 | 19-T1 Metropolitan Courthouse | 19-T1-D5010-234-ATS04 | Auto Transfer Switch ""B"" (ATS04) | Generac | 300718874 | ATC305X30800XXV | OM00002638 |  | Basement, A-8, MA17 | NA | NA | NA | NA | 480 | 800 | Electric | 3 | NA | NA | \Classifications\Building System Class\D50-Electrical SYS\D5010 - Elec Service & Dist\Automatic Transfer Switch - ATS | 1021702
19-T1 | 19-T1 Metropolitan Courthouse | 19-T1-G3063-100-DAT02 | Fuel Day Tank (Generator) (DAT02) | PRTCO Fuel System | 07648704 | PY25ULDW | OM00002640 |  | Roof Southwest | NA | NA | NA | NA | NA | NA | Diesel | NA | NA | NA | \Classifications\Building System Class\G30-Site Mechanical Utilities\G3060 - Fuel Distribution\Tank, Fuel Storage Day - DAT | 1021703
19-T1 | 19-T1 Metropolitan Courthouse | 19-T1-D2040-100-PSU05 | Sump Pump # 1 (PTS05) | Baldor-Reliancer | S9159533-001001 CT | P18G2701 | OM00035947 |  | Basement, Level C, North Parking | NA | NA | NA | 5 | 230/460 | 14/7 | Electric | 3 | NA | NA | \Classifications\Building System Class\D20-Plumbing\D2040 - Rain Drain\Sump Pump - PSU | 1021704
19-T1 | 19-T1 Metropolitan Courthouse | 19-T1-D2040-100-PSU06 | Sump Pump # 2 (PTS06) | Baldor-Reliancer | 661164620022 | P18G2701 | OM00035948 |  | Basement, Level C, North Parking | NA | NA | NA | 5 | 230/460 | 14/7 | Electric | 3 | NA | NA | \Classifications\Building System Class\D20-Plumbing\D2040 - Rain Drain\Sump Pump - PSU | 1021705
19-T1 | 19-T1 Metropolitan Courthouse | 19-T1-G3060-320-DFP02 | Diesel Fuel Transfer Pump (DFP02) | Electric Motor | B48565349 | T36 | OM00041061 |  | Level B South Parking | NA | NA | NA | 1 | 115/208 | 13.4/6.8 | Electric | 1 | NA | NA | \Classifications\Building System Class\G30-Site Mechanical Utilities\G3060 - Fuel Distribution\Pump, Fuel, Diesel Fuel Transfer Pump - DFP | 1021707
19-T1 | 19-T1 Metropolitan Courthouse | 19-T1-D2023-100-BFP10 | Backflow Preventer #8 (3/4" Boiler Room) ﾠ | Watts | 09073 | LF009M3QT | OM00035949 |  | Boiler Room, Roof | NA | NA | NA | NA | NA | NA | NA | NA | NA | NA | \Classifications\Building System Class\D20-Plumbing\D2020 - Domestic Water\Backflow Preventer - BFP | 1021708
19-T1 | 19-T1 Metropolitan Courthouse | 19-T1-D2023-100-BFP11 | Reduced Pressure Backflow Preventer #4 (Basement Parking Garage) 8" | Wilkins | 57626 | 375ASTR | OM00035791 |  | Basement - parking East | NA | NA | NA | NA | NA | NA | NA | NA | NA | NA | \Classifications\Building System Class\D20-Plumbing\D2020 - Domestic Water\Backflow Preventer - BFP | 1022734
19-T1 | 19-T1 Metropolitan Courthouse | 19-T1-D3090-220-CMD02 | COMPRESSOR, AIR DRYER (CMD02) | Great Lakes Air | 58926 | EFR-A1-116 | OM00046757 |  | Chiller room | NA | NA | R-134A | 1/5T | 120 | DNA | Electric | 1 |  |  | \Classifications\Building System Class\D30-HVAC Systems\D3090 - Other HVAC Systems and Equipment\Compressed Air Dryer - CMD | 1022917
19-V1 | 19-V1 East Los Angeles Courthouse | 19-V1-D2023-100-BFP05 | BACKFLOW PREVENTER BFP05 (DOMESTIC 4") | CONBRACO | 12436 | 40-20A02 RP 4" | OM00035323 | Hazard ID: 1001889 Meter#: 01640935 SPID: 8588377866 | Judge's Parking Lot, West side, up against the wall - USE CALIFORNIA WATER SERVICE FORM | NA | NA | NA | NA | NA | NA | NA | NA | NA | NA | \Classifications\Building System Class\D20-Plumbing\D2020 - Domestic Water\Backflow Preventer - BFP | 1013357
19-V1 | 19-V1 East Los Angeles Courthouse | 19-V1-D2023-100-BFP06 | BACKFLOW PREVENTER BFP06 (DOMESTIC 4") | CONBRACO | 12239 | 40-20A02 RP 4" | OM00035324 | Hazard ID: 1021515 Meter#: 01640935 SPID: 8588377866 | Judge's Parking Lot West side, up against the wall - USE CALIFORNIA WATER SERVICE FORM | NA | NA | NA | NA | NA | NA | NA | NA | NA | NA | \Classifications\Building System Class\D20-Plumbing\D2020 - Domestic Water\Backflow Preventer - BFP | 1013358
19-V1 | 19-V1 East Los Angeles Courthouse | 19-V1-D2023-100-BFP07 | BACKFLOW PREVENTER BFP07 (FIRE SYSTEM 6") | HERSEY | 8018553 | 6CM RP 6" | OM00035325 | Hazard ID: 1001887 Meter#: 01640935 SPID: 8588377866 | Judge's Parking Lot West side, up against the wall - USE CALIFORNIA WATER SERVICE FORM | NA | NA | NA | NA | NA | NA | NA | NA | NA | NA | \Classifications\Building System Class\D20-Plumbing\D2020 - Domestic Water\Backflow Preventer - BFP | 1013359
19-V1 | 19-V1 East Los Angeles Courthouse | 19-V1-B2010-100-BLD01 | BUILDING | NA | NA | NA | OM00026591 |  | All | NA | NA | NA | NA | NA | NA | NA | NA | NA | NA | \Classifications\Building System Class\B20-General Building Exterior\B2010 - Exterior Walls\Building - BLD | 1014178
19-V1 | 19-V1 East Los Angeles Courthouse | 19-V1-B2034-400-DOH01 | DOOR OVER HEAD | Mlcor Telescoping Door | 94910 | NA | OM00030638 |  | EAST BUILDING NEAR TRASH AREA | NA | NA | NA | .5 | 208V | 5 | Electric | 3 | NA | NA | \Classifications\Building System Class\B20-General Building Exterior\B2030 - Exterior Doors\Door,Overhead-Shutter,Manual,Elec,Roll-up - DOH | 1014179
19-V1 | 19-V1 East Los Angeles Courthouse | 19-V1-B2034-400-DOH03 | DOOR OVER HEAD | Provene Doors | NA | NA | OM00026978 |  | WEST SIDE OF MAIN ENTRANCE. | NA | NA | NA | DNA | NA | NA | Electric | NA | NA | NA | \Classifications\Building System Class\B20-General Building Exterior\B2030 - Exterior Doors\Door,Overhead-Shutter,Manual,Elec,Roll-up - DOH | 1014181
19-V1 | 19-V1 East Los Angeles Courthouse | 19-V1-B2034-400-DOH04 | ROOL UP DOOR 4 | NA | NA | NA | OM00026979 |  | WEST SIDE OF MAIN ENTRANCE. | NA | NA | NA | 3/4 | 208 | .5 | Electric | 3 | NA | NA | \Classifications\Building System Class\B20-General Building Exterior\B2030 - Exterior Doors\Door,Overhead-Shutter,Manual,Elec,Roll-up - DOH | 1014182
19-V1 | 19-V1 East Los Angeles Courthouse | 19-V1-B3010-100-RUF01 | ROOF | NA | NA | NA | OM00026590 |  | ROOF | NA | NA | NA | NA | NA | NA | NA | NA | NA | NA | \Classifications\Building System Class\B30-Roofing\B3010 - Roof Types\Roof - RUF | 1014183
19-V1 | 19-V1 East Los Angeles Courthouse | 19-V1-D1010-100-ELE01 | ELEVATOR 1 | IMPERIAL | 489021 | NA | OM00033133 | State ID# 093581 | R03 | NA | NA | NA | 40 | 240V | 140 | Electric | 3 | NA | NA | \Classifications\Building System Class\D10-Conveyance Systems\D1010 - Elevator\Elevator,Electric,Pass/Freight - ELE | 1014184
19-V1 | 19-V1 East Los Angeles Courthouse | 19-V1-D1010-100-ELE02 | ELEVATOR 2 | IMPERIAL | 489023 | NA | OM00033134 | State ID# 093582 | R03 | NA | NA | NA | 40 | 240V | 140 | Electric | 3 | NA | NA | \Classifications\Building System Class\D10-Conveyance Systems\D1010 - Elevator\Elevator,Electric,Pass/Freight - ELE | 1014185
19-V1 | 19-V1 East Los Angeles Courthouse | 19-V1-D1010-100-ELE03 | ELEVATOR 3 | IMPERIAL | 489022 | NA | OM00033135 | State ID# 093583 | R03 | NA | NA | NA | 40 | 240V | 140 | Electric | 3 | NA | NA | \Classifications\Building System Class\D10-Conveyance Systems\D1010 - Elevator\Elevator,Electric,Pass/Freight - ELE | 1014186
19-V1 | 19-V1 East Los Angeles Courthouse | 19-V1-D1010-100-ELE04 | ELEVATOR 4 | IMPERIAL | 488149 | NA | OM00033137 | State ID# 089906 | R06 | NA | NA | NA | 30 | 240V | 105 | Electric | 3 | NA | NA | \Classifications\Building System Class\D10-Conveyance Systems\D1010 - Elevator\Elevator,Electric,Pass/Freight - ELE | 1014187
19-V1 | 19-V1 East Los Angeles Courthouse | 19-V1-D1010-100-ELE05 | ELEVATOR 5 | IMPERIAL | 490194 | NA | OM00033138 | State ID# 089907 | R06 | NA | NA | NA | 40 | 240 | 140 | Electric | 3 | NA | NA | \Classifications\Building System Class\D10-Conveyance Systems\D1010 - Elevator\Elevator,Electric,Pass/Freight - ELE | 1014188
19-V1 | 19-V1 East Los Angeles Courthouse | 19-V1-D2017-100-SHW01 | EMERGENCY EYE WASH STATION | HAWS | NA | NA | OM00026959 |  | CHILLER ROOM | NA | NA | NA | NA | NA | NA | NA | NA | NA | NA | \Classifications\Building System Class\D20-Plumbing\D2010 - Plumb Fix\Showers - SHW | 1014189
19-V1 | 19-V1 East Los Angeles Courthouse | 19-V1-D2030-150-MWL01 | MAIN/BRANCH WASTE SYSTEM | NA | NA | NA | OM00026609 |  | ALL. | NA | NA | NA | NA | NA | NA | NA | NA | NA | NA | \Classifications\Building System Class\D20-Plumbing\D2030 - Sani Waste\Main/Branch Waste System - MWL | 1014191
19-V1 | 19-V1 East Los Angeles Courthouse | 19-V1-D3020-100-HET01 | HEATER WATER EXPANSION TANK | DEARATOR- HET | NA | NA | OM00030626 |  | BOILER ROOM | NA | NA | NA | NA | NA | NA | NA | NA | NA | NA | \Classifications\Building System Class\D30-HVAC Systems\D3020 - Heat SYS\Heater Water Expansion Tank - HET | 1014192
19-V1 | 19-V1 East Los Angeles Courthouse | 19-V1-D3044-125-PHW01 | HOT WATER PUMP 1 | Bell & Gosset | 1431246 | 2E | OM00026971 |  | BOILER ROOM | NA | NA | NA | 10 | 460 | 13 | Electric | 3 | NA | NA | \Classifications\Building System Class\D30-HVAC Systems\D3040 - Distribution SYS\Hot Water Pump - PHW | 1014193
19-V1 | 19-V1 East Los Angeles Courthouse | 19-V1-D3044-125-PHW02 | HOT WATER PUMP 2 | Bell & Gosset | 1431247 | 2E | OM00026970 |  | BOILER ROOM | NA | NA | NA | 10 | 460 | 13 | Electric | 3 | NA | NA | \Classifications\Building System Class\D30-HVAC Systems\D3040 - Distribution SYS\Hot Water Pump - PHW | 1014194
19-V1 | 19-V1 East Los Angeles Courthouse | 19-V1-D3021-130-BLR01 | BOILER 1 | Rite Engineering | 29714 | 200 WGE | OM00026973 | ID# 177153 A/N 563300 | BOILER ROOM | NA | NA | NA | 1 | 230 | DNA | Gas | 1 | 2,000,000 | NA | \Classifications\Building System Class\D30-HVAC Systems\D3020 - Heat SYS\Boiler,Hot Water,Oil/Gas/Comb. - BLR | 1014196
19-V1 | 19-V1 East Los Angeles Courthouse | 19-V1-D3021-130-BLR02 | BOILER # 2 | Rite Engineering | 29713 | 200 WGE | OM00026972 | ID# 177153 | ROOF | NA | NA | NA | 1 | 115/208/230V | DNA | Gas | 1 | 2,000,000 | 2,000,000 | \Classifications\Building System Class\D30-HVAC Systems\D3020 - Heat SYS\Boiler,Hot Water,Oil/Gas/Comb. - BLR | 1014197
19-V1 | 19-V1 East Los Angeles Courthouse | 19-V1-D3021-130-BLR03 | BOILER HOT WATER GAS COMB- BLR 3 | LOCHINVAR | SN removed-not availble | CWN0355PM | OM00030631 |  | BOILER ROOM. | NA | NA | NA | DNA | DNA | DNA | Natural gas | DNA | 355,000 | 287,550 | \Classifications\Building System Class\D30-HVAC Systems\D3020 - Heat SYS\Boiler,Hot Water,Oil/Gas/Comb. - BLR | 1014198
19-V1 | 19-V1 East Los Angeles Courthouse | 19-V1-D3021-130-BLR04 | BOILER HOT WATER GAS COMB BLR04 | LOCHINVAR | L877934 | CWN0355PM | OM00030632 |  | BOILER ROOM | NA | NA | NA | DNA | DNA | DNA | Natural gas | DNA | 355,000 | 287,550 | \Classifications\Building System Class\D30-HVAC Systems\D3020 - Heat SYS\Boiler,Hot Water,Oil/Gas/Comb. - BLR | 1014199
19-V1 | 19-V1 East Los Angeles Courthouse | 19-V1-D3030-310-CTF01 | COOLING TOWER SAND FILTER CTF01 | LAKOS | 42610-001 | TBX-0200-CMBV | OM00030602 |  | COOLING TOWER AREA | NA | NA | NA | 7.5 | 230 | 20.2 | Electric | 3 | NA | NA | \Classifications\Building System Class\D30-HVAC Systems\D3030 - Cooling SYS\Cooling Tower Filter - CTF | 1014200
19-V1 | 19-V1 East Los Angeles Courthouse | 19-V1-D2090-230-WIP01 | WATER TREATMENT PUMP | UNILOC | NA | 30C | OM00030601 |  | ROOF | NA | NA | NA | NA | 110 | DNA | electric | DNA | NA | NA | \Classifications\Building System Class\D20-Plumbing\D2090 - Other Plumbing SYS\Water Treatment Inhibitor Pump - WIP | 1014201
19-V1 | 19-V1 East Los Angeles Courthouse | 19-V1-D3030-110-CTW01 | COOLING TOWER 1 | EVAPCO | 7324934 | USS29024 | OM00033142 |  | ROOF | NA | NA | NA | 30 | 480V | DNA | Electric | 3 | NA | NA | \Classifications\Building System Class\D30-HVAC Systems\D3030 - Cooling SYS\Cooling Tower - CTW | 1014202
19-V1 | 19-V1 East Los Angeles Courthouse | 19-V1-D3030-110-CTW02 | COOLING TOWER #2 | EVAPCO | NA | USS29024 | OM00033143 |  | ROOF | NA | NA | NA | 30 | 480V | DNA | Electric | 3 | NA | NA | \Classifications\Building System Class\D30-HVAC Systems\D3030 - Cooling SYS\Cooling Tower - CTW | 1014203
19-V1 | 19-V1 East Los Angeles Courthouse | 19-V1-D3031-130-CLR01 | CHILLER WATER COOLED 1 | CARRIER | 75088 | 19XRV3030256BFS64 | OM00030598 |  | CHILLER ROOM | NA | NA | R-134a | NA | 460 | 244 | Electric | 3 | NA | NA | \Classifications\Building System Class\D30-HVAC Systems\D3030 - Cooling SYS\Chiller, Water Cooled - CLR | 1014204
19-V1 | 19-V1 East Los Angeles Courthouse | 19-V1-D3031-130-CLR02 | CHILLER WATER COOLED CLR02 | CARRIER | 4407Q75087 | 19XRV3030256BFS64 | OM00030599 |  | CHILLER ROOM | NA | NA | R-134a | NA | 480 | 244 | Electric | 3 | NA | NA | \Classifications\Building System Class\D30-HVAC Systems\D3030 - Cooling SYS\Chiller, Water Cooled - CLR | 1014205
19-V1 | 19-V1 East Los Angeles Courthouse | 19-V1-D3031-100-PCH01 | CHILLER WATER PUMP 1 | Bell & Gosset | 143357 | 3G | OM00033144 |  | CHILLER ROOM | NA | NA | NA | 25 | 460 | 32 | Electric | 3 | NA | NA | \Classifications\Building System Class\D30-HVAC Systems\D3030 - Cooling SYS\Chilled Water Pump - PCH | 1014206
19-V1 | 19-V1 East Los Angeles Courthouse | 19-V1-D3031-100-PCH02 | PUMP CHILLER WATER 2 | Bell & Gosset | 1433858 | 3G | OM00030596 |  | CHILLER ROOM | NA | NA | NA | 25 | 460 | 32 | Electric | 3 | NA | NA | \Classifications\Building System Class\D30-HVAC Systems\D3030 - Cooling SYS\Chilled Water Pump - PCH | 1014207
19-V1 | 19-V1 East Los Angeles Courthouse | 19-V1-D3031-100-PCH03 | CONDENSER WATER PUMP 1 | Taco Pumps | NA | TA1224B2J1A2L0 | OM00026958 |  | CHILLER ROOM | NA | NA | NA | 20 | 460 | 23.5 | Electric | 3 | NA | NA | \Classifications\Building System Class\D30-HVAC Systems\D3030 - Cooling SYS\Chilled Water Pump - PCH | 1014208
19-V1 | 19-V1 East Los Angeles Courthouse | 19-V1-D3031-100-PCH04 | CONDENSER WATER PUMP 2 | Taco Pumps | NA | TA1224B2J1A2L0 | OM00026957 |  | CHILLER ROOM | NA | NA | NA | 20 | 460 | 23.5 | Electric | 3 | NA | NA | \Classifications\Building System Class\D30-HVAC Systems\D3030 - Cooling SYS\Chilled Water Pump - PCH | 1014209
19-V1 | 19-V1 East Los Angeles Courthouse | 19-V1-D3041-110-AHU01 | AIR HANDLER UNIT 1 | McQuay Inc | 35L0017904 | MSL134DH | OM00033139 |  | ROOF | BX-64 | 24X24X2 | NA | NA | NA | DNA | Electric | 3 | NA | NA | \Classifications\Building System Class\D30-HVAC Systems\D3040 - Distribution SYS\Air Handling Unit - AHU | 1014210
19-V1 | 19-V1 East Los Angeles Courthouse | 19-V1-D3041-110-AHU02 | AIR HANDLER UNIT 2 | McQuay Inc | 35L0018204 | LYF137DH | OM00033140 |  | ROOF | NA | 24X24X2 | NA | NA | NA | DNA | Electric | 3 | NA | NA | \Classifications\Building System Class\D30-HVAC Systems\D3040 - Distribution SYS\Air Handling Unit - AHU | 1014211
19-V1 | 19-V1 East Los Angeles Courthouse | 19-V1-D3041-110-AHU03 | AIR HANDLER UNIT 3 | McQUAY | 3SL00184-04 | LYFY37DH | OM00030591 |  | ROOM AREA | B-81 | 24X24X2 | NA | NA | NA | DNA | Electric | DNA | NA | NA | \Classifications\Building System Class\D30-HVAC Systems\D3040 - Distribution SYS\Air Handling Unit - AHU | 1014212
19-V1 | 19-V1 East Los Angeles Courthouse | 19-V1-D3041-110-AHU04 | AIR HANDLER UNIT 4 | McQuay Inc | 3SL0018604 | LYF137DH | OM00033141 |  | ROOF | B-89 | 24X24X2 | NA | NA | NA | DNA | Electric | 3 | NA | NA | \Classifications\Building System Class\D30-HVAC Systems\D3040 - Distribution SYS\Air Handling Unit - AHU | 1014213
19-V1 | 19-V1 East Los Angeles Courthouse | 19-V1-D3041-110-AHU05 | AIR HANDLER UNIT 5 | McQuay Inc | 3SL0018704 | MSL141DH | OM00030592 |  | ROOR AREA. | B83 | 24X24X2 | NA | NA | NA | DNA | Electric | 3 | NA | NA | \Classifications\Building System Class\D30-HVAC Systems\D3040 - Distribution SYS\Air Handling Unit - AHU | 1014214
19-V1 | 19-V1 East Los Angeles Courthouse | 19-V1-D3040-120-FCU01 | Fan Coil Unit | McQuay Inc | NA | NA | OM00030636 |  | MECHANICAL ROOM | 4L390 | 20X20X2 | NA | NA | NA | DNA | Electric | DNA | NA | NA | \Classifications\Building System Class\D30-HVAC Systems\D3040 - Distribution SYS\Fan Coil Unit - FCU | 1014215
19-V1 | 19-V1 East Los Angeles Courthouse | 19-V1-D3041-110-AHU09 | AIR HANDLER UNIT 9 | NA | NA | NA | OM00030633 |  | ROOR | NA | NA | R-22 | NA | NA | DNA | Electric | DNA | NA | NA | \Classifications\Building System Class\D30-HVAC Systems\D3040 - Distribution SYS\Air Handling Unit - AHU | 1014216
19-V1 | 19-V1 East Los Angeles Courthouse | 19-V1-D3042-220-EFN01 | EXHAUST FAN-1 | Acme Industrial Products | 87049603 | 8033 | OM00026975 |  | ROOF | NA | NA | NA | NA | DNA | DNA | Electric | 3 | NA | NA | \Classifications\Building System Class\D30-HVAC Systems\D3040 - Distribution SYS\Supply/Exhaust/Return fans- FAN | 1014217
19-V1 | 19-V1 East Los Angeles Courthouse | 19-V1-D3042-220-EFN05 | FAN EXHAUST (BELT DRIVEN) EFN05 | PENN BARRY | F07AC49522 | DX18B | OM00030593 |  | ROOF | 480Y | NA | NA | 1/4 | 240V | 1 | Electric | NA | NA | NA | \Classifications\Building System Class\D30-HVAC Systems\D3040 - Distribution SYS\Supply/Exhaust/Return fans- FAN | 1014218
19-V1 | 19-V1 East Los Angeles Courthouse | 19-V1-D3042-220-EFN06 | FAN EXHAUST (BELT DRIVEN ) EFN06 | CENTRI MASTER | YLF309005 | PNX245J | OM00030594 |  | ROOF. | HL390 | NA | NA | .5 | 230 | DNA | Electric | 1 | NA | NA | \Classifications\Building System Class\D30-HVAC Systems\D3040 - Distribution SYS\Supply/Exhaust/Return fans- FAN | 1014219
19-V1 | 19-V1 East Los Angeles Courthouse | 19-V1-D3042-220-EFN07 | EXHAUST FAN EFN07 | CenTri | NA | NA | OM00030635 |  | ROOF | NA | NA | NA | NA | NA | NA | Electric | NA | NA | NA | \Classifications\Building System Class\D30-HVAC Systems\D3040 - Distribution SYS\Supply/Exhaust/Return fans- FAN | 1014220
19-V1 | 19-V1 East Los Angeles Courthouse | 19-V1-D3050-210-PKU04 | PACKAGE UNIT 4 PKU | LENNOX | 518758415 | CHA 15-513-3G | OM00030634 |  | R | NA | NA | R-22 | 3/4 | 460V | 8.3 | Electric | 3 | NA | NA | \Classifications\Building System Class\D30-HVAC Systems\D3050 - Package SYS\Package Unit - PKU | 1014222
19-V1 | 19-V1 East Los Angeles Courthouse | 19-V1-D3050-250-ACU02 | Air Conditioning Split System | PAYNE | 2290E66276 | 691ANX060000AAAA | OM00030637 |  | NEAR PUBLIC ENTRANCE. | NA | NA | R-22 | NA | 230V | 32.4 | Electric | 3 | NA | DNA | \Classifications\Building System Class\D30-HVAC Systems\D3050 - Package SYS\Air Conditioning,Split System - ACU | 1014223
19-V1 | 19-V1 East Los Angeles Courthouse | 19-V1-D3090-114-CMP01 | Compressor, Control Air (AHU Rm) | EMERSON/INGERSOLL-RAND | 30T628252 | 71T2A7 | OM00030589 |  | ROOF AREA. | NA | NA | NA | 7.5 | 460V | 21.10 | Electric | 3 | NA | NA | \Classifications\Building System Class\D30-HVAC Systems\D3090 - Other HVAC Systems and Equipment\Air Compressor - CMP | 1014224
19-V1 | 19-V1 East Los Angeles Courthouse | 19-V1-D4010-150-FMS01 | SPRINKLER STANDPIPE FMS01 | NA | NA | NA | OM00026977 |  | FRONT OF BUILDING | NA | NA | NA | NA | NA | NA | NA | NA | NA | NA | \Classifications\Building System Class\D40-Fire Protection SYS\D4010 - Sprinkler SYS\Fire Systems, stand pipes - FMS | 1014225
19-V1 | 19-V1 East Los Angeles Courthouse | 19-V1-D2023-100-BFP02 | BACK FLOW PREVERNTER 2 | FEBCO | J025930 | 825Y 2" | OM00030627 |  | BOILER ROOM- Hot water make up. | NA | NA | NA | NA | NA | NA | NA | NA | NA | NA | \Classifications\Building System Class\D20-Plumbing\D2020 - Domestic Water\Backflow Preventer - BFP | 1014226
19-V1 | 19-V1 East Los Angeles Courthouse | 19-V1-D4031-100-FEX40 | FIRE EXTINGISHER (40) | NA | Multiple | NA | OM00026589 |  | ALL FLOOR. | NA | NA | NA | NA | NA | NA | NA | NA | NA | NA | \Classifications\Building System Class\D40-Fire Protection SYS\D4030 - FIRE SPEC\Fire Extinguisher - FEX | 1014229
19-V1 | 19-V1 East Los Angeles Courthouse | 19-V1-D5010-110-MCC01 | CHILLER MOTOR CONTROL CENTER | SIEMENS | 09-1464-53400-01 | 9-001-53400-01 | OM00030595 |  | CHILLER ROOM | NA | NA | NA | NA | 480 | 300 | Electric | 3 | NA | NA | \Classifications\Building System Class\D50-Electrical SYS\D5010 - Elec Service & Dist\Chiller Room Electrical Panel - MCC | 1014230
19-V1 | 19-V1 East Los Angeles Courthouse | 19-V1-D5010-110-MCC02 | CHILLER MOTOR CONTROL CENTER | SIEMENS | 09-1464-53400.02 | 9-001-53400-02 | OM00033024 |  | ROOF AREA | NA | NA | NA | NA | 460V | 400 | Electric | 3 | NA | NA | \Classifications\Building System Class\D50-Electrical SYS\D5010 - Elec Service & Dist\Chiller Room Electrical Panel - MCC | 1014231
19-V1 | 19-V1 East Los Angeles Courthouse | 19-V1-D5010-200-ESD08 | ELECTRIC SWITCH BOARD UNDER | ITE | 60-70879-4 | VB | OM00030588 |  | MECHANICAL ROOM | NA | NA | NA | NA | 480 | 400 | Electric | 3 | NA | NA | \Classifications\Building System Class\D50-Electrical SYS\D5010 - Elec Service & Dist\Electical Service and Distribution - ESD | 1014232
19-V1 | 19-V1 East Los Angeles Courthouse | 19-V1-D5092-250-EML35 | EMERGENCY LIGHTING | NA | NA | NA | OM00026588 |  | ALL | NA | NA | NA | NA | 277V | DNA | Electric | 1 | NA | NA | \Classifications\Building System Class\D50-Electrical SYS\D5090 - Elec SYS\Emergency And Exit Lighting - EML | 1014233
19-V1 | 19-V1 East Los Angeles Courthouse | 19-V1-G3010-210-PWT01 | TANK - Potable water storage tank PWT01 | Buckeye | NA | NA | OM00030600 |  | CHILLER ROOM | NA | NA | NA | NA | NA | NA | NA | NA | NA | NA | \Classifications\Building System Class\G30-Site Mechanical Utilities\G3010 - Water Supply\Potable Water Storage Tank - PWT | 1014234
19-V1 | 19-V1 East Los Angeles Courthouse | 19-V1-G3010-210-PWT02 | TANK POTABLE WATER TANK PWT02 | HYDRO PRO | GKO719 | A028 | OM00030625 |  | BOILER ROOM | NA | NA | NA | NA | NA | NA | NA | NA | NA | NA | \Classifications\Building System Class\G30-Site Mechanical Utilities\G3010 - Water Supply\Potable Water Storage Tank - PWT | 1014235
19-V1 | 19-V1 East Los Angeles Courthouse | 19-V1-G2050-200-LSC01 | LANDSCAPING | NA | NA | NA | OM00026586 |  | OUT SIDE | NA | NA | NA | NA | NA | NA | NA | NA | NA | NA | \Classifications\Building System Class\G20-Other Systems\G2050 - Landscaping\Landscaping - LSC | 1014236
19-V1 | 19-V1 East Los Angeles Courthouse | 19-V1-D5092-250-ELT25 | EXTERIOR LIGHTING | NA | NA | NA | OM00026587 |  | GRUNDS. | NA | NA | NA | NA | NA | NA | Electric | NA | NA | NA | \Classifications\Building System Class\D50-Electrical SYS\D5090 - Elec SYS\Exterior Lighting - ELT | 1014237
19-V1 | 19-V1 East Los Angeles Courthouse | 19-V1-G2049-300-HSC01 | HARDSCAPE | NA | NA | NA | OM00026585 |  | OUT SIDE BUILDING. | NA | NA | NA | NA | NA | NA | NA | NA | NA | NA | \Classifications\Building System Class\G20-Other Systems\G2040 - Site Development\Hardscape - HSC | 1014238
19-V1 | 19-V1 East Los Angeles Courthouse | 19-V1-D5092-210-GEN01 | GENERATOR, EMERGENCY | DETROIT | 12VAD81652 | 12V71TA | OM00036806 | State ID# G32689 | ON THE SOUTH SIDE OF THE BUILDING BY THE RAMP | NA | NA | NA | 630 | 480 | DNA | Diesel | 3 | NA | NA | \Classifications\Building System Class\D50-Electrical SYS\D5090 - Elec SYS\Emergency Generator - GEN | 1015594
19-V1 | 19-V1 East Los Angeles Courthouse | 19-V1-G3063-100-AST01 | TANK, FUEL STORAGE, ABOVE GROUND | CONTAINMENT SOLUTIONS | 193100 | LP.1.000-1 | OM00036807 |  | ON THE SOUTH SIDE OF THE FACILITY OUTSIDE THE BUILDING | NA | NA | NA | NA | NA | NA | Diesel | NA | NA | NA | \Classifications\Building System Class\G30-Site Mechanical Utilities\G3060 - Fuel Distribution\Tank, Fuel Storage, Above Ground - AST | 1015596
19-V1 | 19-V1 East Los Angeles Courthouse | 19-V1-G3063-100-DAT01 | TANK, FUEL STORAGE DAY TANK | SIMPLEX | 45208 | SRS75 | OM00036808 | DNA | ON THE SOUTH SIDE OF THE BUILDING NEAR BY THE LOADING DOCK | NA | NA | NA | NA | NA | NA | Diesel | NA | NA | NA | \Classifications\Building System Class\G30-Site Mechanical Utilities\G3060 - Fuel Distribution\Tank, Fuel Storage Day - DAT | 1015602
19-V1 | 19-V1 East Los Angeles Courthouse | 19-V1-D5010-234-ATS01 | ELECTRICAL, AUTOMATIC TRANSFER SWITCH #1 | RUSSELECTRIC INC | 14676-1 | RMT-8004CE | OM00035976 |  | MECH ROOM 5TH FLOOR (TRANSF SWITCH #1) | NA | NA | NA | NA | 480 | 800 | Electric | 3 | NA | NA | \Classifications\Building System Class\D50-Electrical SYS\D5010 - Elec Service & Dist\Automatic Transfer Switch - ATS | 1015932
19-V1 | 19-V1 East Los Angeles Courthouse | 19-V1-D2023-100-BFP08 | BACKFLOW PREVENTER (MAIN BFP 8") | Wilkins | P4296 | 450DA-8" | OM00026969 | Hazzard ID# 1001890 Meter# 66615470 SPID:4480577855 | In front of the building by the main entry - USE CALIFORNIA WATER SERVICE FORM | NA | NA | NA | NA | NA | NA | NA | NA | NA | NA | \Classifications\Building System Class\D20-Plumbing\D2020 - Domestic Water\Backflow Preventer - BFP | 1016077
19-V1 | 19-V1 East Los Angeles Courthouse | 19-V1-D2023-100-BFP09 | BACKFLOW PREVENTER (FIRE SYSTEM 3/4") | Wilkins | 3010363 | 950XL-3/4" | OM00035968 | Hazard ID: 1016247 Meter#: 01640935 SPID: 8588377866 | In front of the building by the main entry - USE CALIFORNIA WATER SERVICE FORM | NA | NA | NA | NA | NA | NA | NA | NA | NA | NA | \Classifications\Building System Class\D20-Plumbing\D2020 - Domestic Water\Backflow Preventer - BFP | 1016078
19-V1 | 19-V1 East Los Angeles Courthouse | 19-V1-G3063-100-DFS01 | Leak Detection System Diesel Fuel (Generator Rm) | Veeder Root | I098196055811011 | TLS 300C | OM00035974 |  | Ground Floor Generator Room | NA | NA | NA | NA | 120 | 2.0 | Electric | 1 | NA | NA | \Classifications\Building System Class\G30-Site Mechanical Utilities\G3060 - Fuel Distribution\Diesel Fuel Leak Detection System - DFS | 1017688
19-V1 | 19-V1 East Los Angeles Courthouse | 19-V1-D3042-220-EFN02 | Exhaust Fan #2 (Room G08) | Centri-Master | YIF309007 | XB120E | OM00035958 |  | Fire Sprinkler Room G08 on Ground Floor | NA | NA | NA | NA | DNA | DNA | Electric | DNA | NA | NA | \Classifications\Building System Class\D30-HVAC Systems\D3040 - Distribution SYS\Supply/Exhaust/Return fans- FAN | 1017687
19-V1 | 19-V1 East Los Angeles Courthouse | 19-V1-D3042-220-EFN03 | Exhaust Fan #3 (Above AHU Rm Roof) | Centri-Master | PN1651 | XIF309001 | OM00035960 |  | Above Air Handler Room on Roof | A25 (1) | NA | NA | 1 | 200-230/460 | 3.4/1.6 | Electric | 3 | NA | NA | \Classifications\Building System Class\D30-HVAC Systems\D3040 - Distribution SYS\Supply/Exhaust/Return fans- FAN | 1017689
19-V1 | 19-V1 East Los Angeles Courthouse | 19-V1-D3042-220-EFN04 | Exhaust Fan #4 (Above AHU Rm Roof) | Centri-Master | PN1653 | XIF309001 | OM00035959 |  | Above Air Handler Room on Roof | A25 (1) | NA | NA | 1 | 200-230/460 | 3.4/1.6 | Electric | 3 | NA | NA | \Classifications\Building System Class\D30-HVAC Systems\D3040 - Distribution SYS\Supply/Exhaust/Return fans- FAN | 1017690
19-V1 | 19-V1 East Los Angeles Courthouse | 19-V1-D3042-220-EFN08 | Exhaust Fan #8 (Above AHU Rm Roof) | Centri-Master | 8704960 | 3G12 | OM00035961 |  | Above Air Handler Room on Roof | A25 (1) | NA | NA | 3/4 | 200-230/460 | DNA | Electric | 3 | NA | NA | \Classifications\Building System Class\D30-HVAC Systems\D3040 - Distribution SYS\Supply/Exhaust/Return fans- FAN | 1017691
19-V1 | 19-V1 East Los Angeles Courthouse | 19-V1-D5037-710-FAP01 | Fire Alarm Panel (Room G04G) | Radionics | NA | D7412 | OM00035972 |  | Ground Floor Sheriff's Office Room G04G | NA | NA | NA | NA | 16.5 | 40 | Electric | DNA | NA | NA | \Classifications\Building System Class\D50-Electrical SYS\D5030 - Comm & Security\Fire Alarm Panel - FAP | 1017692
19-V1 | 19-V1 East Los Angeles Courthouse | 19-V1-D3040-120-FCU02 | Fan Coil Unit (Penthouse ELE#5 AHU Room) | McQuay Inc | NA | NA | OM00040601 |  | Outside Elevator #5 Air Handler Room | 4L390 (1) | 25x16x2 (1) | NA | 3/4 | 208-230/460 | 2.9-3.0/1.5 | Electric | 3 | NA | NA | \Classifications\Building System Class\D30-HVAC Systems\D3040 - Distribution SYS\Fan Coil Unit - FCU | 1017693
19-V1 | 19-V1 East Los Angeles Courthouse | 19-V1-D4010-150-FMS02 | Fire System, Sprinkler System | Star Sprinkler Corp | NA | F | OM00035970 |  | Fire Sprinkler Room G08 on Ground Floor | NA | NA | NA | NA | NA | NA | NA |  | NA | NA | \Classifications\Building System Class\D40-Fire Protection SYS\D4010 - Sprinkler SYS\Fire Systems, stand pipes - FMS | 1017694
19-V1 | 19-V1 East Los Angeles Courthouse | 19-V1-D2023-310-HWP01 | Domestic Hot Water Circulating Pump (Rm G08) | Armstrong Pump Co | 300982525 | 125B4360P-00 | OM00035971 |  | Fire Sprinkler Room G08 on Ground Floor | NA | NA | NA | 1.5 | 230/460 | 4.6/2.3 | Electric | 3 | NA | NA | \Classifications\Building System Class\D20-Plumbing\D2020 - Domestic Water\Domestic Hot Water Circulating Pump - HWP | 1017695
19-V1 | 19-V1 East Los Angeles Courthouse | 19-V1-D4022-210-FSG01 | Fire Pump, Electric (Room G08) | Fairbanks Morse | K3R1018465 | 28740 | OM00035587 |  | Fire Sprinkler Room G08 on Ground Floor | NA | NA | NA | 60 | 230/460 | 142/71 | Electric | 3 | NA | NA | \Classifications\Building System Class\D40-Fire Protection SYS\D4020 - Stand Pipe\Pump,Fire,Electric Motor Driven - FSG | 1017696
19-V1 | 19-V1 East Los Angeles Courthouse | 19-V1-D2023-310-HWP02 | Domestic Hot Water Circulating Pump (Rm R08) | Taco Pumps | 110941 | 12813214 | OM00040599 |  | Penthouse Boiler Room R08 | NA | NA | NA | 1/6 | 115 | 3.5 | Electric | 1 | NA | NA | \Classifications\Building System Class\D20-Plumbing\D2020 - Domestic Water\Domestic Hot Water Circulating Pump - HWP | 1017697
19-V1 | 19-V1 East Los Angeles Courthouse | 19-V1-D2023-310-HWP04 | Domestic Hot Water Circulating Pump (Rm R08) | Taco Pumps | 59896771P1 | UP15-29STY | OM00040597 |  | Penthouse Boiler Room R08 | NA | NA | NA | NA | 115 | 0.7 | Electric | 1 | NA | NA | \Classifications\Building System Class\D20-Plumbing\D2020 - Domestic Water\Domestic Hot Water Circulating Pump - HWP | 1017699
19-V1 | 19-V1 East Los Angeles Courthouse | 19-V1-D5010-110-MCC04 | Chiller Motor Control Center (Rm 424A) | Westinghouse Corp | R893S4DMIX | B47GG1K907T3 | OM00035965 |  | 4th Floor Chiller Room 424A | NA | NA | NA | NA | NA | DNA | Electric | DNA | NA | NA | \Classifications\Building System Class\D50-Electrical SYS\D5010 - Elec Service & Dist\Chiller Room Electrical Panel - MCC | 1017703
19-V1 | 19-V1 East Los Angeles Courthouse | 19-V1-D5010-200-ESD01 | Main Electrical Panel (Rm G20) | Siemens | 60708791 | SD Series FC1 | OM00035953 |  | Ground Floor Room G20 | NA | NA | NA | NA | 480Y/277 | 3000 | Electric | 3 | NA | NA | \Classifications\Building System Class\D50-Electrical SYS\D5010 - Elec Service & Dist\Electical Service and Distribution - ESD | 1017704
19-V1 | 19-V1 East Los Angeles Courthouse | 19-V1-D2040-100-PSU02 | Sump Pump #2 (Fire Pump Rm) | Swaby MFG Co | A6589 | 4200 | OM00035585 |  | Ground Floor Fire Pump Room G08 | NA | NA | NA | 1 | 208-230 | 3.4/3.8 | Electric | 3 | NA | NA | \Classifications\Building System Class\D20-Plumbing\D2040 - Rain Drain\Sump Pump - PSU | 1017705
19-V1 | 19-V1 East Los Angeles Courthouse | 19-V1-D2040-100-PSU03 | Sump Pump #3 (Fire Pump Rm) | NA | NA | NA | OM00030640 |  | Ground Floor Fire Pump Room G08 | NA | NA | NA | NA | NA | DNA | Electric | DNA | NA | NA | \Classifications\Building System Class\D20-Plumbing\D2040 - Rain Drain\Sump Pump - PSU | 1017707
19-V1 | 19-V1 East Los Angeles Courthouse | 19-V1-D3041-230-RFN01 | Return Fan #1 (Roof AHU Rm) | McQuay Inc | 3SL0018004 | LYF128DI | OM00037974 |  | Roof Penthouse Air Handler Room | B72 (2) | NA | NA | DNA | DNA | DNA | Electric | DNA | NA | NA | \Classifications\Building System Class\D30-HVAC Systems\D3040 - Distribution SYS\Supply/Exhaust/Return fans- FAN | 1017709
19-V1 | 19-V1 East Los Angeles Courthouse | 19-V1-D3041-230-RFN04 | Return Fan #4 (Roof AHU Rm) | McQuay Inc | 3SL0018604 | LYF137DH | OM00037977 |  | Roof Penthouse Air Handler Room | BP83 (2) | NA | NA | 10 | 230/460 | 25.4-12.7 | Electric | 3 | NA | NA | \Classifications\Building System Class\D30-HVAC Systems\D3040 - Distribution SYS\Supply/Exhaust/Return fans- FAN | 1017712
19-V1 | 19-V1 East Los Angeles Courthouse | 19-V1-D3041-230-RFN05 | Return Fan #5 (Roof AHU Rm) | McQuay Inc | 3SL0018804 | LYF137DH | OM00037978 |  | Roof Penthouse Air Handler Room | BP83 (2) | NA | NA | 10 | 230/460 | 26.6/13.3 | Electric | 3 | NA | NA | \Classifications\Building System Class\D30-HVAC Systems\D3040 - Distribution SYS\Supply/Exhaust/Return fans- FAN | 1017713
19-V1 | 19-V1 East Los Angeles Courthouse | 19-V1-D3090-220-CMD02 | Compressor Air Dryer (AHU Rm Roof) | Johnson Controls | NA | A-4210-1 | OM00040602 |  | Roof Penthouse Air Handler Room | NA | NA | R-12 | NA | 115 | 4.0 | Electric | 1 | NA | NA | \Classifications\Building System Class\D30-HVAC Systems\D3090 - Other HVAC Systems and Equipment\Compressed Air Dryer - CMD | 1017685
19-V1 | 19-V1 East Los Angeles Courthouse | 19-V1-D3090-114-CMP02 | Compressor Control Air (AHU Room) | Ingersoll-Rand | 30T628256 | 71T2A7 | OM00030590 |  | Roof Penthouse Air Handler Room | B83 (3) | NA | NA | 7.5 | 230/460 | 21/10.5 | Electric | 3 | NA | NA | \Classifications\Building System Class\D30-HVAC Systems\D3090 - Other HVAC Systems and Equipment\Air Compressor - CMP | 1017686
19-V1 | 19-V1 East Los Angeles Courthouse | 19-V1-D2023-310-HWP03 | Domestic Hot Water Circulating Pump (Rm R08) | Taco Pumps | NA | 1291304104 | OM00040598 |  | Penthouse Boiler Room R08 | NA | NA | NA | 1/6 | 115 | 3.6 | Electric | 1 | NA | NA | \Classifications\Building System Class\D20-Plumbing\D2020 - Domestic Water\Domestic Hot Water Circulating Pump - HWP | 1017698
19-V1 | 19-V1 East Los Angeles Courthouse | 19-V1-D2023-310-HWP05 | Domestic Hot Water Circulating Pump (Rm R08) | Taco Pumps | 172738LF | G08T | OM00040596 |  | Penthouse Boiler Room R08 | NA | NA | NA | 1/2 | 208-230/460 | 2.3-2.4/1.2 | Electric | 1 | NA | NA | \Classifications\Building System Class\D20-Plumbing\D2020 - Domestic Water\Domestic Hot Water Circulating Pump - HWP | 1017700
19-V1 | 19-V1 East Los Angeles Courthouse | 19-V1-D4022-210-JPM01 | Jockey Fire Pump (Rm G08) | Peerless Pumps | 40089474 | 48D1-8 | OM00035588 |  | Fire Sprinkler Room G08 on Ground Floor | NA | NA | NA | 2 | 208-230/460 | 6.2-5.6/2.9 | Electric | 3 | NA | NA | \Classifications\Building System Class\D40-Fire Protection SYS\D4020 - Stand Pipe\Jockey Pump - JPM | 1017701
19-V1 | 19-V1 East Los Angeles Courthouse | 19-V1-D5010-110-MCC03 | Chiller Motor Control Center (Rm 424A) | Westinghouse Corp | R893S4DM1X | B47GG1K907T3 | OM00035966 |  | 4th Floor Chiller Room 424A | NA | NA | NA | NA | NA | DNA | Electric | DNA | NA | NA | \Classifications\Building System Class\D50-Electrical SYS\D5010 - Elec Service & Dist\Chiller Room Electrical Panel - MCC | 1017702
19-V1 | 19-V1 East Los Angeles Courthouse | 19-V1-D2040-100-PSU01 | Sump Pump #1 (Fire Pump Rm) | Swaby MFG Co | A6588 | 4200 | OM00035586 |  | Ground Floor Fire Pump Room G08 | NA | NA | NA | 1 | 208-230/460 | 3.4-3.3/1.6 | Electric | 3 | NA | NA | \Classifications\Building System Class\D20-Plumbing\D2040 - Rain Drain\Sump Pump - PSU | 1017706
19-V1 | 19-V1 East Los Angeles Courthouse | 19-V1-G3010-210-PWT04 | Potable Water Storage Tank (Rm G08) | Ace Buehler Inc | 71014 | SD6005U94OM | OM00030641 |  | Ground Floor Fire Pump Room G08 | NA | NA | NA | NA | NA | NA | NA |  | NA | NA | \Classifications\Building System Class\G30-Site Mechanical Utilities\G3010 - Water Supply\Potable Water Storage Tank - PWT | 1017708
19-V1 | 19-V1 East Los Angeles Courthouse | 19-V1-D3041-230-RFN02 | Return Fan #2 (Roof AHU Rm) | McQuay Inc | 3SL0018104 | MSL150DH | OM00037975 |  | Roof Penthouse Air Handler Room | 5VX1060 (2) | NA | NA | 25 | 230/460 | 65/32.5 | Electric | 3 | NA | NA | \Classifications\Building System Class\D30-HVAC Systems\D3040 - Distribution SYS\Supply/Exhaust/Return fans- FAN | 1017710
19-V1 | 19-V1 East Los Angeles Courthouse | 19-V1-D3041-230-RFN03 | Return Fan #3 (Roof AHU Rm) | McQuay Inc | 3SL0018304 | MSL150DH | OM00037976 |  | Roof Penthouse Air Handler Room | B103 (2) | NA | NA | 25 | 230/460 | 65/32.5 | Electric | 3 | NA | NA | \Classifications\Building System Class\D30-HVAC Systems\D3040 - Distribution SYS\Supply/Exhaust/Return fans- FAN | 1017711
19-V1 | 19-V1 East Los Angeles Courthouse | 19-V1-D3060-100-RDS01 | Refrigerant Leak Detection System (Rm 424A) | Citical Environmental Technologies | SCS0802D3045 | SCS-BR2-L | OM00035967 |  | 4th Floor Chiller Room 424A | NA | NA | NA | NA | NA | DNA | Electric | DNA | NA | NA | \Classifications\Building System Class\D30-HVAC Systems\D3060 - Control & Inst Air\Refrigerant Leak Detection System - RDS | 1017714
19-V1 | 19-V1 East Los Angeles Courthouse | 19-V1-D5010-200-ESD02 | Electrical Switchboard (Rm G20) | Siemens | 607087912 | CDP Series 6 | OM00035955 |  | Ground Floor Main Electrical Room G20 | NA | NA | NA | NA | NA | DNA | Electric | DNA | NA | NA | \Classifications\Building System Class\D50-Electrical SYS\D5010 - Elec Service & Dist\Electical Service and Distribution - ESD | 1017715
19-V1 | 19-V1 East Los Angeles Courthouse | 19-V1-D4094-450-SFM01 | Halon Fire Extinguishing Unit, FM200 (Rm R02) | Pyrotronics | 575084403B | PYR-A LON 1301 | OM00040595 |  | Penthouse Microwave Room R02 | NA | NA | NA | NA | NA | NA | Electric | DNA | NA | NA | \Classifications\Building System Class\D40-Fire Protection SYS\D4090 - Other Fire Protection Systems\Fire Suppression, Gaseous - SFM | 1017721
19-V1 | 19-V1 East Los Angeles Courthouse | 19-V1-D4094-450-SFM02 | Halon Fire Extinguishing Unit, FM200 (Vault) | Pyrotronics | NA | H60 | OM00035962 |  | 1st Floor In Vault | NA | NA | NA | NA | NA | NA | Electric | DNA | NA | NA | \Classifications\Building System Class\D40-Fire Protection SYS\D4090 - Other Fire Protection Systems\Fire Suppression, Gaseous - SFM | 1017722
19-V1 | 19-V1 East Los Angeles Courthouse | 19-V1-D4094-450-SFM03 | Halon Fire Extinguishing Unit, FM200 (Rm 111) | Pyrotronics | NA | CP-2HR/H250 | OM00035975 |  | 1st Floor Main Communitcations Room 111 | NA | NA | NA | NA | NA | NA | Electric | DNA | NA | NA | \Classifications\Building System Class\D40-Fire Protection SYS\D4090 - Other Fire Protection Systems\Fire Suppression, Gaseous - SFM | 1017723
19-V1 | 19-V1 East Los Angeles Courthouse | 19-V1-D1013-310-WCL01 | Wheelchair Lift Dept #1 (Rm 105F) | NA | NA | NA | OM00035963 | PEND RISK RVW | 1st Floor Dept 1 Room 105F | NA | NA | NA | NA | NA | DNA | Electric | DNA | NA | NA | \Classifications\Building System Class\D10-Conveyance Systems\D1010 - Elevator\Wheelchair Lift - WCL | 1017724
19-V1 | 19-V1 East Los Angeles Courthouse | 19-V1-D1013-310-WCL03 | Wheelchair Lift Dept #3 (Rm 205E) | NA | NA | NA | OM00037969 | PEND RISK RVW | 2nd Floor Dept 3 Room 205E | NA | NA | NA | NA | NA | DNA | Electric | DNA | NA | NA | \Classifications\Building System Class\D10-Conveyance Systems\D1010 - Elevator\Wheelchair Lift - WCL | 1017726
19-V1 | 19-V1 East Los Angeles Courthouse | 19-V1-D1013-310-WCL04 | Wheelchair Lift Dept #4 (Rm 302E) | NA | NA | NA | OM00037970 | PEND RISK RVW | 3rd Floor Dept 4 Room 302E | NA | NA | NA | NA | NA | DNA | Electric | DNA | NA | NA | \Classifications\Building System Class\D10-Conveyance Systems\D1010 - Elevator\Wheelchair Lift - WCL | 1017727
19-V1 | 19-V1 East Los Angeles Courthouse | 19-V1-D1013-310-WCL07 | Wheelchair Lift Dept #7 (Rm 405E) | NA | NA | NA | OM00037973 | PEND RISK RVW | 4th Floor Dept 7 Room 405E | NA | NA | NA | NA | NA | DNA | Electric | DNA | NA | NA | \Classifications\Building System Class\D10-Conveyance Systems\D1010 - Elevator\Wheelchair Lift - WCL | 1017729
19-V1 | 19-V1 East Los Angeles Courthouse | 19-V1-D2023-310-WBS02 | Domestic Water Booster Pump #2 (Rm G08) | Ebera Fluid Handling | C2552991 | A3U32160B5073C | OM00035590 |  | Ground Floor Fire Pump Room G08 | NA | NA | NA | 5 | 208-230/460 | 13-12.2/6.1 | Electric | DNA | NA | NA | \Classifications\Building System Class\D20-Plumbing\D2020 - Domestic Water\Domestic Water Booster System - WBS | 1017732
19-V1 | 19-V1 East Los Angeles Courthouse | 19-V1-D5010-200-ESD03 | Electrical Switchboard (Rm G20) | Siemens | 60708796 | VB Series 6 | OM00035954 |  | Ground Floor Main Electrical Room G20 | NA | NA | NA | NA | 480Y/277 | 400 | Electric | DNA | NA | NA | \Classifications\Building System Class\D50-Electrical SYS\D5010 - Elec Service & Dist\Electical Service and Distribution - ESD | 1017716
19-V1 | 19-V1 East Los Angeles Courthouse | 19-V1-D5010-200-ESD04 | Electrical Switchboard (Rm 214) | Siemens | 6070879X7 | VB Series 6 | OM00035956 |  | 2nd Floor Electrical Room 214 | NA | NA | NA | NA | 480Y/277 | 400 | Electric | DNA | NA | NA | \Classifications\Building System Class\D50-Electrical SYS\D5010 - Elec Service & Dist\Electical Service and Distribution - ESD | 1017717
19-V1 | 19-V1 East Los Angeles Courthouse | 19-V1-D5010-200-ESD05 | Electrical Switchboard (Rm 412) | Siemens | 60708793 | VB Series 6 | OM00035957 |  | 4th Floor Electrical Room 412 | NA | NA | NA | NA | 480Y/277 | 400 | Electric | DNA | NA | NA | \Classifications\Building System Class\D50-Electrical SYS\D5010 - Elec Service & Dist\Electical Service and Distribution - ESD | 1017718
19-V1 | 19-V1 East Los Angeles Courthouse | 19-V1-D5010-200-ESD06 | Electrical Switchboard (Rm R06) | ITE Electrical Products | 60708792 | VB Series 6 | OM00040604 |  | Penthouse Elevator Room R06 | NA | NA | NA | NA | 480 | 225 | Electric | 3 | NA | NA | \Classifications\Building System Class\D50-Electrical SYS\D5010 - Elec Service & Dist\Electical Service and Distribution - ESD | 1017719
19-V1 | 19-V1 East Los Angeles Courthouse | 19-V1-D5010-200-ESD07 | Electrical Switchboard (Rm R03) | ITE Electrical Products | 60708795 | VB Series 6 | OM00040603 |  | Penthouse Elevator Room R03 | NA | NA | NA | NA | NA | DNA | Electric | DNA | NA | NA | \Classifications\Building System Class\D50-Electrical SYS\D5010 - Elec Service & Dist\Electical Service and Distribution - ESD | 1017720
19-V1 | 19-V1 East Los Angeles Courthouse | 19-V1-D1013-310-WCL02 | Wheelchair Lift Dept #2 (Rm 202D) | NA | NA | NA | OM00035964 | PEND RISK RVW | 2nd Floor Dept 2 Room 202D | NA | NA | NA | NA | NA | DNA | Electric | DNA | NA | NA | \Classifications\Building System Class\D10-Conveyance Systems\D1010 - Elevator\Wheelchair Lift - WCL | 1017725
19-V1 | 19-V1 East Los Angeles Courthouse | 19-V1-D1013-310-WCL05 | Wheelchair Lift Dept #5 (Rm 305E) | NA | NA | NA | OM00037971 | PEND RISK RVW | 3rd Floor Dept 5 Room 305E | NA | NA | NA | NA | NA | DNA | Electric | DNA | NA | NA | \Classifications\Building System Class\D10-Conveyance Systems\D1010 - Elevator\Wheelchair Lift - WCL | 1017728
19-V1 | 19-V1 East Los Angeles Courthouse | 19-V1-D1013-310-WCL06 | Wheelchair Lift Dept #6 (Rm 401D) | NA | NA | NA | OM00037972 | PEND RISK RVW | 4th Floor Dept 6 Room 401D | NA | NA | NA | DNA | DNA | DNA | Electric | DNA | NA | NA | \Classifications\Building System Class\D10-Conveyance Systems\D1010 - Elevator\Wheelchair Lift - WCL | 1017730
19-V1 | 19-V1 East Los Angeles Courthouse | 19-V1-D2023-310-WBS01 | Domestic Water Booster Pump #1 (Rm G08) | Ebera Fluid Handling | C100422 | 3V-32-160BNB | OM00037979 |  | Ground Floor Fire Pump Room G08 | NA | NA | NA | 5 | 208-230/460 | 13-12.2/6.1 | Electric | DNA | NA | NA | \Classifications\Building System Class\D20-Plumbing\D2020 - Domestic Water\Domestic Water Booster System - WBS | 1017731
19-V1 | 19-V1 East Los Angeles Courthouse | 19-V1-G3063-100-DAT02 | Fuel Storage Day Tank (Generator Rm) | Simplex | 45962 | SST-10 | OM00035973 |  | Ground Floor Generator Room | NA | NA | NA | NA | NA | NA | Diesel |  | NA | NA | \Classifications\Building System Class\G30-Site Mechanical Utilities\G3060 - Fuel Distribution\Tank, Fuel Storage Day - DAT | 1017733
19-V1 | 19-V1 East Los Angeles Courthouse | 19-V1-G3010-210-FWT01 | Fire Water Storage Tank | NA | NA | NA | OM00040755 |  | Judge's Parking Lot adjacent to gate | NA | NA | NA | NA | NA | NA | NA | NA | NA | NA | \Classifications\Building System Class\G30-Site Mechanical Utilities\G3010 - Water Supply\Fire Water Tank - FWT | 1021649
19-V1 | 19-V1 East Los Angeles Courthouse | 19-V1-D2023-100-BFP11 | Backflow Preventer, BFP11- Irrigation BFP | Febco | J030062 | 825Y, 1 1/2" | OM00019998 | OW0209916-FA0234856-BD0022915-S/5901 | GROUNDS, FLOWER BED LOCATED IN THE JUDGES' PARKING LOT (LAPHD FORM REQUIRED) | NA | NA | NA | NA | NA | NA | NA | NA | NA | NA | \Classifications\Building System Class\D20-Plumbing\D2020 - Domestic Water\Backflow Preventer - BFP | 1022859
19-V1 | 19-V1 East Los Angeles Courthouse | 19-V1-D3050-250-ACU03 | Air Conditioning Split System (IT Room) (ACU03) | Guardian | W1M8394617 | GAW14L60C22SA | OM00046736 |  | Roof-West Side | NA | NA | R-22 | 1/4 | 230 | DNA | Electric | 1 | NA | NA | \Classifications\Building System Class\D30-HVAC Systems\D3050 - Package SYS\Air Conditioning,Split System - ACU | 1022919
19-W1 | 19-W1 Pomona Courthouse South | 19-W1-D4031-100-FEX56 | Fire extinguisher assets (56) | 40 STATIONS | NA | RU-S | OM00026603 |  | WEST AND EAST MID ROOF | NA | NA | NA | NA | NA | NA | NA | NA | NA | NA | \Classifications\Building System Class\D40-Fire Protection SYS\D4030 - FIRE SPEC\Fire Extinguisher - FEX | EQ-1007210
19-W1 | 19-W1 Pomona Courthouse South | 19-W1-D5092-250-EML55 | LIGHTING, EMERGENCY & EXIT (55) | NA | NA | NA | OM00026604 |  | LOCATED IN THE ENGENEER OFFICE | NA | NA | NA | NA | NA | NA | Electric | NA | NA | NA | \Classifications\Building System Class\D50-Electrical SYS\D5090 - Elec SYS\Emergency And Exit Lighting - EML | EQ-1007211
19-W1 | 19-W1 Pomona Courthouse South | 19-W1-D3041-110-AHU02 | AIR-HANDLER 2 | WESTEEN BLOWER | DNA | C-30822 | OM00015207 |  | Center of bldg on westside near ELE06 Judges' Elevator | B140 (3) | 24x24x2 (20) | NA | 30 | 240/460 | 50/25 | Electric | 3 | NA | NA | \Classifications\Building System Class\D30-HVAC Systems\D3040 - Distribution SYS\Air Handling Unit - AHU | EQ-1007216
19-W1 | 19-W1 Pomona Courthouse South | 19-W1-D3041-110-AHU03 | AIR-HANDLER 3 | WESTEER BLOWER | C-30822 | 1-365 | OM00015173 |  | MECHANICAL ROOM | BP100 (5) | 24x24x2 (20) | NA | 40 | 460 | 3 | Electric |  | NA | NA | \Classifications\Building System Class\D30-HVAC Systems\D3040 - Distribution SYS\Air Handling Unit - AHU | EQ-1007217
19-W1 | 19-W1 Pomona Courthouse South | 19-W1-D3041-110-AHU04 | AIR-HANDLER 4 | WESTERN BLOWER | C-30823 | 1-DDA-365 | OM00015170 | NA | MECHANICAL ROOM | B150 (4) | 24x24x2 (20) | NA | 30 | 230/460 | 71/35.5 | Electric | 3 | NA | NA | \Classifications\Building System Class\D30-HVAC Systems\D3040 - Distribution SYS\Air Handling Unit - AHU | EQ-1007218
19-W1 | 19-W1 Pomona Courthouse South | 19-W1-D3041-110-AHU05 | AIR HANDLER 5 | Western blower | C-30823 | NA | OM00015159 |  | Mechanic room | B144 (4) | 20x20x2 (20) | NA | 30 | 208-230/460 | 78.2-70.8/55.4 | Electric | 3 | NA | NA | \Classifications\Building System Class\D30-HVAC Systems\D3040 - Distribution SYS\Air Handling Unit - AHU | EQ-1007220
19-W1 | 19-W1 Pomona Courthouse South | 19-W1-D3041-110-AHU07 | AIR-HANDLER 7 | Western Blower | C30824 | 1-DA-365 | OM00015183 |  | MECHANICAL ROOM | B140 (3) | 24x24x2 (15) | NA | 20 | 208-230 | 54.0-45.6 | Electric | 3 | NA | NA | \Classifications\Building System Class\D30-HVAC Systems\D3040 - Distribution SYS\Air Handling Unit - AHU | EQ-1007221
19-W1 | 19-W1 Pomona Courthouse South | 19-W1-D3050-210-PKU02 | PACKAGE UNIT | CARRIER | 1204G20624 | 50HJ-012-661 | OM00015244 | NA | UPPER ROOF | A53 | 20x20x2 (4) | R-22 | 3 | 480 | 4.8 | Electric | 3 | NA | 142.197 | \Classifications\Building System Class\D30-HVAC Systems\D3050 - Package SYS\Package Unit - PKU | EQ-1007223
19-W1 | 19-W1 Pomona Courthouse South | 19-W1-B2010-100-BLD01 | Building Structure | NA | NA | NA | OM00026600 |  | All | NA | NA | NA | NA | NA | NA | NA | NA | NA | NA | \Classifications\Building System Class\B20-General Building Exterior\B2010 - Exterior Walls\Building - BLD | EQ-1007284
19-W1 | 19-W1 Pomona Courthouse South | 19-W1-B3010-100-RUF01 | Roofing Systems | NA | NA | NA | OM00026601 |  | ENGINEER OFFICE. | NA | NA | NA | NA | NA | NA | NA | NA | NA | NA | \Classifications\Building System Class\B30-Roofing\B3010 - Roof Types\Roof - RUF | EQ-1007461
19-W1 | 19-W1 Pomona Courthouse South | 19-W1-D1010-100-ELE01 | ELEVATOR #1 | DOVER | 21416 | 63188 | OM00028914 | State ID# 047074 | ELEVATOR MECH ROOM | NA | NA | NA | 42.5 | 120/230/460 | 145 | electric | 3 | NA | NA | \Classifications\Building System Class\D10-Conveyance Systems\D1010 - Elevator\Elevator,Electric,Pass/Freight - ELE | 1007811
19-W1 | 19-W1 Pomona Courthouse South | 19-W1-D1010-100-ELE02 | ELEVATOR #2 | DOVER | 21417 | 63188 | OM00028915 | State ID# 047075 | ELEVATOR MECH ROOM | NA | NA | NA | 42.5 | 120/230/460 | 145 | electric | 3 | NA | NA | \Classifications\Building System Class\D10-Conveyance Systems\D1010 - Elevator\Elevator,Electric,Pass/Freight - ELE | 1007812
19-W1 | 19-W1 Pomona Courthouse South | 19-W1-D1010-100-ELE03 | ELEVATOR #3 | DOVER | 21418 | 63188 | OM00028916 | State ID# 047061 | ELEVATOR MECH ROOM | NA | NA | NA | 42.5 | 120/230/460 | 145 | electric | 3 | NA | NA | \Classifications\Building System Class\D10-Conveyance Systems\D1010 - Elevator\Elevator,Electric,Pass/Freight - ELE | 1007813
19-W1 | 19-W1 Pomona Courthouse South | 19-W1-D1010-100-ELE04 | ELEVATOR #4 | DOVER | 21419 | 63188 | OM00028917 | State ID# 047076 | ELEVATOR MECH ROOM | NA | NA | NA | 42.5 | 120/230/460 | 145 | electric | 3 | NA | NA | \Classifications\Building System Class\D10-Conveyance Systems\D1010 - Elevator\Elevator,Electric,Pass/Freight - ELE | 1007814
19-W1 | 19-W1 Pomona Courthouse South | 19-W1-D1010-100-ELE05 | ELEVATOR #5 | Dover | 21420 | 63188 | OM00028918 | State ID# 047078 | ELEVATOR MECH ROOM | NA | NA | NA | 42.5 | 120/230/460 | 145 | electric | 3 | NA | NA | \Classifications\Building System Class\D10-Conveyance Systems\D1010 - Elevator\Elevator,Electric,Pass/Freight - ELE | 1007815
19-W1 | 19-W1 Pomona Courthouse South | 19-W1-D1010-100-ELE06 | ELEVATOR #6 | Dover | 587919 | 65192 | OM00028919 | State ID# 047077 | ELEVATOR MECH ROOM | NA | NA | NA | 30 | 480 | 40.3 | electric | 3 | NA | NA | \Classifications\Building System Class\D10-Conveyance Systems\D1010 - Elevator\Elevator,Electric,Pass/Freight - ELE | 1007816
19-W1 | 19-W1 Pomona Courthouse South | 19-W1-D2030-410-PMS01 | Sewage Ejector Pump (Rm M1A) | Aurora Pump Co | NA | 20756RM36 | OM00037989 |  | MECHANICAL ROOM BASEMENT | NA | NA | NA | 1.5 | 230/460 | 5/2.5 | electric | 3 | NA | NA | \Classifications\Building System Class\D20-Plumbing\D2030 - Sani Waste\Sewage Ejector Pump - PMS | 1007817
19-W1 | 19-W1 Pomona Courthouse South | 19-W1-D3021-130-BLR01 | BOILER #1 | RITE ENGINEERING | 28533 | 650WG | OM00015205 | DNA | MECHANICAL ROOM BASEMENT | NA | NA | NA | NA | 480 | 30 | gas | 3 | 6,000,000 | 5,500,000 | \Classifications\Building System Class\D30-HVAC Systems\D3020 - Heat SYS\Boiler,Hot Water,Oil/Gas/Comb. - BLR | 1007818
19-W1 | 19-W1 Pomona Courthouse South | 19-W1-D3021-130-BLR02 | BOILER #2 | RITE ENGINEERING | 28534 | 650WG | OM00015192 | Permit #G22973 | MECHANICAL ROOM BASEMENT | NA | NA | NA | NA | 480 | 30 | gas | 3 | 6,000,000 | 5,500,000 | \Classifications\Building System Class\D30-HVAC Systems\D3020 - Heat SYS\Boiler,Hot Water,Oil/Gas/Comb. - BLR | 1007819
19-W1 | 19-W1 Pomona Courthouse South | 19-W1-D3030-110-CTW01 | Cooling Tower #1 (Direct Drive) | MARLEY | 427-002 A01441L | NA | OM00015242 |  | ROOF OUTSIDE STAIR WAY | No Belt | NA | NA | 30 | 480 | DNA | electric | 3 | NA | NA | \Classifications\Building System Class\D30-HVAC Systems\D3030 - Cooling SYS\Cooling Tower - CTW | 1007820
19-W1 | 19-W1 Pomona Courthouse South | 19-W1-D3030-110-CTW02 | Cooling Tower #2 (Direct Drive) | MARLEY | 9119000042700192 | NA | OM00015241 | NA | ROOF OUTSIDE STAIR WAY | No Belt | NA | NA | 30 | 480 | DNA | electric | 3 | NA | NA | \Classifications\Building System Class\D30-HVAC Systems\D3030 - Cooling SYS\Cooling Tower - CTW | 1007821
19-W1 | 19-W1 Pomona Courthouse South | 19-W1-D3031-130-CLR01 | CHILLER #1 | YORK | GEHM 127693 | YTJ1A4C3CKH | OM00015187 |  | MECHANICAL ROOM BASEMENT | NA | NA | R-123 | 251 | 480 | 346-450 | electric | 3 | NA | NA | \Classifications\Building System Class\D30-HVAC Systems\D3030 - Cooling SYS\Chiller, Water Cooled - CLR | 1007822
19-W1 | 19-W1 Pomona Courthouse South | 19-W1-D3031-130-CLR02 | CHILLER #2 | YORK | GEHM 127692 | YTJ1A4C3CKH | OM00015193 | NA | MECHANICAL ROOM BASEMENT | NA | NA | R-123 | 251 | 480 | 346-450 | electric | 3 | NA | NA | \Classifications\Building System Class\D30-HVAC Systems\D3030 - Cooling SYS\Chiller, Water Cooled - CLR | 1007823
19-W1 | 19-W1 Pomona Courthouse South | 19-W1-D3042-220-EFN04 | Exhaust Fan (Roof) | Western Blower | F23713 | A330K | OM00015248 |  | ROOF | NA | NA | NA | 5 | 230/460 | 13.6/6.8 | electric | 3 | NA | NA | \Classifications\Building System Class\D30-HVAC Systems\D3040 - Distribution SYS\Supply/Exhaust/Return fans- FAN | 1007824
19-W1 | 19-W1 Pomona Courthouse South | 19-W1-D3031-100-PCH01 | CHW PUMP P6 #1 CHLR | Aurora Pump Co | 66146511 | OJPBF | OM00015188 |  | MECHANICAL ROOM BASEMENT | NA | NA | NA | 40 | 208/220/480 | 100/95/47.5 | electric | 3 | NA | NA | \Classifications\Building System Class\D30-HVAC Systems\D3030 - Cooling SYS\Chilled Water Pump - PCH | 1007825
19-W1 | 19-W1 Pomona Courthouse South | 19-W1-D3031-100-PCH02 | CHW PUMP P5 #2 CHLR | Aurora Pump Co | 66146512 | OJPBF | OM00015189 |  | MECHANICAL ROOM BASEMENT | NA | NA | NA | 40 | 208/220/480 | 100/95/47.5 | electric | 3 | NA | NA | \Classifications\Building System Class\D30-HVAC Systems\D3030 - Cooling SYS\Chilled Water Pump - PCH | 1007826
19-W1 | 19-W1 Pomona Courthouse South | 19-W1-D3031-100-PCH03 | CONDW PUMP P3 #1 CHLR | Aurora Pump Co | 66146522 | OJPBF | OM00015190 |  | MECHANICAL ROOM BASEMENT | NA | NA | NA | 40 | 208/220/480 | 100/95/47.5 | electric | 3 | NA | NA | \Classifications\Building System Class\D30-HVAC Systems\D3030 - Cooling SYS\Chilled Water Pump - PCH | 1007828
19-W1 | 19-W1 Pomona Courthouse South | 19-W1-D2023-310-HWP05 | DOMESTIC WATER BOOSTER SYSTEM HWP05 | Ebara Pump | 4136212 | 2TDE74VFD | OM00015195 | NA | MECHANICAL ROOM BASEMENT | NA | NA | NA | 7.5 | 208/230/460 | 19/17.5/8.8 | electric | 3 | NA | NA | \Classifications\Building System Class\D20-Plumbing\D2020 - Domestic Water\Domestic Hot Water Circulating Pump - HWP | 1007830
19-W1 | 19-W1 Pomona Courthouse South | 19-W1-D4022-210-FSG06 | DEDICATED HOSE REEL HELIPORT PUMP | Aurora Pump Co | 9306204 | 341A-BF | OM00015198 |  | MECHANICAL ROOM BASEMENT | NA | NA | NA | 15 | 208-230/460 | 41.9-37.0/18.5 | NA | 3 | NA | NA | \Classifications\Building System Class\D40-Fire Protection SYS\D4020 - Stand Pipe\Pump,Fire,Electric Motor Driven - FSG | 1007831
19-W1 | 19-W1 Pomona Courthouse South | 19-W1-D3050-210-PKU03 | AC UNIT PKU03 | AMANA | 9005117512 | SPH024001A | OM00015247 |  | WEST END OF ROOF | DNA | DNA | R-22 | 1/3 | 208/230 | 2.3 | electric | 1 | DNA | DNA | \Classifications\Building System Class\D30-HVAC Systems\D3050 - Package SYS\Package Unit - PKU | 1007832
19-W1 | 19-W1 Pomona Courthouse South | 19-W1-D3090-114-CMP01 | CONTROL AIR COMPRESSOR #1 | Devilbiss | H098 | PUB05040 | OM00015219 | State ID# A008862-68 ¦ SN 222417 | MECHANICAL ROOM BASEMENT | B-73 | NA | NA | 2 | 208/220/480 | 8.9/8.5/4.25 | electric | 3 | NA | NA | \Classifications\Building System Class\D30-HVAC Systems\D3090 - Other HVAC Systems and Equipment\Air Compressor - CMP | 1007834
19-W1 | 19-W1 Pomona Courthouse South | 19-W1-D3090-114-CMP02 | CONTROL AIR COMPRESSOR #2 STBY CMP02 | Worthington | ES12080 | 321TV | OM00015220 | State ID# A008861-68 ¦SN-35709 | MECHANICAL ROOM BASEMENT | 4L640 | NA | NA | 3 | 240 | 5.8 | electric | 3 | NA | NA | \Classifications\Building System Class\D30-HVAC Systems\D3090 - Other HVAC Systems and Equipment\Air Compressor - CMP | 1007835
19-W1 | 19-W1 Pomona Courthouse South | 19-W1-D3090-114-CMP03 | CONTROL AIR COMPRESSOR #3 | QUINCY | 200712100062 | OTS3QCB | OM00015249 | State ID# A017802-04 ¦ SN-1100280 | MECHANICAL ROOM | A58 (1) | NA | NA | 1.5 | 208-230/460 | 6.0-5.5/2.7 | electric | DNA | NA | NA | \Classifications\Building System Class\D30-HVAC Systems\D3090 - Other HVAC Systems and Equipment\Air Compressor - CMP | 1007836
19-W1 | 19-W1 Pomona Courthouse South | 19-W1-D3090-114-CMP04 | AIR COMP. FLR 3&5 SPRINKLERS CMP04 | FALCON | 0085620 | VA65 | OM00015160 | State ID# A009957-09 ¦SN- M-2798 | MECHANICAL ROOM | NA | NA | NA | 1.5 | 115/230 | 21.3/10.6 | electric | 1 | NA | NA | \Classifications\Building System Class\D30-HVAC Systems\D3090 - Other HVAC Systems and Equipment\Air Compressor - CMP | 1007837
19-W1 | 19-W1 Pomona Courthouse South | 19-W1-D2023-100-BFP01 | Backflow Preventer (Boilers 1 & 2 MakeUp) (1.5") | FEBCO | J019964 | 825Y 1-1/2" | OM00015194 | OW0209916-FA0234854-BD0011796-MARCH | BOILER ROOM (LAPHD FORM REQUIRED) | NA | NA | NA | NA | NA | NA | NA | NA | NA | NA | \Classifications\Building System Class\D20-Plumbing\D2020 - Domestic Water\Backflow Preventer - BFP | 1007838
19-W1 | 19-W1 Pomona Courthouse South | 19-W1-D2023-100-BFP02 | BACKFLOW PREVENTER #2 (1 1/2" COOLING TOWER) | FEBCO | J019962 | 825 Y 1-1/2" | OM00030697 | OW0209916-FA0234854-BD0009118-MARCH | ROOF - COOLING TOWER CARD 6 (LAPHD FORM REQUIRED) | NA | NA | NA | NA | NA | NA | NA | NA | NA | NA | \Classifications\Building System Class\D20-Plumbing\D2020 - Domestic Water\Backflow Preventer - BFP | 1007839
19-W1 | 19-W1 Pomona Courthouse South | 19-W1-D2023-100-BFP03 | BACKFLOW PREVENTER #3 (1 1/2" COOLING TOWER) | FEBCO | A165007 | 825Y | OM00015246 | OW0209916-FA0234854-BD0011795-MARCH | NORTH WALL BY CT #2 (LAPHD FORM REQUIRED) | NA | NA | NA | NA | NA | NA | NA | NA | NA | NA | \Classifications\Building System Class\D20-Plumbing\D2020 - Domestic Water\Backflow Preventer - BFP | 1007840
19-W1 | 19-W1 Pomona Courthouse South | 19-W1-D4022-210-FSG01 | MAIN FIRE PUMP FSG01 | Peerless Pump | 4768701 | 4PVF8G | OM00015210 |  | MECHANICAL ROOM BASEMENT | NA | NA | NA | 20 | 230/460 | 49.8/24.9 | electric | 3 | NA | NA | \Classifications\Building System Class\D40-Fire Protection SYS\D4020 - Stand Pipe\Pump,Fire,Electric Motor Driven - FSG | 1007841
19-W1 | 19-W1 Pomona Courthouse South | 19-W1-D5010-200-ESD07 | SWITCHGEAR DISTRIBUTION ""B"" SBR01 | ZINSCO ELECTRICAL | NA | 220054 | OM00015171 |  | MECHANICAL ROOM | NA | NA | NA | NA | 208/120 | 800 | electric | 3 | NA | NA | \Classifications\Building System Class\D50-Electrical SYS\D5010 - Elec Service & Dist\Electical Service and Distribution - ESD | 1007842
19-W1 | 19-W1 Pomona Courthouse South | 19-W1-D5010-200-ESD08 | MCC ""PA"" FEED TOO SBR02 | Zinsco | 212526 | NA | OM00015204 | DNA | MECHANICAL ROOM BASEMENT | NA | NA | NA | NA | 120/208/480 | 600 | electric | 3 | NA | NA | \Classifications\Building System Class\D50-Electrical SYS\D5010 - Elec Service & Dist\Electical Service and Distribution - ESD | 1007843
19-W1 | 19-W1 Pomona Courthouse South | 19-W1-D5011-240-TRN01 | TRANSFORMER #1 TRN01 | Zinsco | 303-412-5HM | NA | OM00015169 |  | MECHANICAL ROOM | NA | NA | NA | NA | 480/208/120 | DNA | electric | 3 | NA | NA | \Classifications\Building System Class\D50-Electrical SYS\D5010 - Elec Service & Dist\Transformer - TRN | 1007844
19-W1 | 19-W1 Pomona Courthouse South | 19-W1-D5037-710-FAP01 | FIRE CONTROL PANEL FAP01 | RADIONIC | DNA | DNA | OM00015225 |  | LOBBY GROUND FLOOR | NA | NA | NA | NA | 110 | DNA | electric | 1 | NA | NA | \Classifications\Building System Class\D50-Electrical SYS\D5030 - Comm & Security\Fire Alarm Panel - FAP | 1007845
19-W1 | 19-W1 Pomona Courthouse South | 19-W1-D4010-150-CTY01 | DRY STAND PIPES 31/2"" FMS01 (County maintained) | US ELECTRIC MOTOR | NA | NA | OM00015210 |  | MECHANICAL ROOM BASEMENT | NA | NA | NA | NA | NA | NA | NA | NA | NA | NA | \Classifications\Building System Class\D40-Fire Protection SYS\D4010 - Sprinkler SYS\Fire Systems, stand pipes - FMS | 1007846
19-W1 | 19-W1 Pomona Courthouse South | 19-W1-D5092-210-GEN01 | EMERGENCY GENERATOR GEN01 | ONAN | 960916976 | 220DFM-4XR8/5489B | OM00015141 | G22974 | OPEN TUNNEL AREA | NA | NA | NA | 312 | 480 | DNA | diesel | 3 | NA | NA | \Classifications\Building System Class\D50-Electrical SYS\D5090 - Elec SYS\Emergency Generator - GEN | 1007847
19-W1 | 19-W1 Pomona Courthouse South | 19-W1-D5010-234-ATS01 | Automatic Transfer Switch | ASCO | 56422X | CAT-906175C | OM00015139 |  | Main Elec.Rm | NA | NA | NA | NA | 480 | 300 | electric | 3 | NA | NA | \Classifications\Building System Class\D50-Electrical SYS\D5010 - Elec Service & Dist\Automatic Transfer Switch - ATS | 1009232
19-W1 | 19-W1 Pomona Courthouse South | 19-W1-D3050-210-PKU01 | AC UNIT ELEVATOR MECH. ROOM | CARRIER | 1204G-20623 | 50HJ-012-661 | OM00015243 |  | PENTHOUSE ROOF | A53 | 20x20x2 (4) | R-22 | 3 | 460 | 4.8 | Electric | 3 | NA | 142,197 | \Classifications\Building System Class\D30-HVAC Systems\D3050 - Package SYS\Package Unit - PKU | 1011285
19-W1 | 19-W1 Pomona Courthouse South | 19-W1-D3041-110-AHU06 | AHU#6 | RE COLD YORK DIV | D17973L | MHC600 | OM00015184 |  | MECHANICAL ROOM | C109 (3) | 24x24x2 (16) | NA | 30 | 230/460 | 75/37.5 | Electric | 3 | NA | NA | \Classifications\Building System Class\D30-HVAC Systems\D3040 - Distribution SYS\Air Handling Unit - AHU | 1011286
19-W1 | 19-W1 Pomona Courthouse South | 19-W1-D4013-200-PRE02 | FIRE SYSTEMS, ALL STAND PIPES DELUGE PREACTION SYSTEMS | NA | NA | NA | OM00030699 |  | SE OF BUILDING NEAR PUBLIC ENTR | NA | NA | NA | NA | NA | NA | NA | NA | NA | NA | \Classifications\Building System Class\D40-Fire Protection SYS\D4010 - Sprinkler SYS\Fire Systems, Preaction System - PRE | 1011287
19-W1 | 19-W1 Pomona Courthouse South | 19-W1-D2022-100-HWE01 | DOMESTIC HW STORAGE | ADVANCED TANK | 17080 | NA | OM00015023 | DNA | BOILER ROOM | NA | NA | NA | NA | NA | NA | NA | NA | NA | NA | \Classifications\Building System Class\D20-Plumbing\D2020 - Domestic Water\Domestic Water Heater, Electric - HWE | 1011288
19-W1 | 19-W1 Pomona Courthouse South | 19-W1-D2023-100-BFP05 | Backflow Preventer (Domestic) | WILKINS | L62092 | 375, Type RP 4" | OM00015142 | Acct#:7000205 Tap#:906021 | West Staff Parking Lot -- USE THEIR FORM TO TEST | NA | NA | NA | NA | NA | NA | NA | NA | NA | NA | \Classifications\Building System Class\D20-Plumbing\D2020 - Domestic Water\Backflow Preventer - BFP | 1011592
19-W1 | 19-W1 Pomona Courthouse South | 19-W1-G2023-150-PEG01 | GATE CONTROLLER, EXIT (SECURED PARKING LOT) | CHAMBERLAIN | 2408N7207 | CSW200UL | OM00035629 |  | OUTSDIE SECURED PARKING LOT. SOUTH WEST OF BUILDING AND 7TH ST, EXIT GATE | NA | NA | NA | 1 | 120 | 7.9 | NA | 1 | NA | NA | \Classifications\Building System Class\G20-Other Systems\G2020 - Parking Lots\Secured Parking Gate - PEG | 1014239
19-W1 | 19-W1 Pomona Courthouse South | 19-W1-D1013-310-WCL01 | WHEEL CHAIR/HANDICAP LIFT WCL01 | JOHN BARNES | 1290312 | C6C17FZ29A | OM00015131 | PEND RISK RVW | INSIDE COURT ROOM. | NA | NA | NA | 1/2 | 115 | 8.8 | Electric | 1 | NA | NA | \Classifications\Building System Class\D10-Conveyance Systems\D1010 - Elevator\Wheelchair Lift - WCL | 1014241
19-W1 | 19-W1 Pomona Courthouse South | 19-W1-D1013-310-WCL02 | WHEEL CHAIR / HANDICAP LIFT WCL02 | JOHN BARNES | NA | C6C17FZ29A | OM00015132 | PEND RISK RVW | INSIDE OF COURT ROOM. | NA | NA | NA | 1/2 | 115 | 8.8 | Electric | 1 | NA | NA | \Classifications\Building System Class\D10-Conveyance Systems\D1010 - Elevator\Wheelchair Lift - WCL | 1014242
19-W1 | 19-W1 Pomona Courthouse South | 19-W1-D1013-310-WCL03 | WHEEL CHAIR / HANDICAP LIFT WCL03 | JOHN BARNES | NA | C6C17FZ29A | OM00015133 | PEND RISK RVW | INSIDE OF COURT ROOM | NA | NA | NA | 1/2 | 115 | 8.8 | Electric | 1 | NA | NA | \Classifications\Building System Class\D10-Conveyance Systems\D1010 - Elevator\Wheelchair Lift - WCL | 1014243
19-W1 | 19-W1 Pomona Courthouse South | 19-W1-D1013-310-WCL04 | WHEEL CHAIR / HANDICAP LIFT WCL04 | JOHN BARNES | NA | C6C17EZ29A | OM00015138 | PEND RISK RVW | INSIDE COURT ROOM. | NA | NA | NA | 1/2 | 115 | 8.8 | Electric | 1 | NA | NA | \Classifications\Building System Class\D10-Conveyance Systems\D1010 - Elevator\Wheelchair Lift - WCL | 1014244
19-W1 | 19-W1 Pomona Courthouse South | 19-W1-D2017-100-SHW01 | EMERGENCY EYEWASH STATION | HAWS | 39834 | 8300 | OM00015201 |  | MECHANICAL ROOM. | NA | NA | NA | NA | NA | NA | NA | NA | NA | NA | \Classifications\Building System Class\D20-Plumbing\D2010 - Plumb Fix\Showers - SHW | 1014245
19-W1 | 19-W1 Pomona Courthouse South | 19-W1-D2030-150-MWL01 | Main branch waste system MWL | NA | NA | NA | OM00026608 |  | Tag located in engineer office. | NA | NA | NA | NA | NA | NA | NA | NA | NA | NA | \Classifications\Building System Class\D20-Plumbing\D2030 - Sani Waste\Main/Branch Waste System - MWL | 1014246
19-W1 | 19-W1 Pomona Courthouse South | 19-W1-D3020-100-HET01 | HEATER WATER EXPANSION TANK HET01 | WESSELS | 186729 | CRN# L82265C | OM00030705 |  | BOILER ROOM WEST WALL. | NA | NA | NA | NA | NA | NA | NA | NA | NA | NA | \Classifications\Building System Class\D30-HVAC Systems\D3020 - Heat SYS\Heater Water Expansion Tank - HET | 1014247
19-W1 | 19-W1 Pomona Courthouse South | 19-W1-D3020-100-HET02 | HEATER WATER EXPANSION TANK HET02 | WESSELS | 186731 | CRN# L82265C | OM00035632 |  | WEST WALL. | NA | NA | NA | NA | NA | NA | NA | NA | NA | NA | \Classifications\Building System Class\D30-HVAC Systems\D3020 - Heat SYS\Heater Water Expansion Tank - HET | 1014248
19-W1 | 19-W1 Pomona Courthouse South | 19-W1-D3020-100-HET03 | HEATER WATER EXPANSION TANK HET03 | ADVANCE TANK. | 17065 | NA | OM00030573 |  | ELEVATRO ROOM. | NA | NA | NA | NA | NA | NA | NA | NA | NA | NA | \Classifications\Building System Class\D30-HVAC Systems\D3020 - Heat SYS\Heater Water Expansion Tank - HET | 1014249
19-W1 | 19-W1 Pomona Courthouse South | 19-W1-D2023-310-WBS02 | Domestic Hot Water Booster Pump (Near Boilers) | Bear Pump | 0222055 | C825ANBF34T | OM00030567 |  | Mechanical room | NA | NA | NA | 3 | 208 | 9.2 | electric | 3 | NA | NA | \Classifications\Building System Class\D20-Plumbing\D2020 - Domestic Water\Domestic Water Booster System - WBS | 1014250
19-W1 | 19-W1 Pomona Courthouse South | 19-W1-D3050-250-ACU01 | Air Conditioning, Split System (MDF Rm) | CARRIER | 052X1673726 | 38HDC024331 | OM00030565 |  | MCR Room in Basement | NA | Washable Type Air Filter | R-22 | 0.04 | 240 | 13 | Electric | 1 | NA | NA | \Classifications\Building System Class\D30-HVAC Systems\D3050 - Package SYS\Air Conditioning,Split System - ACU | 1014252
19-W1 | 19-W1 Pomona Courthouse South | 19-W1-D3050-250-ACU02 | Air Conditioning, Split System (MDF Rm) | CARRIER | 4087E10106 | 38EH024320 | OM00030566 |  | MCR Room in Basement | NA | 14X24X1 - 1 each | R-22 | 1/10 | 240 | 11 | Electric | 1 | NA | NA | \Classifications\Building System Class\D30-HVAC Systems\D3050 - Package SYS\Air Conditioning,Split System - ACU | 1014253
19-W1 | 19-W1 Pomona Courthouse South | 19-W1-D3042-220-EFN03 | Fan, exhaust (belt driven fan)-EFN03 | Western Blower | F23712 | A365K | OM00030575 |  | Elecvator room | B93 (2) | NA | NA | 5 | 208-230/460 | 14.1/12.7-6.4 | Electric | 3 | NA | NA | \Classifications\Building System Class\D30-HVAC Systems\D3040 - Distribution SYS\Supply/Exhaust/Return fans- FAN | 1014256
19-W1 | 19-W1 Pomona Courthouse South | 19-W1-D4024-100-FHS07 | HOSE AND REEL | Sierra Fire Equip. | NA | R | OM00026602 |  | Tag located in engineer office. | NA | NA | NA | NA | NA | NA | NA | NA | NA | NA | \Classifications\Building System Class\D40-Fire Protection SYS\D4020 - Stand Pipe\Other Stand Pipe Hose Systems - FHS | 1014261
19-W1 | 19-W1 Pomona Courthouse South | 19-W1-D5010-200-ESD01 | ELECTRICAL MAIN PANEL | ZINSCO | 220127 | NA | OM00030572 |  | CHILLIR ROOM | NA | NA | NA | NA | 480/277 | 3000 | Electric | 3 | NA | NA | \Classifications\Building System Class\D50-Electrical SYS\D5010 - Elec Service & Dist\Electical Service and Distribution - ESD | 1014262
19-W1 | 19-W1 Pomona Courthouse South | 19-W1-D5010-200-ESD03 | DIST "A" BOARD #2 | Zinsco | 220073 | NA | OM00030704 |  | EQUIPMENT ROOM | NA | NA | NA | NA | 480 | DNA | Electric | DNA | NA | NA | \Classifications\Building System Class\D50-Electrical SYS\D5010 - Elec Service & Dist\Electical Service and Distribution - ESD | 1014263
19-W1 | 19-W1 Pomona Courthouse South | 19-W1-D5011-240-TRN02 | ELECTRICAL TRANSFORMER 2 | ZINSCO | NA | NA | OM00030703 |  | ELECTRICAL ROOM. | NA | NA | NA | NA | 480 | DNA | Electric | 3 | NA | NA | \Classifications\Building System Class\D50-Electrical SYS\D5010 - Elec Service & Dist\Transformer - TRN | 1014264
19-W1 | 19-W1 Pomona Courthouse South | 19-W1-D5011-240-TRN03 | ELECTRICAL TRANSFORMER 3 | SQUARE D | 10S40S | 12548-12425-010 | OM00030702 |  | JANITOR CLOSET. | NA | NA | NA | NA | 480 | 20.8 | Electric | 3 | NA | NA | \Classifications\Building System Class\D50-Electrical SYS\D5010 - Elec Service & Dist\Transformer - TRN | 1014265
19-W1 | 19-W1 Pomona Courthouse South | 19-W1-G2050-200-LSC01 | LANDSCAPING | NA | NA | NA | OM00026607 |  | Tag located inside engineer office. | NA | NA | NA | NA | NA | NA | NA | NA | NA | NA | \Classifications\Building System Class\G20-Other Systems\G2050 - Landscaping\Landscaping - LSC | 1014266
19-W1 | 19-W1 Pomona Courthouse South | 19-W1-G2049-300-HSC01 | HARD SCAPE | NA | NA | NA | OM00026606 |  | Tag located in engineer office. | NA | NA | NA | NA | NA | NA | NA | NA | NA | NA | \Classifications\Building System Class\G20-Other Systems\G2040 - Site Development\Hardscape - HSC | 1014267
19-W1 | 19-W1 Pomona Courthouse South | 19-W1-D3041-210-SFN01 | HOLDING CELL:FAN, SUPPLY #1 (VFD) | ABB | 2114901143 | ACH550-VDR-038A4 | OM00015237 |  | HOLDING CELL: CHILLER MECHANICAL ROOM | NA | NA | NA | 3 | Other | 38A | Electric | 3 | NA | NA | \Classifications\Building System Class\D30-HVAC Systems\D3040 - Distribution SYS\Supply/Exhaust/Return fans- FAN | 1015509
19-W1 | 19-W1 Pomona Courthouse South | 19-W1-D2040-100-PSU02 | PUMP, SUMP #2 (MAIN DRN) | HYDRO-O-MATIC | 1066 | SL15034 | OM00026022 |  | MECHNICAL ROOM TUNNEL IN GENERATOR ROOM | NA | NA | NA | 1.5 | Other | 3.5 | Electric | 3 | NA | NA | \Classifications\Building System Class\D20-Plumbing\D2040 - Rain Drain\Sump Pump - PSU | 1015560
19-W1 | 19-W1 Pomona Courthouse South | 19-W1-D5010-234-ATS02 | ELECTRICAL, AUTOMATIC TRANSFER SWITCH #2 | ASCO | 56423X | Bull 906 | OM00026021 |  | ELEVATOR EQUIPMENT ROOM IN PENTHOUSE | NA | NA | NA | NA | 480 | 400 | Electric | 3 | NA | NA | \Classifications\Building System Class\D50-Electrical SYS\D5010 - Elec Service & Dist\Automatic Transfer Switch - ATS | 1015561
19-W1 | 19-W1 Pomona Courthouse South | 19-W1-G3063-100-DAT01 | TANK, FUEL STORAGE DAY TANK | NA | SK601 | NA | OM00026024 |  | GENERATOR MECHNICAL ROOM - TUNNEL | NA | NA | NA | 1/3 | Other | 6 | Diesel | 1 | NA | NA | \Classifications\Building System Class\G30-Site Mechanical Utilities\G3060 - Fuel Distribution\Tank, Fuel Storage Day - DAT | 1015562
19-W1 | 19-W1 Pomona Courthouse South | 19-W1-G3063-100-AST01 | TANK, FUEL STORAGE, ABOVE GROUND (DIESEL) | CON VAULT OLD CASTLE | M651241 | RN 1000 3SF | OM00015213 |  | WEST SIDE BLDG SECURE PARKING LOT AREA | NA | NA | NA | NA | NA | NA | Diesel | NA | NA | NA | \Classifications\Building System Class\G30-Site Mechanical Utilities\G3060 - Fuel Distribution\Tank, Fuel Storage, Above Ground - AST | 1015563
19-W1 | 19-W1 Pomona Courthouse South | 19-W1-D3041-160-FDP01 | FIRE DAMPER (JUVENILE LOCKUP) | SIMPLEX | J10892 | 4602 | OM00040467 |  | JUVENILE LOCKUP ON 4TH FLOOR | NA | NA | NA | NA | 110 | 4.25 | Electric | 1 | NA | NA | \Classifications\Building System Class\D30-HVAC Systems\D3040 - Distribution SYS\Fire Dampers - FDP | 1015597
19-W1 | 19-W1 Pomona Courthouse South | 19-W1-D2023-100-BFP11 | Backflow Preventer (6" Fire Parking) | Wilkins Zurn | P05696 | 450DA (6") | OM00036613 | OW0209916-FA0234854-BD0044855- P 05696-MARCH | SECURED WEST EMPLOYEE PARKING LOT (LAPHD FORM REQUIRED) | NA | NA | NA | NA | NA | NA | NA | NA | NA | NA | \Classifications\Building System Class\D20-Plumbing\D2020 - Domestic Water\Backflow Preventer - BFP | 1015601
19-W1 | 19-W1 Pomona Courthouse South | 19-W1-D2090-670-WLR01 | WATER TREATMENT STATION | LAKEWOOD INSTRUMENTS | NA | 1575E | OM00036194 |  | BASEMENT BOILER ROOM | NA | NA | NA | NA | 110 | NA | Electric | 1 | NA | NA | \Classifications\Building System Class\D20-Plumbing\D2090 - Other Plumbing SYS\Water Treatment,Chlorine - WLR | 1015729
19-W1 | 19-W1 Pomona Courthouse South | 19-W1-D2023-100-BFP09 | BACKFLOW PREVENTER #9 (BYPASS 3/4") | WILKINS | 3453500XLD | 950XL 3/4" | OM00036201 | OW0209916-FA0234854-BD0039877-3453500-MARCH | FIRE RISER WEST EMPLOYEE PARKING LOT (LAPHD FORM REQUIRED) | NA | NA | NA | NA | NA | NA | NA | NA | NA | NA | \Classifications\Building System Class\D20-Plumbing\D2020 - Domestic Water\Backflow Preventer - BFP | 1015779
19-W1 | 19-W1 Pomona Courthouse South | 19-W1-G3060-320-DFP01 | PUMP, DIESEL FUEL TRANSFER | Oberdorfer Pumps | S55JXBMK-1389 | 6348 | OM00036621 |  | BASEMENT BY THE GENERATOR | NA | NA | NA | 1/3 | 110 | 6 | Electric | 1 | NA | NA | \Classifications\Building System Class\G30-Site Mechanical Utilities\G3060 - Fuel Distribution\Pump, Fuel, Diesel Fuel Transfer Pump - DFP | 1016264
19-W1 | 19-W1 Pomona Courthouse South | 19-W1-G2023-150-PEG02 | GATE CONTROLLER, ENTRY (SECURED PARKING SW & 7TH) | CHAMBERLAIN | 3408N3634 | SL3000UL | OM00037916 | NA | OUTSIDE SECURED PARKING LOT. SOUTH WEST OF BUILDING AND 7TH ST, ENTRY | NA | NA | NA | 1 | 110 | 8.4 | Electric | 1 | NA | NA | \Classifications\Building System Class\G20-Other Systems\G2020 - Parking Lots\Secured Parking Gate - PEG | 1016265
19-W1 | 19-W1 Pomona Courthouse South | 19-W1-D4022-210-JPM01 | PUMP, JOCKEY FIRE PUMP (BASEMENT) | GRUNDFOR PUMP CORP | D9239 | 34-4490-282 | OM00036620 |  | BASEMENT FIRE PUMP | NA | NA | NA | 1 | 208-230/460 | 3.2/3-1.5 | Electric | 3 | NA | NA | \Classifications\Building System Class\D40-Fire Protection SYS\D4020 - Stand Pipe\Jockey Pump - JPM | 1016267
19-W1 | 19-W1 Pomona Courthouse South | 19-W1-D3044-125-PHW02 | Comfort Hot Water Pump #1 | US ELECTRIC MOTOR | E030163926 | AE53A | OM00015196 |  | BASEMENT NEAR BOILERS | NA | NA | NA | 15 | 208-230/480 | 41-39/19.5 | Electric | 3 | NA | NA | \Classifications\Building System Class\D30-HVAC Systems\D3040 - Distribution SYS\Hot Water Pump - PHW | 1016268
19-W1 | 19-W1 Pomona Courthouse South | 19-W1-D2023-310-WBS01 | PUMP, DOMESTIC WATER BOOSTER SYSTEM | Frederick Pump | 68772993 | C517 | OM00015206 |  | BASEMENT NEAR BOILERS | NA | NA | NA | 3 | 208-230/460 | 9.8-9.4/4.7 | Electric | 3 | na | na | \Classifications\Building System Class\D20-Plumbing\D2020 - Domestic Water\Domestic Water Booster System - WBS | 1016269
19-W1 | 19-W1 Pomona Courthouse South | 19-W1-D2090-650-WSR01 | TANK, POTABLE WATER STORAGE TANK | SYNCROFLO | 1022880860 | 170 - 30" DIA | OM00035631 |  | BASEMENT NEAR BOILERS | NA | NA | NA | NA | NA | NA |  |  | NA | NA | \Classifications\Building System Class\D20-Plumbing\D2090 - Other Plumbing SYS\Water Softener - WSR | 1016270
19-W1 | 19-W1 Pomona Courthouse South | 19-W1-D2023-100-BFP10 | Backflow Preventer (Domestic W Parking) (4") | ZURN WILKINS | L84269 | 375 (4") | OM00036204 | Acct#: 700020500 Tap#: 7000205 Assembly#: 906037 | WEST EMPLOYEE PARKING LOT - USE THEIR FORM TO TEST ONLY | NA | NA | NA | NA | NA | NA | NA | NA | NA | NA | \Classifications\Building System Class\D20-Plumbing\D2020 - Domestic Water\Backflow Preventer - BFP | 1016499
19-W1 | 19-W1 Pomona Courthouse South | 19-W1-D4013-200-PRE01 | FIRE SYSTEMS, PREACTION (4TH-5TH FLOOR) | NA | NA | NA | OM00028923 |  | LOCKUP AREA, SERVES 4TH AND 5TH FLOOR | NA | NA | NA | NA | NA | NA | NA | NA | NA | NA | \Classifications\Building System Class\D40-Fire Protection SYS\D4010 - Sprinkler SYS\Fire Systems, Preaction System - PRE | 1016501
19-W1 | 19-W1 Pomona Courthouse South | 19-W1-D4010-150-FMS02 | Fire System Sprinkler Stand Pipe | Star Sprinkler Corp | NA | 6-175C | OM00037987 |  | Chiller Room M1 | NA | NA | NA | NA | NA | NA | NA | NA | NA | NA | \Classifications\Building System Class\D40-Fire Protection SYS\D4010 - Sprinkler SYS\Fire Systems, stand pipes - FMS | 1017850
19-W1 | 19-W1 Pomona Courthouse South | 19-W1-D3020-100-HET04 | Heater Water Expansion Tank (Rm M1A) | Roy E Hanson Jr MFG | 406060 | NA | OM00040329 |  | Boiler Room M1A | NA | NA | NA | NA | NA | NA | NA |  | NA | NA | \Classifications\Building System Class\D30-HVAC Systems\D3020 - Heat SYS\Heater Water Expansion Tank - HET | 1017853
19-W1 | 19-W1 Pomona Courthouse South | 19-W1-D5010-110-MCC01 | Motor Control Center (Rm 6) | Zinsco | 220127 | NA | OM00040331 |  | Main Electrical Room 6 | NA | NA | NA | NA | 277/480 | 3000 | NA | 3 | NA | NA | \Classifications\Building System Class\D50-Electrical SYS\D5010 - Elec Service & Dist\Chiller Room Electrical Panel - MCC | 1017854
19-W1 | 19-W1 Pomona Courthouse South | 19-W1-D3044-125-PHW03 | Comfort Hot Water Pump #2 | Aurora Pump Co | 024686481 | 411BF | OM00015200 |  | Boiler Room M1A | NA | NA | NA | 15 | 208-230/460 | 41-396/19.5 | NA | 3 | NA | NA | \Classifications\Building System Class\D30-HVAC Systems\D3040 - Distribution SYS\Hot Water Pump - PHW | 1017856
19-W1 | 19-W1 Pomona Courthouse South | 19-W1-D3041-230-RFN02 | Return Fan #2 | Western Blower | 30827 | 1330 | OM00040465 |  | AHU Room | B128 (2) | NA | NA | 10 | 240/480 | 26/13 | Electric | 3 | NA | NA | \Classifications\Building System Class\D30-HVAC Systems\D3040 - Distribution SYS\Supply/Exhaust/Return fans- FAN | 1017858
19-W1 | 19-W1 Pomona Courthouse South | 19-W1-D3041-230-RFN04 | Return Fan #4 | Western Blower | C-30829 | 1-330 | OM00040463 |  | AHU Room | B133 (3) | NA | NA | 15 | 208/460 | 39/19/.5 | Electric | 3 | NA | NA | \Classifications\Building System Class\D30-HVAC Systems\D3040 - Distribution SYS\Supply/Exhaust/Return fans- FAN | 1017861
19-W1 | 19-W1 Pomona Courthouse South | 19-W1-D3041-230-RFN05 | Return Fan #5 | Western Blower | 30829 | 1-330 | OM00040462 |  | AHU Room | B124 (2) | NA | NA | 7.5 | 240/480 | 20/10 | Electric | 3 | NA | NA | \Classifications\Building System Class\D30-HVAC Systems\D3040 - Distribution SYS\Supply/Exhaust/Return fans- FAN | 1017860
19-W1 | 19-W1 Pomona Courthouse South | 19-W1-D3041-230-RFN07 | Return Fan #7 | Western Blower | C30830 | 1-300 | OM00026025 |  | AHU Room M709 | B120 (2) | NA | NA | 7.5 | 240/480 | 20/10 | Electric | 3 | NA | NA | \Classifications\Building System Class\D30-HVAC Systems\D3040 - Distribution SYS\Supply/Exhaust/Return fans- FAN | 1017863
19-W1 | 19-W1 Pomona Courthouse South | 19-W1-D3060-100-RDS01 | Leak Detection System, Refrigerant (Rm M1) | Bacharach Inc | SQ1028 | 3015-4200 | OM00036618 |  | Chiller Room M1 | NA | NA | NA | 110 | DNA | NA | NA |  | NA | NA | \Classifications\Building System Class\D30-HVAC Systems\D3060 - Control & Inst Air\Refrigerant Leak Detection System - RDS | 1017865
19-W1 | 19-W1 Pomona Courthouse South | 19-W1-D5010-200-ESD04 | Electrical Switchboard (Basement Rm 6) | Zinsco | 220128 | NA | OM00040330 |  | Main Electrical Room 6 | NA | NA | NA | NA | 277/480 | 3000 | Electric | 3 | NA | NA | \Classifications\Building System Class\D50-Electrical SYS\D5010 - Elec Service & Dist\Electical Service and Distribution - ESD | 1017864
19-W1 | 19-W1 Pomona Courthouse South | 19-W1-D5010-200-ESD05 | Electrical Switchboard (Basement Rm M1) | Zinsco | NA | NA | OM00037988 |  | Chiller Room M1 | NA | NA | NA | NA | 480 | 1200 | Electric | 3 | NA | NA | \Classifications\Building System Class\D50-Electrical SYS\D5010 - Elec Service & Dist\Electical Service and Distribution - ESD | 1017866
19-W1 | 19-W1 Pomona Courthouse South | 19-W1-D5010-200-ESD06 | Electrical Switchboard (Roof Elevator Rm) | Zinsco | NA | NA | OM00026023 |  | Elevator Room | NA | NA | NA | NA | 480 | 800 | Electric | 3 | NA | NA | \Classifications\Building System Class\D50-Electrical SYS\D5010 - Elec Service & Dist\Electical Service and Distribution - ESD | 1017867
19-W1 | 19-W1 Pomona Courthouse South | 19-W1-D3041-210-SFN02 | Supply Fan (Rm M1) | Western Blower | F23711 | AF480 | OM00037986 |  | Chiller Room M1 | B162 (4) | 20x20x2 (36) | NA | 25 | 230/460 | 60/30 | NA | 3 | NA | NA | \Classifications\Building System Class\D30-HVAC Systems\D3040 - Distribution SYS\Supply/Exhaust/Return fans- FAN | 1017868
19-W1 | 19-W1 Pomona Courthouse South | 19-W1-D2023-310-WBS03 | Domestic Water Booster (Rm M1A) | Ebara Pump | 306017 | 2TDE74VFD | OM00040553 |  | Boiler Room M1A | NA | NA | NA | 7.5 | 208-230/460 | 19-17/8.6 | Electric | 3 | NA | NA | \Classifications\Building System Class\D20-Plumbing\D2020 - Domestic Water\Domestic Water Booster System - WBS | 1017869
19-W1 | 19-W1 Pomona Courthouse South | 19-W1-D2023-310-WBS04 | Domestic Water Booster (Rm M1A) | Ebara Pump | 306017 | 2TDE74VFD | OM00040554 |  | Boiler Room M1A | NA | NA | NA | 7.5 | 208-230/460 | 19-17/8.6 | Electric | 3 | NA | NA | \Classifications\Building System Class\D20-Plumbing\D2020 - Domestic Water\Domestic Water Booster System - WBS | 1017870
19-W1 | 19-W1 Pomona Courthouse South | 19-W1-D3041-210-SFN03 | Supply Fan (Chiller Rm M1) | Western Blower | C30825 | 1V182 | OM00030700 |  | Chiller Room in Back Outside | 4L770 (2) | 20x20x2 (4) | NA | 2 | 208-220/440 | 6.2/3.1 | Electric | 3 | NA | NA | \Classifications\Building System Class\D30-HVAC Systems\D3040 - Distribution SYS\Supply/Exhaust/Return fans- FAN | 1017842
19-W1 | 19-W1 Pomona Courthouse South | 19-W1-D2023-100-BFP12 | Backflow Preventer (Rm M1A) | Watts | 101018 | 709 Mod 1015 | OM00040555 |  | Boiler Room Above Fire Pump | NA | NA | NA | NA | NA | NA | NA |  | NA | NA | \Classifications\Building System Class\D20-Plumbing\D2020 - Domestic Water\Backflow Preventer - BFP | 1017843
19-W1 | 19-W1 Pomona Courthouse South | 19-W1-B2034-400-DOH02 | Overhead Door, Manual (Snack Bar) | R/S Doors | NA | NA | OM00040466 |  | Snack Bar in Lobby | NA | NA | NA | NA | NA | NA | NA | NA | NA | NA | \Classifications\Building System Class\B20-General Building Exterior\B2030 - Exterior Doors\Door,Overhead-Shutter,Manual,Elec,Roll-up - DOH | 1017845
19-W1 | 19-W1 Pomona Courthouse South | 19-W1-G3010-210-FWT01 | Fire Water Storage Tank (Rm M1A) | Roy E Hanson Jr MFG | 405227 | NA | OM00040556 |  | Boiler Room M1A | NA | NA | NA | NA | NA | NA | NA | NA | NA | NA | \Classifications\Building System Class\G30-Site Mechanical Utilities\G3010 - Water Supply\Fire Water Tank - FWT | 1017852
19-W1 | 19-W1 Pomona Courthouse South | 19-W1-D5010-200-ESD02 | Main Electrical Panel (Parking Area) | Myers Electric | 711640 | MEUGO-M100C/SS | OM00036199 |  | Parking Area | NA | NA | NA | 480/277 | DNA | DNA | NA |  | NA | NA | \Classifications\Building System Class\D50-Electrical SYS\D5010 - Elec Service & Dist\Electical Service and Distribution - ESD | 1017855
19-W1 | 19-W1 Pomona Courthouse South | 19-W1-D2030-410-PMS02 | Sewage Ejector Pump (Rm M1A) | Aurora Pump Co | 3615050 | KSB | OM00037990 |  | Boiler Room M1A | NA | NA | NA | 1.5 | 230/460 | 5/2.5 | Electric | 3 | NA | NA | \Classifications\Building System Class\D20-Plumbing\D2030 - Sani Waste\Sewage Ejector Pump - PMS | 1017857
19-W1 | 19-W1 Pomona Courthouse South | 19-W1-D3041-230-RFN03 | Return Fan #3 | Western Blower | C30828 | 1V365 | OM00040464 |  | AHU Room M309 | B133 (3) | NA | NA | 15 | 230/460 | 37/18.5 | Electric | 3 | NA | NA | \Classifications\Building System Class\D30-HVAC Systems\D3040 - Distribution SYS\Supply/Exhaust/Return fans- FAN | 1017859
19-W1 | 19-W1 Pomona Courthouse South | 19-W1-D3041-230-RFN06 | Return Fan #6 | Recold York Div | D17974L | AHB400 | OM00030568 |  | AHU Room | B100 (3) | NA | NA | 10 | 208-230/460 | 26.7-24.2/12.1 | Electric | 3 | NA | NA | \Classifications\Building System Class\D30-HVAC Systems\D3040 - Distribution SYS\Supply/Exhaust/Return fans- FAN | 1017862
19-W1 | 19-W1 Pomona Courthouse South | 19-W1-B2034-400-DOH03 | Door, Overhead Roll Up DOH03 | Lift Master | 4814N4836 | GH503L5 | OM00036927 |  | South of the employee building entrance | NA | NA | NA | 1/2 | 208-230/460 | 3.1/1.75 | Electric | 3 | NA | NA | \Classifications\Building System Class\B20-General Building Exterior\B2030 - Exterior Doors\Door,Overhead-Shutter,Manual,Elec,Roll-up - DOH | 1019249
19-W1 | 19-W1 Pomona Courthouse South | 19-W1-D2023-100-BFP13 | BACKFLOW PREVENTER (BFP13) (2" IRRIGATION) | Wilkins Zurn | A464746 | 375 | OM00036928 | OW0209916-FA0234854-BD0012071-A 464746-MARCH | Outside West Employee Entrance (LAPHD FORM REQUIRED) | NA | NA | NA | NA | NA | NA | NA | NA | NA | NA | \Classifications\Building System Class\D20-Plumbing\D2020 - Domestic Water\Backflow Preventer - BFP | 1021333
19-W1 | 19-W1 Pomona Courthouse South | 19-W1-D3090-220-CMD03 | AIR DRYER CMD01 | Speedaire | GR025A1151612029 | 3YA51A | OM00036543 |  | Basement | NA | NA | R-134A | DNA | 115 | DNA | Electric | 1 |  |  | \Classifications\Building System Class\D30-HVAC Systems\D3090 - Other HVAC Systems and Equipment\Compressed Air Dryer - CMD | 1022914
19-W1 | 19-W1 Pomona Courthouse South | 19-W1-D3090-220-CMD04 | Compressor Air Dryer (Rm M709) | Speedaire | GR025A1151610043 | 3YA51A | OM00036543 |  | Air Handler Rm M709 | NA | na | R-134A | DNA | 115 | DNA | Electric | 1 |  |  | \Classifications\Building System Class\D30-HVAC Systems\D3090 - Other HVAC Systems and Equipment\Compressed Air Dryer - CMD | 1022915
19-W1 | 19-W1 Pomona Courthouse South | 19-W1-D3031-100-PCH05 | CONDW PUMP P4 #2 CHLR (PCH05) | Bell & Gossett | C273976-01 M81 | HSC3 940 11.9 | OM00036544 |  | Basement | 6x6x12S | NA | NA | DNA | 208/220/480 | 100/95/47.5 | Electric | 3 | NA |  | \Classifications\Building System Class\D30-HVAC Systems\D3030 - Cooling SYS\Chilled Water Pump - PCH | 1022916
19-W2 | 19-W2 Pomona Courthouse North | 19-W2-D3041-110-AHU01 | AIR-HANDLER 1 | Dryer Hanson | K714481 | FZ230 | OM00015018 | NA | Mechanical room | B144 (3) | 16x20x2 (28) | NA | 15 | 208-230/460 | 39.4-19.7 | Electric | 3 | NA | NA | \Classifications\Building System Class\D30-HVAC Systems\D3040 - Distribution SYS\Air Handling Unit - AHU | EQ-1007224
19-W2 | 19-W2 Pomona Courthouse North | 19-W2-D3041-110-AHU02 | AIR-HANDLER 2 | NA | NA | NA | OM00015010 |  | LOWER MACHANICAL. | B99 (2) | 16x20x2 (12) | NA | 3 | 208-220/440 | 9.1/8.8-4.4 | Electric | 3 | NA | NA | \Classifications\Building System Class\D30-HVAC Systems\D3040 - Distribution SYS\Air Handling Unit - AHU | EQ-1007225
19-W2 | 19-W2 Pomona Courthouse North | 19-W2-D3050-210-PKU01 | PACKAGE UNIT | YORK | NBBM007670 | D4CG060H08246A | OM00015003 |  | WEST SIDE OF ROOF | NA | 14x25x2 (1), 14x20x2 (2) | R-22 | 1 | 460 | 25 | Electric and natural gas | 3 | 100,000 | 82,000 | \Classifications\Building System Class\D30-HVAC Systems\D3050 - Package SYS\Package Unit - PKU | EQ-1007226
19-W2 | 19-W2 Pomona Courthouse North | 19-W2-D3050-210-PKU02 | PACKAGE UNIT | YORK | NBBM008669 | D4CG060H08246A | OM00015004 |  | WEST SIDE OF ROOF | NA | 14x25x2 (1), 14x20x2 (2) | R-22 | 1 | 460 | 25 | Electric and natural gas | 3 | 100,000 | NA | \Classifications\Building System Class\D30-HVAC Systems\D3050 - Package SYS\Package Unit - PKU | EQ-1007227
19-W2 | 19-W2 Pomona Courthouse North | 19-W2-B2010-100-BLD01 | Building Structure | NA | NA | NA | OM00026612 | NA | NA | NA | NA | NA | NA | NA | NA | NA | NA | NA | NA | \Classifications\Building System Class\B20-General Building Exterior\B2010 - Exterior Walls\Building - BLD | EQ-1007285
19-W2 | 19-W2 Pomona Courthouse North | 19-W2-B3010-100-RUF01 | Roofing Systems | NA | NA | NA | OM00026618 |  | Basement ENGINEER OFFICE. | NA | NA | NA | NA | NA | NA | NA | NA | NA | NA | \Classifications\Building System Class\B30-Roofing\B3010 - Roof Types\Roof - RUF | EQ-1007462
19-W2 | 19-W2 Pomona Courthouse North | 19-W2-D4031-100-FEX17 | Fire extinguishers (20) | NA | NA | NA | OM00026613 |  |  | NA | NA | NA | NA | NA | NA | NA | NA | NA | NA | \Classifications\Building System Class\D40-Fire Protection SYS\D4030 - FIRE SPEC\Fire Extinguisher - FEX | EQ-1007702
19-W2 | 19-W2 Pomona Courthouse North | 19-W2-D2040-100-PSU01 | SUMP PUMP #1 PSU01 | Chicago Pump | 144870 | KVJ56C17F5321KP | OM00015112 |  | BASEMENT M-4 | NA | NA | NA | 3/4 | 240 | 4.8 | electric | 1 | NA | NA | \Classifications\Building System Class\D20-Plumbing\D2040 - Rain Drain\Sump Pump - PSU | 1007849
19-W2 | 19-W2 Pomona Courthouse North | 19-W2-D3021-130-BLR01 | Hot Water Boiler (BLR01) | TELEDYNE LAARS | 91120130C | HH0400CN12H1 | OM00015006 |  | ROOF EAST | NA | NA | NA | NA | 480 | DNA | Natural gas | 3 | 400,000 | 320,000 | \Classifications\Building System Class\D30-HVAC Systems\D3020 - Heat SYS\Boiler,Hot Water,Oil/Gas/Comb. - BLR | 1007850
19-W2 | 19-W2 Pomona Courthouse North | 19-W2-D3021-130-BLR02 | HEATING HOT WATER BOILER #1 BLR02 | RBI | 90539901 | DB0750 | OM00015109 | DNA | BASEMENT | NA | NA | NA | 10 | 480 | DNA | Natural gas | 3 | 750,000 | 637,500 | \Classifications\Building System Class\D30-HVAC Systems\D3020 - Heat SYS\Boiler,Hot Water,Oil/Gas/Comb. - BLR | 1007851
19-W2 | 19-W2 Pomona Courthouse North | 19-W2-D3021-130-BLR03 | HEATING HOT WATER BOILER #2 BLR03 | RBI | 90539900 | DB0750 | OM00015110 | DNA | BASEMENT | NA | NA | NA | 10 | 480 | DNA | Natural gas | 3 | 750,000 | 637,500 | \Classifications\Building System Class\D30-HVAC Systems\D3020 - Heat SYS\Boiler,Hot Water,Oil/Gas/Comb. - BLR | 1007852
19-W2 | 19-W2 Pomona Courthouse North | 19-W2-D3044-125-PHW01 | H HW PUMP Mc QUAY UNIT PHW01 | ARMSTRONG | 50090655 | 15D1060BL | OM00015007 | NA | ROOF EAST | NA | NA | NA | 3/4 | 480 | DNA | gas | 3 | NA | NA | \Classifications\Building System Class\D30-HVAC Systems\D3040 - Distribution SYS\Hot Water Pump - PHW | 1007853
19-W2 | 19-W2 Pomona Courthouse North | 19-W2-D3044-125-PHW02 | HEATING HOT WATER PUMP #1 PHW02 | Bell & Gosset | NA | 1531 | OM00015113 |  | BASEMENT | NA | NA | NA | 5.0 | 230/460 | 13.3/6.65 | electric | 3 | NA | NA | \Classifications\Building System Class\D30-HVAC Systems\D3040 - Distribution SYS\Hot Water Pump - PHW | 1007854
19-W2 | 19-W2 Pomona Courthouse North | 19-W2-D3044-125-PHW03 | HEATING HOT WATER PUMP #2 PHW03 | Bell & Gosset | NA | 1531 | OM00015114 |  | BASEMENT | NA | NA | NA | 5.0 | 480 | 16 | electric | 3 | NA | NA | \Classifications\Building System Class\D30-HVAC Systems\D3040 - Distribution SYS\Hot Water Pump - PHW | 1007855
19-W2 | 19-W2 Pomona Courthouse North | 19-W2-D3050-210-PKU07 | PACKAGE UNIT #7 | McQUAY | XC0191819 | RPS040BW | OM00015005 |  | ROOF EAST | NA | NA | R-22 | 3 | 460 | 125 S. AMPS | electric | 3 | NA | NA | \Classifications\Building System Class\D30-HVAC Systems\D3050 - Package SYS\Package Unit - PKU | 1007856
19-W2 | 19-W2 Pomona Courthouse North | 19-W2-D3031-180-RCM02 | REFRIGERATION COMPRESSOR #2 | Carrier | 2608UA2165 | 5H80-A219 | OM00015116 |  | BASEMENT | NA | NA | R-22 | 60 | 480 | 173 | Electric | 3 | NA | NA | \Classifications\Building System Class\D30-HVAC Systems\D3030 - Cooling SYS\Refrigeration Compressor - RCM | 1007858
19-W2 | 19-W2 Pomona Courthouse North | 19-W2-D3031-210-CDR01 | CONDENSOR FAN UNITS ROOF CDR01 | RUSSELL | E93-57769-011 | VAC 144 | OM00015009 |  | ROOF NORTH | NA | NA | R-22 | 1.5 | 460 | 3.2 | electric | 3 | NA | NA | \Classifications\Building System Class\D30-HVAC Systems\D3030 - Cooling SYS\Condensing Unit, Air Cooled - CDR | 1007859
19-W2 | 19-W2 Pomona Courthouse North | 19-W2-D3042-220-EFN01 | EXHAUST FAN FAN01 | Western Blower | 631 | 9 | OM00015020 | DNA | MECHANICAL | B180 (2) | NA | NA | 5 | 208 | 14.8 | electric | 3 | NA | NA | \Classifications\Building System Class\D30-HVAC Systems\D3040 - Distribution SYS\Supply/Exhaust/Return fans- FAN | 1007860
19-W2 | 19-W2 Pomona Courthouse North | 19-W2-D3041-230-RFN02 | RETURN FAN RFN02 | Western Blower | 2933 | 4 1/2 | OM00015011 |  | MECHANICAL LOWER | B59 (2) | NA | NA | 1 | 208-230/460 | 3.2-2.9/1.5 | electric | 3 | NA | NA | \Classifications\Building System Class\D30-HVAC Systems\D3040 - Distribution SYS\Supply/Exhaust/Return fans- FAN | 1007861
19-W2 | 19-W2 Pomona Courthouse North | 19-W2-D3090-114-CMP02 | CONTROL AIR COMPRESSOR Mc QUAY #2 | QUINCY | C9C20052B | C0503D | OM00015016 | State ID# A007276-94 ¦ N.B.#/SER.#17352 | Penthouse AHU Room | 4L430 (1) | NA | NA | DNA | 115/230 | 8.8/4.4 | electric | 1 | NA | NA | \Classifications\Building System Class\D30-HVAC Systems\D3090 - Other HVAC Systems and Equipment\Air Compressor - CMP | 1007863
19-W2 | 19-W2 Pomona Courthouse North | 19-W2-D2023-100-BFP01 | BOILER MAKE UP BACK FLOW BFP01 3/4 | FEBCO | A038138 | 825Y 3/4" | OM00015111 | OW0209916-FA0234853-BD0019784-J036169-MARCH | BASEMENT - Boiler Room (LAPHD FORM REQUIRED) | NA | NA | NA | NA | NA | NA | NA | NA | NA | NA | \Classifications\Building System Class\D20-Plumbing\D2020 - Domestic Water\Backflow Preventer - BFP | 1007864
19-W2 | 19-W2 Pomona Courthouse North | 19-W2-D4010-150-FMS01 | Fire System Standpipe Sprinkler | Viking | NA | NA | OM00015235 |  | MAN WAY VAULT BY DOOR 109B | NA | NA | NA | NA | NA | NA | NA | NA | NA | NA | \Classifications\Building System Class\D40-Fire Protection SYS\D4010 - Sprinkler SYS\Fire Systems, stand pipes - FMS | 1007865
19-W2 | 19-W2 Pomona Courthouse North | 19-W2-D5010-200-ESD01 | Electrical Main (Electrical Room) | BULL DOG | 76115 | UCB366 | OM00015120 |  | Basement Electrical Room | NA | NA | NA | NA | 480 | 600 | electric | 3 | NA | NA | \Classifications\Building System Class\D50-Electrical SYS\D5010 - Elec Service & Dist\Electical Service and Distribution - ESD | 1007867
19-W2 | 19-W2 Pomona Courthouse North | 19-W2-D1010-100-ELE01 | Elevator, Passenger Conveyance# 031796 | Watson Elevator Company | 20076 | OEN | OM00015129 | State ID# 031796 | Roof MECHANICAL ROOM | NA | NA | NA | 12.5 | 480 | 18.7 | Electric | 3 | NA | NA | \Classifications\Building System Class\D10-Conveyance Systems\D1010 - Elevator\Elevator,Electric,Pass/Freight - ELE | 1009946
19-W2 | 19-W2 Pomona Courthouse North | 19-W2-D5037-710-FAP02 | Fire Alarm Panel - FAP02 | FIRELISE | DNA | MS-9200 VDLS | OM00040340 | DNA | Basement BOILER ROOM | NA | NA | NA | NA | 24DC | NA | NA | NA | NA | NA | \Classifications\Building System Class\D50-Electrical SYS\D5030 - Comm & Security\Fire Alarm Panel - FAP | 1010980
19-W2 | 19-W2 Pomona Courthouse North | 19-W2-D1010-100-ELE02 | Elevator, lock-up, State ID# 100205 | AM Tech | 190087 | Omega 1000 | OM00015130 | State ID# 100205 | Floor 1 ENTRANCE OF THE BUILDING | 3VX-630 (6) | NA | NA | 125 | 480V | 18.7 | Electric | 3 | NA | NA | \Classifications\Building System Class\D10-Conveyance Systems\D1010 - Elevator\Elevator,Hydraulic,Pass/Freight - ELE | 1011555
19-W2 | 19-W2 Pomona Courthouse North | 19-W2-D1013-310-WCL01 | WHEEL CHAIR/HANDICAP LIFT WCL01 | JOHN BARNES | 2190312 | C6C17FZ29A | OM00015134 | PEND RISK RVW | INSIDE COURT ROOM | NA | NA | NA | 1/2 | 115 | 8.8 | Electric | 1 | NA | NA | \Classifications\Building System Class\D10-Conveyance Systems\D1010 - Elevator\Wheelchair Lift - WCL | 1014268
19-W2 | 19-W2 Pomona Courthouse North | 19-W2-D1013-310-WCL02 | WHEEL CHAIR /HANDICAP LIFT WCL02 | JOHN BARNES | NA | C6C17FZ29A | OM00015135 | PEND RISK RVW | INSIDE OF COURT ROOM | NA | NA | NA | 1/2 | 115 | 8.8 | Electric | 1 | NA | NA | \Classifications\Building System Class\D10-Conveyance Systems\D1010 - Elevator\Wheelchair Lift - WCL | 1014269
19-W2 | 19-W2 Pomona Courthouse North | 19-W2-D1013-310-WCL03 | WHEEL CHAIR / HANDICAP LIFT WCL03 | JOHN BARNES | NA | C6C17FZ29A | OM00015136 | PEND RISK RVW | COURT ROOM | NA | NA | NA | 1/2 | 115 | 8.8 | Electric | 1 | NA | NA | \Classifications\Building System Class\D10-Conveyance Systems\D1010 - Elevator\Wheelchair Lift - WCL | 1014270
19-W2 | 19-W2 Pomona Courthouse North | 19-W2-D2030-150-MWL01 | MAIN BRANCH WASTE SYSTEM | NA | NA | NA | OM00026617 |  | Tag located in engineer office. | NA | NA | NA | NA | NA | NA | NA | NA | NA | NA | \Classifications\Building System Class\D20-Plumbing\D2030 - Sani Waste\Main/Branch Waste System - MWL | 1014272
19-W2 | 19-W2 Pomona Courthouse North | 19-W2-D3050-210-PKU05 | PACKAGE UNIT PKU05 | CARRIER | 1189034295 | 506030540 | OM00033073 |  | NW SIDE LOWER FLOOR | DNA | 14X20X2 | R-22 | 1 | 208/230 | 8.1 | Electric | 3 | 100,000 | 82000 | \Classifications\Building System Class\D30-HVAC Systems\D3050 - Package SYS\Package Unit - PKU | 1014274
19-W2 | 19-W2 Pomona Courthouse North | 19-W2-D3090-114-CMP03 | CONTROL AIR COMPRESSOR 1 CMP03 | POWERREX | 35L405M49ZG1 | AS010142 | OM00030707 | State ID# A007275-94N ¦ B#/SER.#561956 | Penthouse AHU Room | 4L430 | NA | NA | 1 | 208-230/460 | 3.1-3.0/1.5 | Electric | 3 | NA | NA | \Classifications\Building System Class\D30-HVAC Systems\D3090 - Other HVAC Systems and Equipment\Air Compressor - CMP | 1014276
19-W2 | 19-W2 Pomona Courthouse North | 19-W2-D2023-100-BFP02 | COOLING TOWER MAKEUP FLOW-BFP | FEBCO | BB-8333 | 825-Y 3/4" | OM00033002 | OW0209916-FA0234853-BD0002098-MARCH | CHILLER ROOM. ATTIC, MECHANICAL ROOM - NORTH WALL - COOLING TOWER MAKE UP (LAPHD FORM REQUIRED) | NA | NA | NA | NA | NA | NA | NA | NA | NA | NA | \Classifications\Building System Class\D20-Plumbing\D2020 - Domestic Water\Backflow Preventer - BFP | 1014277
19-W2 | 19-W2 Pomona Courthouse North | 19-W2-D5011-240-TRN01 | TRANSFORMER | BURTON | 23047 | 3317 | OM00033007 |  | MECHANICAL ROOM. | NA | NA | NA | NA | 480 | DNA | Electric | 3 | NA | NA | \Classifications\Building System Class\D50-Electrical SYS\D5010 - Elec Service & Dist\Transformer - TRN | 1014278
19-W2 | 19-W2 Pomona Courthouse North | 19-W2-D5037-710-FAP03 | FIRE CONTROL FAP1 FAP03 | Radionics | DNA | 7412 | OM00033009 |  | Near security office chiller room | NA | NA | NA | NA | 110V | DNA | Electric | 1 | NA | NA | \Classifications\Building System Class\D50-Electrical SYS\D5030 - Comm & Security\Fire Alarm Panel - FAP | 1014279
19-W2 | 19-W2 Pomona Courthouse North | 19-W2-D5092-250-EML43 | EMERGENCY EXIT LIGHTS 43 | NA | NA | NA | OM00026616 |  | Tag located engineer office. | NA | NA | NA | NA | 110 | DNA | Electric | DNA | NA | NA | \Classifications\Building System Class\D50-Electrical SYS\D5090 - Elec SYS\Emergency And Exit Lighting - EML | 1014280
19-W2 | 19-W2 Pomona Courthouse North | 19-W2-G2050-200-LSC01 | LANDSCAPING | DNA | DNA | DNA | OM00026615 |  | Tag located engineer office. | NA | NA | NA | NA | NA | NA | NA | NA | NA | NA | \Classifications\Building System Class\G20-Other Systems\G2050 - Landscaping\Landscaping - LSC | 1014281
19-W2 | 19-W2 Pomona Courthouse North | 19-W2-G2049-300-HSC01 | HARDSCAPE | NA | NA | NA | OM00026614 |  | Tag located in engineer office. | NA | NA | NA | NA | NA | NA | NA | NA | NA | NA | \Classifications\Building System Class\G20-Other Systems\G2040 - Site Development\Hardscape - HSC | 1014282
19-W2 | 19-W2 Pomona Courthouse North | 19-W2-C1020-110-FRD03 | HOLDING CELL:FIRE DOOR #1, ROLL-UP | ATLAS DOOR | 502701 | 132310 | OM00026029 |  | HOLDING CELL: SHERRIFF'S LOCKUP AREA | NA | NA | NA | NA | NA | NA | NA | NA | NA | NA | \Classifications\Building System Class\C10-General Building Interior\C1020 - Fire Doors\Fire Doors - FRD | 1015512
19-W2 | 19-W2 Pomona Courthouse North | 19-W2-C1020-110-FRD02 | HOLDING CELL:FIRE DOOR #2, ROLL-UP | ATLAS DOOR | 502730 | 132310 | OM00028921 |  | HOLDING CELL: SHERRIFF'S LOCKUP AREA | NA | NA | NA | NA | NA | NA | NA | NA | NA | NA | \Classifications\Building System Class\C10-General Building Interior\C1020 - Fire Doors\Fire Doors - FRD | 1015513
19-W2 | 19-W2 Pomona Courthouse North | 19-W2-D5037-710-FAP04 | FIRE ALARM PANEL #1 | Simplex | J10892EN | 4602 | OM00036616 |  | SHERIFF'S OFFICE NEAR WESTSIDE/EXIT DOOR | NA | NA | NA | NA | 110 | 4.25 | Electric | DNA | NA | NA | \Classifications\Building System Class\D50-Electrical SYS\D5030 - Comm & Security\Fire Alarm Panel - FAP | 1015625
19-W2 | 19-W2 Pomona Courthouse North | 19-W2-D3031-180-RCM01 | REFRIGERATION COMPRESSOR #1 (A/C DX COOLING SYSTEM) | CARLYLE | 4709UA4068 | 5H80-A219 | OM00033011 |  | BASEMENT MECHANICAL ROOM | NA | NA | R-22 | 60 | 480 | DNA | Electric | 3 | NA | NA | \Classifications\Building System Class\D30-HVAC Systems\D3030 - Cooling SYS\Refrigeration Compressor - RCM | 1015728
19-W2 | 19-W2 Pomona Courthouse North | 19-W2-D3090-220-CMD01 | COMPRESSOR, AIR DRYER #1 (CMD01) | GREAT LAKES AIR | 37024 | ERF-10A-116 | OM00036624 |  | NORTH EAST SIDE MECHANICAL ROOM | NA | NA | R-134a | 1.6 HP | 120 | 3.3 | Electric | 1 | NA | NA | \Classifications\Building System Class\D30-HVAC Systems\D3090 - Other HVAC Systems and Equipment\Compressed Air Dryer - CMD | 1015730
19-W2 | 19-W2 Pomona Courthouse North | 19-W2-D3090-220-CMD02 | COMPRESSOR, AIR DRYER #2 (CMD02) | GREAT LAKES AIR | 37025 | ERF-10A-11 | OM00036623 |  | SOUTH SIDE MECHANICAL ROOM | NA | NA | R-134a | 1.6 HP | 120 | 15 | Electric | 1 | NA | NA | \Classifications\Building System Class\D30-HVAC Systems\D3090 - Other HVAC Systems and Equipment\Compressed Air Dryer - CMD | 1015731
19-W2 | 19-W2 Pomona Courthouse North | 19-W2-D2023-100-BFP05 | BACKFLOW PREVENTER #3 (NE CORNER) | FEBCO | H11294 | 855Y (1.25") | OM00036203 |  | GROUNDS (BACKFLOW #3), NE CORNER | NA | NA | NA | NA | NA | NA | NA | NA | NA | NA | \Classifications\Building System Class\D20-Plumbing\D2020 - Domestic Water\Backflow Preventer - BFP | 1016016
19-W2 | 19-W2 Pomona Courthouse North | 19-W2-G2023-150-PEG01 | GATE CONTROLLER, EXIT/ENTRY (SECURED PARKING E SIDE OF BUILDING) | CHAMBERLAIN | 2208N6009 | ELITE/CSW200UL1HP3 | OM00035630 | NA | OUTSIDE SECURED PARKING LOT. ON EAST SIDE OF BUILDING BETWEEN NORTH POMONA NORTH & POMONA SOUTH COURTHOUSES. | NA | NA | NA | 1 | 110 | 7.9 | Electric | 1 | NA | NA | \Classifications\Building System Class\G20-Other Systems\G2020 - Parking Lots\Secured Parking Gate - PEG | 1016266
19-W2 | 19-W2 Pomona Courthouse North | 19-W2-D3031-100-PCH02 | Compressor Motor #2 (Direct Drive) | LINCOLN | 3764072 | NA | OM00036195 | NA | SERVES COMPRESSOR #1 | NA | NA | NA | 60 | 230/460 | 150/75 | Electric | 3 | NA | NA | \Classifications\Building System Class\D30-HVAC Systems\D3030 - Cooling SYS\Chilled Water Pump - PCH | 1017122
19-W2 | 19-W2 Pomona Courthouse North | 19-W2-D3031-100-PCH03 | Compressor Motor #1 (Direct Drive) | LINCOLN | 3764073 | NA | OM00036193 | NA | SERVES COMPRESSOR #2 | NA | NA | NA | 60 | 230/460 | 150/75 | Electric | 3 | NA | NA | \Classifications\Building System Class\D30-HVAC Systems\D3030 - Cooling SYS\Chilled Water Pump - PCH | 1017121
19-W2 | 19-W2 Pomona Courthouse North | 19-W2-G2023-150-PEG02 | GATE CONTROLLER, EXIT/ENTRY (SECURED PARKING E SIDE OF BUILDING) | CHAMBERLAIN | 2208N6008 | ELITE/CSW200UL1HP3 | OM00037917 | OM00037917 | OUTSIDE SECURED PARKING LOT. ON EAST SIDE OF BUILDING BETWEEN NORTH POMONA NORTH & POMONA SOUTH COURTHOUSES. | NA | NA | NA | 1 | 110 | 7.9 | Electric | 1 | NA | NA | \Classifications\Building System Class\G20-Other Systems\G2020 - Parking Lots\Secured Parking Gate - PEG | 1017275
19-W2 | 19-W2 Pomona Courthouse North | 19-W2-D3042-220-EFN02 | Exhaust Fan (Roof) | Penn Ventilation Co | BH12-201 | NA | OM00033004 |  | Roof | 4L440 (1) | NA | NA | 3/4 | 208-230/460 | 2.5-2.6/1.3 | Electric | 3 | NA | NA | \Classifications\Building System Class\D30-HVAC Systems\D3040 - Distribution SYS\Supply/Exhaust/Return fans- FAN | 1017936
19-W2 | 19-W2 Pomona Courthouse North | 19-W2-D3042-220-EFN03 | Exhaust Fan (Roof) | Cookson | NA | 5QB48C17D2044J | OM00033003 |  | Roof | 4L390 (1) | NA | NA | 1/3 | 115-208/230 | 5.8-3.1/2.9 | Electric | 1 | NA | NA | \Classifications\Building System Class\D30-HVAC Systems\D3040 - Distribution SYS\Supply/Exhaust/Return fans- FAN | 1017937
19-W2 | 19-W2 Pomona Courthouse North | 19-W2-D3042-220-EFN07 | Exhaust Fan (Roof) | Penn Ventilation Co | NA | NA | OM00040453 |  | Roof | 4L210 (1) | NA | NA | 1/3 | 115/208-230 | 5.8/3.1-2.9 | Electric | 1 | NA | NA | \Classifications\Building System Class\D30-HVAC Systems\D3040 - Distribution SYS\Supply/Exhaust/Return fans- FAN | 1017941
19-W2 | 19-W2 Pomona Courthouse North | 19-W2-D2023-310-HWP02 | Domestic Hot Water Pump (Boiler Rm) | Grundfos | DNA | S-45BF | OM00040471 |  | Boiler Room | NA | NA | NA | 1/4 | 115 | 5 | Electric | 1 | NA | NA | \Classifications\Building System Class\D20-Plumbing\D2020 - Domestic Water\Domestic Hot Water Circulating Pump - HWP | 1017945
19-W2 | 19-W2 Pomona Courthouse North | 19-W2-D2023-310-HWP03 | Domestic Hot Water Pump (Boiler Rm) | ARMSTRONG | DNA | 81602MF-002 | OM00040470 |  | Boiler Room | NA | NA | NA | 1/4 | 115 | 5 | Electric | 1 | NA | NA | \Classifications\Building System Class\D20-Plumbing\D2020 - Domestic Water\Domestic Hot Water Circulating Pump - HWP | 1017946
19-W2 | 19-W2 Pomona Courthouse North | 19-W2-D5010-110-MCC01 | Motor Control Center (Mech Equip Rm) | Marathon | H607351 | 189105LF | OM00040468 |  | Mech Equip Room | NA | NA | NA | NA | 480 | 600 | Electric | DNA | NA | NA | \Classifications\Building System Class\D50-Electrical SYS\D5010 - Elec Service & Dist\Chiller Room Electrical Panel - MCC | 1017947
19-W2 | 19-W2 Pomona Courthouse North | 19-W2-D5010-200-ESD02 | Electrical Switchboard (Basement Electrical Rm) | Bull Dog Electric | 75731 | VB-306 | OM00040337 |  | Electrical Room | NA | NA | NA | NA | 120/208 | 600 | Electric | 3 | NA | NA | \Classifications\Building System Class\D50-Electrical SYS\D5010 - Elec Service & Dist\Electical Service and Distribution - ESD | 1017951
19-W2 | 19-W2 Pomona Courthouse North | 19-W2-D3042-220-EFN04 | Exhaust Fan (Roof) | Dayton | NA | 3ZP92K | OM00040450 |  | Roof | 4L210 (1) | NA | NA | 1/4 | 115/208-230 | 4.6/2.2-2.3 | Electric | 1 | NA | NA | \Classifications\Building System Class\D30-HVAC Systems\D3040 - Distribution SYS\Supply/Exhaust/Return fans- FAN | 1017938
19-W2 | 19-W2 Pomona Courthouse North | 19-W2-D3042-220-EFN05 | Exhaust Fan (Roof) | A.O. Smith | 325P164 | NA | OM00040451 |  | Roof | 4L210 | NA | NA | 1/3 | 115/230 | 6.0/3.0 | Electric | 1 | NA | NA | \Classifications\Building System Class\D30-HVAC Systems\D3040 - Distribution SYS\Supply/Exhaust/Return fans- FAN | 1017939
19-W2 | 19-W2 Pomona Courthouse North | 19-W2-D3042-220-EFN06 | Exhaust Fan (Roof) | Marathon | YYJ090267 | NA | OM00040452 |  | Roof | 4L210 | NA | NA | 1/6 | 115 | 3.6 | Electric | 1 | NA | NA | \Classifications\Building System Class\D30-HVAC Systems\D3040 - Distribution SYS\Supply/Exhaust/Return fans- FAN | 1017940
19-W2 | 19-W2 Pomona Courthouse North | 19-W2-D3042-220-EFN08 | Exhaust Fan (Roof) | Marathon | DNA | 52B48C17D2044JP | OM00040455 |  | Roof | 4L240 (1) | NA | NA | 1/3 | 115-208/230 | 5.8/3.1-2.9 | Electric | 1 | NA | NA | \Classifications\Building System Class\D30-HVAC Systems\D3040 - Distribution SYS\Supply/Exhaust/Return fans- FAN | 1017942
19-W2 | 19-W2 Pomona Courthouse North | 19-W2-C1020-110-FRD01 | Overhead Fire Door (Rm 108) | Overhead Doors | 733526 | 503183_1 | OM00040449 |  | Walkup Windows & Clerks Office | NA | NA | NA | NA | NA | DNA | NA | DNA | NA | NA | \Classifications\Building System Class\C10-General Building Interior\C1020 - Fire Doors\Fire Doors - FRD | 1017943
19-W2 | 19-W2 Pomona Courthouse North | 19-W2-D2023-310-HWP01 | Domestic Hot Water Pump (Boiler Rm) | Grundfos | 59896165P1 | UP15-42F | OM00040472 |  | Boiler Room | NA | NA | NA | one eighth HP | 115 | 10 | Electric | 1 | NA | NA | \Classifications\Building System Class\D20-Plumbing\D2020 - Domestic Water\Domestic Hot Water Circulating Pump - HWP | 1017944
19-W2 | 19-W2 Pomona Courthouse North | 19-W2-G3010-210-PWT01 | Potable Water Storage Tank (AHU Room) | Mobil Tank Inc | NA | NA | OM00030708 |  | Penthouse Air Handler Room | NA | NA | NA | NA | NA | NA | NA | NA | NA | NA | \Classifications\Building System Class\G30-Site Mechanical Utilities\G3010 - Water Supply\Potable Water Storage Tank - PWT | 1017948
19-W2 | 19-W2 Pomona Courthouse North | 19-W2-G3010-210-PWT02 | Potable Water Storage Tank (Eastside Roof) | Brunner Engineering | DNA | DNA | OM00033005 |  | Eastside of Roof | NA | NA | NA | NA | NA | NA | NA | NA | NA | NA | \Classifications\Building System Class\G30-Site Mechanical Utilities\G3010 - Water Supply\Potable Water Storage Tank - PWT | 1017949
19-W2 | 19-W2 Pomona Courthouse North | 19-W2-D5010-200-ESD04 | Electrical Switchboard (Basement Electrical Rm) | Bull Dog Electric | 75729 | VB-406 | OM00040335 |  | Electrical Room | NA | NA | NA | NA | 120/208 | 600 | Electric | 3 | NA | NA | \Classifications\Building System Class\D50-Electrical SYS\D5010 - Elec Service & Dist\Electical Service and Distribution - ESD | 1017950
19-W2 | 19-W2 Pomona Courthouse North | 19-W2-D5010-200-ESD03 | Electrical Switchboard (1st Floor Electrical Rm) | Power Master | C547316 | NEMA-1 | OM00040339 |  | Electrical Room | NA | NA | NA | NA | 480 | 800 | Electric | 3 | NA | NA | \Classifications\Building System Class\D50-Electrical SYS\D5010 - Elec Service & Dist\Electical Service and Distribution - ESD | 1017952
19-W2 | 19-W2 Pomona Courthouse North | 19-W2-D2022-260-HWG03 | Hot Water Heater (Basement Mech Rm) | Rheem Performance Platnium | M471403486 | XG410T12HN38U0 | OM00036929 | NA | Mech Room | NA | NA | NA | NA | 120 | DNA | Gas |  | 38,000 | NA | \Classifications\Building System Class\D20-Plumbing\D2020 - Domestic Water\Domestic Water Heater, Gas - HWG | 1018819
19-W3 | 19-W3 Parking Lot 78-Pomona Court Public Parking | 19-W3-D3055-260-WAC01 | AIR CONDITIONER, WINDOW (WAC01) | FRIEDRICH | ACAY01989 | SQ06N10-A | OM00036202 |  | PUBLIC PARKING LOT BOOTH | NA | NA | R-410A | NA | 110 | 4.9 | Electric | 1 | 5800 | NA | \Classifications\Building System Class\D30-HVAC Systems\D3050 - Package SYS\Window Air Conditioner- WAC | 1015809
19-W3 | 19-W3 Parking Lot 78-Pomona Court Public Parking | 19-W3-D2023-100-BFP03 | Backflow Preventer (Irrigation) (BFP03) | FEBCO | 12641 | 825Y | OM00036541 |  | Public/Staff S. Parking Lot | NA | NA | NA | NA | NA | NA | NA | NA | NA | NA | \Classifications\Building System Class\D20-Plumbing\D2020 - Domestic Water\Backflow Preventer - BFP | 1020499
19-X1 | 19-X1 West Covina Courthouse | 19-X1-D2018-100-DKF01 | Drinking Fountain DKF01 | NA | NA | NA | OM00015123 |  | Courts and offices | NA | NA | NA | NA | NA | NA | NA | NA | NA | NA | \Classifications\Building System Class\D20-Plumbing\D2010 - Plumb Fix\Drink Fountain (Refr Indvl Wtrcooler) - DKF | 1007869
19-X1 | 19-X1 West Covina Courthouse | 19-X1-D4010-150-CTY01 | System Extinguishing,Wet Pipe - SEW01, County maintained | DNA | DNA | DNA | OM00033304 | DNA | Courts and offices | NA | NA | NA | NA | NA | NA | NA | NA | NA | NA | \Classifications\Building System Class\D40-Fire Protection SYS\D4010 - Sprinkler SYS\Fire Systems, stand pipes - FMS | 1007870
19-X1 | 19-X1 West Covina Courthouse | 19-X1-D4031-100-FEX23 | FIRE EXTINGUISHERS (23) | NA | NA | NA | OM00033302 |  | Courts and offices | NA | NA | NA | NA | NA | NA | NA | NA | NA | NA | \Classifications\Building System Class\D40-Fire Protection SYS\D4030 - FIRE SPEC\Fire Extinguisher - FEX | 1007872
19-X1 | 19-X1 West Covina Courthouse | 19-X1-D5092-250-EML26 | EMERGENCY LIGHTING (26) | NA | NA | NA | OM00033301 |  | Courts and offices | NA | NA | NA | NA | 110 | DNA | electric | 1 | NA | NA | \Classifications\Building System Class\D50-Electrical SYS\D5090 - Elec SYS\Emergency And Exit Lighting - EML | 1007873
19-X1 | 19-X1 West Covina Courthouse | 19-X1-D4024-100-FHS12 | Fire Hose Systems (12) | NA | NA | NA | OM00033303 |  | Courts and offices | NA | NA | NA | NA | NA | NA | NA | NA | NA | NA | \Classifications\Building System Class\D40-Fire Protection SYS\D4020 - Stand Pipe\Other Stand Pipe Hose Systems - FHS | 1007942
19-X1 | 19-X1 West Covina Courthouse | 19-X1-B2034-400-DOH01 | HOLDING CELL:DOOR, OVERHEAD (ROLL UP, BUS) | Lift Master | 2934307347 | GH5023L (VER2) | OM00028924 |  | HOLDING CELL: SHERIFF'S BUS PORT, EASTSIDE/NORTH END OF BLDG | NA | NA | NA | 2-Jan | 240 | DNA | Electric | 3 | NA | NA | \Classifications\Building System Class\B20-General Building Exterior\B2030 - Exterior Doors\Door,Overhead-Shutter,Manual,Elec,Roll-up - DOH | 1015517
19-X1 | 19-X1 West Covina Courthouse | 19-X1-D1013-310-WCL01 | Wheelchair Lift (Dept 11) | Bishamon Industries | B8909002 | LX200WM | OM00036302 | PEND RISK RVW | HOLDING CELL: Special Access List | NA | NA | NA | 0.5 | 110 | 8.8 | Electric | 1 | NA | NA | \Classifications\Building System Class\D10-Conveyance Systems\D1010 - Elevator\Wheelchair Lift - WCL | 1015519
19-X1 | 19-X1 West Covina Courthouse | 19-X1-B2010-100-CTY01 | Building | NA | NA | NA | OM00037894 | [12 empty] | \Classifications\Building System Class\B20-General Building Exterior\B2010 - Exterior Walls\Building - BLD | 1016550
19-X1 | 19-X1 West Covina Courthouse | 19-X1-D2022-100-HWE01 | Domestic Water Heater, Electric (Cafeteria) | American Heaters | 12505709251 | 0807041 | OM00040978 |  | Cafeteria Kitchen | NA | NA | NA | NA | 208/230 | DNA | Electric | 1 | NA | NA | \Classifications\Building System Class\D20-Plumbing\D2020 - Domestic Water\Domestic Water Heater, Electric - HWE | 1017994
19-X1 | 19-X1 West Covina Courthouse | 19-X1-C1020-110-FRD01 | Fire Doors Sliding (Traffic Clerks' Office) | Cookson | 30849 | NA | OM00040977 |  | Traffic Clerks' Office | NA | NA | NA | NA | NA | NA | NA | NA | NA | NA | \Classifications\Building System Class\C10-General Building Interior\C1020 - Fire Doors\Fire Doors - FRD | 1017995
19-X1 | 19-X1 West Covina Courthouse | 19-X1-C1020-110-FRD02 | Fire Doors Sliding (Traffic Clerks' Office) | NA | NA | NA | OM00040975 |  | Traffic Clerks' Office | NA | NA | NA | NA | NA | NA | NA | NA | NA | NA | \Classifications\Building System Class\C10-General Building Interior\C1020 - Fire Doors\Fire Doors - FRD | 1017996
19-X1 | 19-X1 West Covina Courthouse | 19-X1-C1020-110-FRD03 | Fire Doors Sliding (Traffic Clerks' Office) | Cookson | 30350 | NA | OM00040976 |  | Traffic Clerks' Office | NA | NA | NA | NA | NA | NA | NA | NA | NA | NA | \Classifications\Building System Class\C10-General Building Interior\C1020 - Fire Doors\Fire Doors - FRD | 1017997
19-X1 | 19-X1 West Covina Courthouse | 19-X1-D1013-310-WCL02 | Wheelchair Lift (Dept 9) | NA | NA | NA | OM00026027 | PEND RISK RVW | Dept 9 | NA | NA | NA | DNA | DNA | DNA | Electric | DNA | NA | NA | \Classifications\Building System Class\D10-Conveyance Systems\D1010 - Elevator\Wheelchair Lift - WCL | 1018211
19-X1 | 19-X1 West Covina Courthouse | 19-X1-D1013-310-WCL03 | Wheelchair Lift (Dept 8) | NA | NA | NA | DNA | PEND RISK RVW | Dept 8 | NA | NA | NA | NA | NA | DNA | Electric | DNA | NA | NA | \Classifications\Building System Class\D10-Conveyance Systems\D1010 - Elevator\Wheelchair Lift - WCL | 1018210
19-Y2 | 19-Y2 Parking Structure Lot 67 Long Beach | 19-Y2-D2022-100-HWE01 | Hot Water Heater, Electric Maintained by Johnson Controls | AO SMITH WATER PRODUCTS CO | 1213R000030 | DSE10 | OM00038420 |  | Janitor Closet Parking | NA | NA | NA | NA | DNA | DNA | DNA | DNA | NA | NA | \Classifications\Building System Class\D20-Plumbing\D2020 - Domestic Water\Domestic Water Heater, Electric - HWE | 1013522
19-Y2 | 19-Y2 Parking Structure Lot 67 Long Beach | 19-Y2-D1010-100-ELE20 | Elevator #20 - Parking Garage - State ID #157982 | Kone | DNA | DNA | OM00038092 | State ID #157982 ¦Y2-ELEV20 | Elevator #20 - Parking Garage - State ID #157982 | NA | NA | NA | DNA | DNA | DNA | DNA | DNA | NA | NA | \Classifications\Building System Class\D10-Conveyance Systems\D1010 - Elevator\Elevator,Hydraulic,Pass/Freight - ELE | 1018455
19-Y2 | 19-Y2 Parking Structure Lot 67 Long Beach | 19-Y2-D1010-100-ELE21 | Elevator #21 - Parking Garage - State ID #157983 | Kone | DNA | DNA | OM00038093 | State ID #157983 ¦ Y2-ELEV21 | Elevator #21 - Parking Garage - State ID #157983 | NA | NA | NA | DNA | DNA | DNA | DNA | DNA | NA | NA | \Classifications\Building System Class\D10-Conveyance Systems\D1010 - Elevator\Elevator,Hydraulic,Pass/Freight - ELE | 1018456
19-Y2 | 19-Y2 Parking Structure Lot 67 Long Beach | 19-Y2-D4031-100-FEX37 | Please change Description to: Fire Extinguishers ALL - Parking Garage - 37 count | Various | Various | Various | OM00038329 | Y2-FEXT | Parking Structure - fire extinguishers | NA | NA | NA | NA | NA | NA | NA | NA | NA | NA | \Classifications\Building System Class\D40-Fire Protection SYS\D4030 - FIRE SPEC\Fire Extinguisher - FEX | 1018464
19-Y2 | 19-Y2 Parking Structure Lot 67 Long Beach | 19-Y2-G2023-150-PEG01 | Parking gate arm and equipment - Parking Garage | DNA | DNA | DNA | OM00038336 | Y2-PGATE | Parking Structure - gate arms | NA | NA | NA | DNA | DNA | DNA | DNA | DNA | NA | NA | \Classifications\Building System Class\G20-Other Systems\G2020 - Parking Lots\Secured Parking Gate - PEG | 1018465
19-Y2 | 19-Y2 Parking Structure Lot 67 Long Beach | 19-Y2-D3055-260-WAC01 | Parking Garage Window Unit A/C | DNA | DNA | DNA | OM00038096 | Y2-WU01 | PARKING GARAGE - Parking Garage Window Unit - [Y2-WU01] | NA | NA | DNA | NA | DNA | DNA | DNA | DNA | NA | NA | \Classifications\Building System Class\D30-HVAC Systems\D3050 - Package SYS\Window Air Conditioner- WAC | 1018658
19-Y2 | 19-Y2 Parking Structure Lot 67 Long Beach | 19-Y2-D2023-100-BFP07 | Backflow-Parking Garage - Size 1.5 | FEBCO | J020927 | 825Y 1.5" | OM00038196 | Y5-BFP/07 | PARKING GARAGE [Y5-BFP/07] - SN: J020927, TAG:OM00038196 MODEL: 8257, MFG: FEBCO 1.5" | NA | NA | NA | NA | NA | NA | NA | NA | NA | NA | \Classifications\Building System Class\D20-Plumbing\D2020 - Domestic Water\Backflow Preventer - BFP | 1018720
19-Y2 | 19-Y2 Parking Structure Lot 67 Long Beach | 19-Y2-D2023-100-BFP08 | Backflow-Parking Garage - Size 3" - BFP08 | WATTS | 00113 | LF007 3" | OM00038242 | Y5-BFP/08 | PARKING GARAGE - BFP [Y5-BFP/08] - SN: 00113, TAG: OM00038242, MODEL: LF007, MFG: WATTS 3" | NA | NA | NA | NA | NA | NA | NA | NA | NA | NA | \Classifications\Building System Class\D20-Plumbing\D2020 - Domestic Water\Backflow Preventer - BFP | 1018721
19-Y2 | 19-Y2 Parking Structure Lot 67 Long Beach | 19-Y2-B2034-400-DOH01 | Parking Garage rollup garage door |  |  |  | OM00038423 | Y2-GAR01 | [11 empty] | \Classifications\Building System Class\B20-General Building Exterior\B2030 - Exterior Doors\Door,Overhead-Shutter,Manual,Elec,Roll-up - DOH | 1018764
19-Y2 | 19-Y2 Parking Structure Lot 67 Long Beach | 19-Y2-B2034-400-DOH02 | Parking Garage rollup garage door DOH02 |  |  |  | OM00038424 | Y2-GAR02 | [11 empty] | \Classifications\Building System Class\B20-General Building Exterior\B2030 - Exterior Doors\Door,Overhead-Shutter,Manual,Elec,Roll-up - DOH | 1018765
19-Y2 | 19-Y2 Parking Structure Lot 67 Long Beach | 19-Y2-D5037-710-FAP01 | Fire Alarm System FAP01 |  |  |  | OM00038214 | Y2-FAS | [11 empty] | \Classifications\Building System Class\D50-Electrical SYS\D5030 - Comm & Security\Fire Alarm Panel - FAP | 1018771
19-Y2 | 19-Y2 Parking Structure Lot 67 Long Beach | 19-Y2-B3010-100-RUF02 | Parking Garage roof |  |  |  | OM00038399 | Y2-ROOF | PARKING GARAGE - Parking Garage roof - [Y2-ROOF] | [10 empty] | \Classifications\Building System Class\B30-Roofing\B3010 - Roof Types\Roof - RUF | 1018835
19-Y2 | 19-Y2 Parking Structure Lot 67 Long Beach | 19-Y2-D2023-100-BFP09 | BACKFLOW PREVENTER, BFP/09 | FEBCO | J020791 | 825Y | OM00038383 | Y2-BFP/09 | 2ND FLOOR PARKING STRUCTURE, BACKFLOW PREVENTOR, [Y2-BFP/09] TAG: 00038383, SN: J020791 | NA | NA | NA | NA | NA | NA | NA | NA | NA | NA | \Classifications\Building System Class\D20-Plumbing\D2020 - Domestic Water\Backflow Preventer - BFP | 1018880
19-Y2 | 19-Y2 Parking Structure Lot 67 Long Beach | 19-Y2-D2023-100-BFP10 | BACKFLOW PREVENTER, BFP/10, 3RD FLOOR PARKING STRUCTURE | FEBCO | J020788 | 825Y 1.5" | OM00038384 | Y2-BFP/10 | 3RD FLOOR PARKING STRUCTURE, BACKFLOW PREVENTOR, [Y2-BFP/10] TAG: 00038384, SN: J020788 | NA | NA | NA | NA | NA | NA | NA | NA | NA | NA | \Classifications\Building System Class\D20-Plumbing\D2020 - Domestic Water\Backflow Preventer - BFP | 1018881
19-Y2 | 19-Y5 Governor George Deukmejian Courthouse | 19-Y2-D4010-150-FMS04 | Fire Main System, Dry Pipes, Parking Lot | DNA | DNA | DNA | OM00038438 |  | 1ST Floor Parking Structure, Elevator Lobby | NA | NA | NA | NA | DNA | DNA | DNA | DNA | NA | NA | \Classifications\Building System Class\D40-Fire Protection SYS\D4010 - Sprinkler SYS\Fire Systems, stand pipes - FMS | 1022503
19-Y2 | 19-Y2 Parking Structure Lot 67 Long Beach | 19-Y2-D4024-100-FHS01 | Fire Hoses and Cabinet | DNA | DNA | DNA | OM00038439 |  | Ground Parking Structure | NA | NA | NA | NA | NA | NA | NA | NA | NA | NA | \Classifications\Building System Class\D40-Fire Protection SYS\D4020 - Stand Pipe\Other Stand Pipe Hose Systems - FHS | 1022557
19-Y5 | 19-Y5 Governor George Deukmejian Courthouse | 19-Y5-D3042-220-EFN02 | Exhaust fan Level 1 / Mail Room 1392 | GREENHECK | 12829290 1205 | QEI-15-1-30-X | OM00038091 | Y5-EF/01-02 | N1 - Exhaust fan Level 1 / Mail Room 1392 - [Y5-EF/01-02] | NA | NA | NA | NA | DNA | DNA | NA | DNA | NA | NA | \Classifications\Building System Class\D30-HVAC Systems\D3040 - Distribution SYS\Supply/Exhaust/Return fans- FAN | 1018326
19-Y5 | 19-Y5 Governor George Deukmejian Courthouse | 19-Y5-D3041-110-AHU16 | Air Handler North Mechanical Room 4288 07 | York | M383310 | YC | OM00038068 | Y5-AHU/07 | N4 - North Mechanical Room 4288 07 - [Y5-AHU/07] | NA | NA | NA | NA | DNA | DNA | NA | DNA | NA | NA | \Classifications\Building System Class\D30-HVAC Systems\D3040 - Distribution SYS\Air Handling Unit - AHU | 1018327
19-Y5 | 19-Y5 Governor George Deukmejian Courthouse | 19-Y5-D3041-110-AHU15 | Air Handler North Mechanical Room 4388 06 | York | M383300 | YC | OM00038067 | Y5-AHU/06 | N4 - North Mechanical Room 4388 06 - [Y5-AHU/06] | NA | DNA | DNA | NA | DNA | DNA | Electric | DNA | NA | NA | \Classifications\Building System Class\D30-HVAC Systems\D3040 - Distribution SYS\Air Handling Unit - AHU | 1018328
19-Y5 | 19-Y5 Governor George Deukmejian Courthouse | 19-Y5-D5092-210-GEN01 | Generator, bus driveway 0488 | Kohler | WA-580021-0412 | 7M4054 | OM00038027 | Y5-GEN01 | NB - Generator, bus driveway 0488 - [Y5-GEN01] | DNA | DNA | NA | DNA | DNA | DNA | Diesel | 3 | DNA | DNA | \Classifications\Building System Class\D50-Electrical SYS\D5090 - Elec SYS\Emergency Generator - GEN | 1018329
19-Y5 | 19-Y5 Governor George Deukmejian Courthouse | 19-Y5-G2023-150-PEG01 | Parking gate arm, driveway approach | DKS DOORKING | DNA | 1601-216 | OM00038028 | Y5-PGATE01 | NB - Parking gate arm, driveway approach - [Y5-PGATE01] | NA | NA | NA | NA | DNA | DNA | NA | DNA | NA | NA | \Classifications\Building System Class\G20-Other Systems\G2020 - Parking Lots\Secured Parking Gate - PEG | 1018330
19-Y5 | 19-Y5 Governor George Deukmejian Courthouse | 19-Y5-G2023-150-PEG02 | Parking gate arm, driveway approach | DKS DOORKING | DNA | 1601-216 | OM00038029 | Y5-PGATE02 | NB - Parking gate arm, driveway approach - [Y5-PGATE02] | NA | NA | NA | NA | DNA | DNA | NA | DNA | NA | NA | \Classifications\Building System Class\G20-Other Systems\G2020 - Parking Lots\Secured Parking Gate - PEG | 1018331
19-Y5 | 19-Y5 Governor George Deukmejian Courthouse | 19-Y5-D2090-650-WSR01 | Water softener boiler rm 0485 | Clack Corporation | DNA | M0706UE041 | OM00038025 | Y5-WSFT01 | NB - Water softener boiler rm 0485 - [Y5-WSFT01] | NA | NA | NA | NA | NA | NA | NA | NA | NA | NA | \Classifications\Building System Class\D20-Plumbing\D2090 - Other Plumbing SYS\Water Softener - WSR | 1018332
19-Y5 | 19-Y5 Governor George Deukmejian Courthouse | 19-Y5-D3030-110-CTW02 | Cooling Tower - Roof CTW02 | Evapco | 11465372 | USS 212 024 | OM00038089 | Y5-CT02 | NROOF - Cooling Tower - Roof - [Y5-CT02] | 6 groove B-136, PARABAND | NA | NA | NA | DNA | DNA | NA | DNA | NA | NA | \Classifications\Building System Class\D30-HVAC Systems\D3030 - Cooling SYS\Cooling Tower - CTW | 1018334
19-Y5 | 19-Y5 Governor George Deukmejian Courthouse | 19-Y5-D3030-110-CTW01 | Cooling Tower - Roof CTW01 | Evapco | 11465368 | USS 112 112 | OM00038088 | Y5-CT01 | NROOF - Cooling Tower - Roof - [Y5-CT01] | 6 groove B-136, PARABAND | DNA | NA | DNA | DNA | DNA | NA | DNA | NA | NA | \Classifications\Building System Class\D30-HVAC Systems\D3030 - Cooling SYS\Cooling Tower - CTW | 1018333
19-Y5 | 19-Y5 Governor George Deukmejian Courthouse | 19-Y5-D3030-110-CTW03 | Cooling Tower - Roof CTW03 | Evapco | 11465372 | USS 212 024 | OM00038090 | Y5-CT03 | NROOF - Cooling Tower - Roof - [Y5-CT03] | 6 groove B-136, PARABAND | NA | NA | NA | DNA | DNA | DNA | DNA | NA | NA | \Classifications\Building System Class\D30-HVAC Systems\D3030 - Cooling SYS\Cooling Tower - CTW | 1018335
19-Y5 | 19-Y5 Governor George Deukmejian Courthouse | 19-Y5-D3042-220-EFN10 | Exhaust fan Atrium Roof EFN10 | GREENHECK | 12834051 1205 | AX-160-400-0622-HTUL | OM00038075 | Y5-EF/06-01 | NROOF - Exhaust fan Atrium Roof - [Y5-EF/06-01] | NA | NA | NA | NA | DNA | DNA | NA | DNA | NA | NA | \Classifications\Building System Class\D30-HVAC Systems\D3040 - Distribution SYS\Supply/Exhaust/Return fans- FAN | 1018336
19-Y5 | 19-Y5 Governor George Deukmejian Courthouse | 19-Y5-D3042-220-EFN12 | Exhaust fan Atrium SOUTH ROOF EFN12 | GREENHECK | 12834053 1205 | AX-160-400-0622-HTHL | OM00038077 | Y5-EF/06-03 | SROOF - Exhaust fan Atrium Roof - [Y5-EF/06-03] TAG: 00038077, SN: 12834053 1205 | DD | NA | NA | NA | DNA | DNA | NA | DNA | NA | NA | \Classifications\Building System Class\D30-HVAC Systems\D3040 - Distribution SYS\Supply/Exhaust/Return fans- FAN | 1018338
19-Y5 | 19-Y5 Governor George Deukmejian Courthouse | 19-Y5-D3042-220-EFN11 | Exhaust fan Atrium SOUTH ROOF - EFN11 | GREENHECK | 12834052 1205 | AX-160-400-0622-HTHL | OM00038076 | Y5-EF/06-02 | NROOF - Exhaust fan Atrium Roof - [Y5-EF/06-02] - ASSET TAG: 00038076, SN: 12834052 1205, | NA | NA | NA | NA | DNA | DNA | NA | DNA | NA | NA | \Classifications\Building System Class\D30-HVAC Systems\D3040 - Distribution SYS\Supply/Exhaust/Return fans- FAN | 1018337
19-Y5 | 19-Y5 Governor George Deukmejian Courthouse | 19-Y5-D3042-220-EFN13 | Exhaust fan Atrium Roof EFN13 | GREENHECK | 12834054 1205 | AX-160-533-0815-HTUL | OM00038087 | Y5-EF/06-04 | NROOF - Exhaust fan Atrium Roof - [Y5-EF/06-04] | NA | NA | NA | NA | DNA | DNA | NA | DNA | NA | NA | \Classifications\Building System Class\D30-HVAC Systems\D3040 - Distribution SYS\Supply/Exhaust/Return fans- FAN | 1018339
19-Y5 | 19-Y5 Governor George Deukmejian Courthouse | 19-Y5-D3042-220-EFN14 | Exhaust fan North Building Roof EFN14 | GREENHECK | 12824652 1205 | SWB-336-200 | OM00038072 | Y5-EF/07-01 | NROOF - Exhaust fan North Building Roof - [Y5-EF/07-01] | 3-BP94 | NA | NA | NA | DNA | DNA | NA | DNA | NA | NA | \Classifications\Building System Class\D30-HVAC Systems\D3040 - Distribution SYS\Supply/Exhaust/Return fans- FAN | 1018340
19-Y5 | 19-Y5 Governor George Deukmejian Courthouse | 19-Y5-D3042-220-EFN15 | Exhaust fan North Building Roof EFN15 | GREENHECK | 12829291 1205 | QEI-33-1 | OM00038071 | Y5-EF/07-02 | NROOF - Exhaust fan North Building Roof - [Y5-EF/07-02] | 2-BX92 | NA | NA | NA | DNA | DNA | Electric | DNA | NA | NA | \Classifications\Building System Class\D30-HVAC Systems\D3040 - Distribution SYS\Supply/Exhaust/Return fans- FAN | 1018341
19-Y5 | 19-Y5 Governor George Deukmejian Courthouse | 19-Y5-D3042-220-EFN16 | Exhaust fan North Building Roof EFN16 | GREENHECK | 12824554 1205 | SWB-124-30 | OM00038073 | Y5-EF/07-03 | NROOF - Exhaust fan North Building Roof - [Y5-EF/07-03] | NA | NA | NA | NA | DNA | DNA | Electric | DNA | NA | NA | \Classifications\Building System Class\D30-HVAC Systems\D3040 - Distribution SYS\Supply/Exhaust/Return fans- FAN | 1018343
19-Y5 | 19-Y5 Governor George Deukmejian Courthouse | 19-Y5-D3041-110-AHU20 | Air Handling Unit B2 | York | AEYMXT0053 | XTI-054x054-SAKA046A | OM00038017 | Y5-AHU/B-2 | SB - Air Handling Unit B2 - [Y5-AHU/B-2] | NA | NA | NA | NA | DNA | DNA | Electric | DNA | NA | NA | \Classifications\Building System Class\D30-HVAC Systems\D3040 - Distribution SYS\Air Handling Unit - AHU | 1018344
19-Y5 | 19-Y5 Governor George Deukmejian Courthouse | 19-Y5-D3041-110-AHU19 | Air Handling Unit Room 0600 B1 | York | AEYMXT0076 | XTI-072x096-SANA046A | OM00038016 | Y5-AHU/B-1 | SB - Air Handling Unit Room 0600 B1 - [Y5-AHU/B-1] | NA | DNA | NA | NA | DNA | DNA | Electric | DNA | NA | NA | \Classifications\Building System Class\D30-HVAC Systems\D3040 - Distribution SYS\Air Handling Unit - AHU | 1018345
19-Y5 | 19-Y5 Governor George Deukmejian Courthouse | 19-Y5-D3050-250-ACU01 | Basement MDF Room 0476 (chw/hw) | LIEBERT | N12J140039 | CW041UCSA2A | OM00038014 | Y5-CRAC01 | SB - Basement MDF Room 0476 (chw/hw) - [Y5-CRAC01] | 2/GATES/B36 | DNA | Chilled water | NA | 480 | 6.5 | Electric | DNA | NA | NA | \Classifications\Building System Class\D30-HVAC Systems\D3050 - Package SYS\Air Conditioning,Split System - ACU | 1018346
19-Y5 | 19-Y5 Governor George Deukmejian Courthouse | 19-Y5-D3021-130-BLR01 | Boiler Room 0485 BLR01 | Hydrotherm | KN-20-M12NB-8433 | KN-20 | OM00038010 | Y5-BLR01 | SB - Boiler Room 0485 - [Y5-BLR01] | NA | NA | NA | NA | DNA | DNA | Natural gas | DNA | 1,999,000 | DNA | \Classifications\Building System Class\D30-HVAC Systems\D3020 - Heat SYS\Boiler,Hot Water,Oil/Gas/Comb. - BLR | 1018348
19-Y5 | 19-Y5 Governor George Deukmejian Courthouse | 19-Y5-D3050-250-ACU02 | Basement MDF Room 0476 (chw/hw) | LIEBERT | N12J140038 | CW041UCSA2A | OM00038015 | Y5-CRAC02 | SB - Basement MDF Room 0476 (chw/hw) - [Y5-CRAC02] | 2/GATES/B36 | DNA | Chilled water | DNA | 480 | 6.5 | Electric | DNA | NA | NA | \Classifications\Building System Class\D30-HVAC Systems\D3050 - Package SYS\Air Conditioning,Split System - ACU | 1018347
19-Y5 | 19-Y5 Governor George Deukmejian Courthouse | 19-Y5-D3021-130-BLR02 | Boiler Room 0485 BLR02 | Hydrotherm | KN-20-M12NB-8469 | KN-20 | OM00038011 | Y5-BLR02 | SB - Boiler Room 0485 - [Y5-BLR02] | NA | NA | NA | NA | DNA | DNA | Natural gas | DNA | 1,999,000 | DNA | \Classifications\Building System Class\D30-HVAC Systems\D3020 - Heat SYS\Boiler,Hot Water,Oil/Gas/Comb. - BLR | 1018349
19-Y5 | 19-Y5 Governor George Deukmejian Courthouse | 19-Y5-D3021-130-BLR03 | Boiler Room 0485 BLR03 | Hydrotherm | KN-20-M12NB-8470 | KN-20 | OM00038012 | Y5-BLR03 | SB - Boiler Room 0485 - [Y5-BLR03] | NA | NA | NA | NA | DNA | DNA | Natural gas | DNA | 1,999,000 | DNA | \Classifications\Building System Class\D30-HVAC Systems\D3020 - Heat SYS\Boiler,Hot Water,Oil/Gas/Comb. - BLR | 1018350
19-Y5 | 19-Y5 Governor George Deukmejian Courthouse | 19-Y5-D3021-130-BLR04 | Boiler Room 0485 BLR04 | Hydrotherm | KN-20-M12NB-8471 | KN-20 | OM00038013 | Y5-BLR04 | SB - Boiler Room 0485 - [Y5-BLR04] | NA | NA | NA | NA | DNA | DNA | Natural gas | DNA | 1,999,000 | DNA | \Classifications\Building System Class\D30-HVAC Systems\D3020 - Heat SYS\Boiler,Hot Water,Oil/Gas/Comb. - BLR | 1018351
19-Y5 | 19-Y5 Governor George Deukmejian Courthouse | 19-Y5-D3031-100-PCH04 | Chiller Room 0276 | ARMSTRONG | 709830 | 4030-8x6x13 | OM00038020 | Y5-CWP01 | SB - Chiller Room 0276 - [Y5-CWP01] | NA | NA | DNA | 60.HP | 460 | 69.9 | Electric | DNA | NA | NA | \Classifications\Building System Class\D30-HVAC Systems\D3030 - Cooling SYS\Chilled Water Pump - PCH | 1018352
19-Y5 | 19-Y5 Governor George Deukmejian Courthouse | 19-Y5-D3031-100-PCH05 | Pump Chilled Water, Chiller Room | ARMSTRONG | 709831 | 4030-8x6x13 | OM00038021 | Y5-CWP02 | SB - Chiller Room 0276 - [Y5-CWP02] -SN: 709831, MODEL: 4030-8X6X13, MFG: ARMSTRONG | NA | NA | NA | 60.HP | 460 | 69.9 | Electric | DNA | NA | NA | \Classifications\Building System Class\D30-HVAC Systems\D3030 - Cooling SYS\Chilled Water Pump - PCH | 1018353
19-Y5 | 19-Y5 Governor George Deukmejian Courthouse | 19-Y5-D2017-100-SHW01 | Eyewash station chiller rm 0276 | DNA | DNA | DNA | OM00038019 | Y5-SHWR01 | SB - Eyewash station chiller rm 0276 - [Y5-SHWR01] | NA | NA | NA | NA | NA | NA | NA | NA | NA | NA | \Classifications\Building System Class\D20-Plumbing\D2010 - Plumb Fix\Showers - SHW | 1018355
19-Y5 | 19-Y5 Governor George Deukmejian Courthouse | 19-Y5-D4022-210-FSG01 | Fire Pump rm 0270 | DNA | DNA | DNA | OM00038030 | Y5-FP01 | SB - Fire Pump rm 0270 - [Y5-FP01] | NA | NA | NA | NA | DNA | DNA | DNA | DNA | DNA | DNA | \Classifications\Building System Class\D40-Fire Protection SYS\D4020 - Stand Pipe\Pump,Fire,Electric Motor Driven - FSG | 1018356
19-Y5 | 19-Y5 Governor George Deukmejian Courthouse | 19-Y5-D3031-100-PCH06 | Chilled Water Pump | ARMSTRONG | C709832 | 4030-8x6x13 | OM00038022 | Y5-CWP03 | SB - Chiller Room 0276 - [Y5-CWP03] -SN: C709832, MODEL: 4030-8X6X13, MFG: ARMSTRONG | NA | NA | NA | 60.HP | 460 | 69.9 | Electric | DNA | NA | NA | \Classifications\Building System Class\D30-HVAC Systems\D3030 - Cooling SYS\Chilled Water Pump - PCH | 1018354
19-Y5 | 19-Y5 Governor George Deukmejian Courthouse | 19-Y5-D4022-210-JPM01 | Jockey Pump rm - JPM01 | DNA | DNA | DNA | OM00038031 | Y5-FP02 | SB - Jockey Pump rm - [Y5-FP02] | NA | NA | NA | DNA | DNA | DNA | DNA | DNA | NA | NA | \Classifications\Building System Class\D40-Fire Protection SYS\D4020 - Stand Pipe\Jockey Pump - JPM | 1018357
19-Y5 | 19-Y5 Governor George Deukmejian Courthouse | 19-Y5-D2030-410-PMS01 | Sewage Ejector #1 rm 0545 | DNA | DNA | DNA | OM00038024 | Y5-SE01 | SB - Sewage Ejector #1 rm 0545 - [Y5-SE01] | NA | NA | NA | NA | DNA | DNA | DNA | DNA | NA | NA | \Classifications\Building System Class\D20-Plumbing\D2030 - Sani Waste\Sewage Ejector Pump - PMS | 1018358
19-Y5 | 19-Y5 Governor George Deukmejian Courthouse | 19-Y5-D2030-410-PMS02 | Sewage Ejector #2 rm 0176 | DNA | DNA | DNA | OM00038018 | Y5-SE02 | SB - Sewage Ejector #2 rm 0176 - [Y5-SE02] | NA | NA | NA | NA | DNA | DNA | DNA | DNA | NA | NA | \Classifications\Building System Class\D20-Plumbing\D2030 - Sani Waste\Sewage Ejector Pump - PMS | 1018359
19-Y5 | 19-Y5 Governor George Deukmejian Courthouse | 19-Y5-D2040-100-PSU01 | Sump Pump rm 0545 | DNA | DNA | DNA | OM00038023 | Y5-SP01 | SB - Sump Pump rm 0545 - [Y5-SP01] | NA | NA | NA | NA | DNA | DNA | DNA | DNA | NA | NA | \Classifications\Building System Class\D20-Plumbing\D2040 - Rain Drain\Sump Pump - PSU | 1018360
19-Y5 | 19-Y5 Governor George Deukmejian Courthouse | 19-Y5-D3041-110-AHU01 | Air Handling Unit Penthouse 1-1 | York | TEYM383230 | YC-88X112 | OM00038001 | Y5-AHU/01-1 | SROOF - Air Handling Unit Penthouse 1-1 - [Y5-AHU/01-1] | NA | 15-20X20X2, 5-16X20X2, (MERV13) 12" deep/(MERV 8) 2" | DNA | 20 | 480 | 24 | Electric | 3 | NA | NA | \Classifications\Building System Class\D30-HVAC Systems\D3040 - Distribution SYS\Air Handling Unit - AHU | 1018361
19-Y5 | 19-Y5 Governor George Deukmejian Courthouse | 19-Y5-D3041-110-AHU03 | Air Handling Unit Penthouse 1-3 | York | TEYM383250 | YC-81X110 | OM00038003 | Y5-AHU/01-3 | SROOF - Air Handling Unit Penthouse 1-3 - [Y5-AHU/01-3] | NA | 7-24x20x2, 4-20x20x2 | Chilled water | NA | 480 | DNA | Electric | 15 | NA | NA | \Classifications\Building System Class\D30-HVAC Systems\D3040 - Distribution SYS\Air Handling Unit - AHU | 1018363
19-Y5 | 19-Y5 Governor George Deukmejian Courthouse | 19-Y5-D3041-110-AHU02 | Air Handling Unit Penthouse 1-2 | York | TEYM383240 | YC-82X95 | OM00038004 | Y5-AHU/01-2 | SROOF - Air Handling Unit Penthouse 1-2 - [Y5-AHU/01-2] | NA | 5-20x20x2, 10-24x20x2 | Chilled water | 15 | 480 | 18 | Electric | 3 | NA | NA | \Classifications\Building System Class\D30-HVAC Systems\D3040 - Distribution SYS\Air Handling Unit - AHU | 1018362
19-Y5 | 19-Y5 Governor George Deukmejian Courthouse | 19-Y5-D3041-110-AHU04 | Air Handling Unit Penthouse 2-1 | York | AEYMXT0054 | XTI-078X108-PANA046A | OM00038056 | Y5-AHU/02-1 | SROOF - Air Handling Unit Penthouse 2-1 - [Y5-AHU/02-1] | DNA | 8-24X24X2, 4-20X24 | DNA | NA | DNA | DNA | Electric | DNA | NA | NA | \Classifications\Building System Class\D30-HVAC Systems\D3040 - Distribution SYS\Air Handling Unit - AHU | 1018364
19-Y5 | 19-Y5 Governor George Deukmejian Courthouse | 19-Y5-D3041-110-AHU06 | Air Handling Unit Penthouse 2-3 | York | TEYM383260 | YC-88X120 | OM00038058 | Y5-AHU/02-3 | SROOF - Air Handling Unit Penthouse 2-3 - [Y5-AHU/02-3] | NA | 6-20X24, 9-24X24 | DNA | NA | DNA | DNA | Electric | DNA | NA | NA | \Classifications\Building System Class\D30-HVAC Systems\D3040 - Distribution SYS\Air Handling Unit - AHU | 1018366
19-Y5 | 19-Y5 Governor George Deukmejian Courthouse | 19-Y5-D3041-110-AHU11 | Air Handling Unit Penthouse 4-3 | York | M383280 | YC | OM00038063 | Y5-AHU/04-3 | SROOF - Air Handling Unit Penthouse 4-3 - [Y5-AHU/04-3] | NA | 4-24x24x2, 8-24x20x2 | NA | NA | DNA | DNA | Electric | DNA | NA | NA | \Classifications\Building System Class\D30-HVAC Systems\D3040 - Distribution SYS\Air Handling Unit - AHU | 1018371
19-Y5 | 19-Y5 Governor George Deukmejian Courthouse | 19-Y5-D3042-220-EFN18 | Exhaust fan Court Building Roof | GREENHECK | 12824221 1205 | GB-081-6-X | OM00038086 | Y5-EF/09 | SROOF - Exhaust fan Court Building Roof - [Y5-EF/09] | DNA | NA | NA | NA | DNA | DNA | DNA | DNA | NA | NA | \Classifications\Building System Class\D30-HVAC Systems\D3040 - Distribution SYS\Supply/Exhaust/Return fans- FAN | 1018375
19-Y5 | 19-Y5 Governor George Deukmejian Courthouse | 19-Y5-D3041-110-AHU05 | Air Handling Unit Penthouse 2-2 | York | AEYMXT0055 | XTI-078X090-PANA046A | OM00038057 | Y5-AHU/02-2 | SROOF - Air Handling Unit Penthouse 2-2 - [Y5-AHU/02-2] | NA | 1-12x20x2, 8-24x20x2, 2-24x12x2, 4-20x20x2 | DNA | NA | DNA | DNA | Electric | DNA | NA | NA | \Classifications\Building System Class\D30-HVAC Systems\D3040 - Distribution SYS\Air Handling Unit - AHU | 1018365
19-Y5 | 19-Y5 Governor George Deukmejian Courthouse | 19-Y5-D3041-110-AHU07 | Air Handling Unit Penthouse 3-2 | York | AEYMXT0064 | XTI-072X096-PANA046A | OM00038059 | Y5-AHU/03-2 | SROOF - Air Handling Unit Penthouse 3-2 - [Y5-AHU/03-2] | NA | 4-20x20x2, 1-24x12x2, 8-24x20x2, 2-24x12x2 | DNA | NA | DNA | DNA | Electric | DNA | NA | NA | \Classifications\Building System Class\D30-HVAC Systems\D3040 - Distribution SYS\Air Handling Unit - AHU | 1018367
19-Y5 | 19-Y5 Governor George Deukmejian Courthouse | 19-Y5-D3041-110-AHU08 | Air Handling Unit Penthouse 3-3 | York | TEYM383270 | YC67X121 | OM00038060 | Y5-AHU/03-3 | SROOF - Air Handling Unit Penthouse 3-3 - [Y5-AHU/03-3] | NA | 6-50X24, 9-24X24, (MERV 13) 12" deep/(MERV 8) 2" | NA | NA | DNA | DNA | Electric | DNA | NA | NA | \Classifications\Building System Class\D30-HVAC Systems\D3040 - Distribution SYS\Air Handling Unit - AHU | 1018368
19-Y5 | 19-Y5 Governor George Deukmejian Courthouse | 19-Y5-D3041-110-AHU09 | Air Handling Unit Penthouse 4-1 | York | AEYMXT0079 | XTI-084X102-PALA046A | OM00038061 | Y5-AHU/04-1 | SROOF - Air Handling Unit Penthouse 4-1 - [Y5-AHU/04-1] | NA | 15-20x20x2, 5-16x20x2 | NA | NA | DNA | DNA | Electric | DNA | NA | NA | \Classifications\Building System Class\D30-HVAC Systems\D3040 - Distribution SYS\Air Handling Unit - AHU | 1018369
19-Y5 | 19-Y5 Governor George Deukmejian Courthouse | 19-Y5-D3041-110-AHU10 | Air Handling Unit Penthouse 4-2 | York | AEYMXT0080 | XTI-090X102-PANA046A | OM00038062 | Y5-AHU/04-2 | SROOF - Air Handling Unit Penthouse 4-2 - [Y5-AHU/04-2] | NA | 4-20X20X2, 12-20X24X2 | NA | NA | DNA | DNA | Electric | DNA | NA | NA | \Classifications\Building System Class\D30-HVAC Systems\D3040 - Distribution SYS\Air Handling Unit - AHU | 1018370
19-Y5 | 19-Y5 Governor George Deukmejian Courthouse | 19-Y5-D3041-110-AHU12 | Air Handling Unit Penthouse 5-1 | York | AEYMXT0063 | XTI-084X120-SAQA046A | OM00038064 | Y5-AHU/05-1 | SROOF - Air Handling Unit Penthouse 5-1 - [Y5-AHU/05-1] | NA | 12- 24X24X2, 3- 24X12X2 | NA | NA | DNA | DNA | Electric | DNA | NA | NA | \Classifications\Building System Class\D30-HVAC Systems\D3040 - Distribution SYS\Air Handling Unit - AHU | 1018372
19-Y5 | 19-Y5 Governor George Deukmejian Courthouse | 19-Y5-D3041-110-AHU13 | Air Handling Unit Penthouse 5-2 | York | AEYMXT0081 | XTI-072X060 | OM00038065 | Y5-AHU/05-2 | SROOF - Air Handling Unit Penthouse 5-2 - [Y5-AHU/05-2] | NA | 6- 20X24X2 | NA | NA | DNA | DNA | Electric | DNA | NA | NA | \Classifications\Building System Class\D30-HVAC Systems\D3040 - Distribution SYS\Air Handling Unit - AHU | 1018373
19-Y5 | 19-Y5 Governor George Deukmejian Courthouse | 19-Y5-D3041-110-AHU14 | Air Handling Unit Penthouse 5-3 | York | M383290 | YC | OM00038066 | Y5-AHU/05-3 | SROOF - Air Handling Unit Penthouse 5-3 - [Y5-AHU/05-3] | NA | 8-24x20x2, 4-24x24x2 | NA | NA | DNA | DNA | Electric | DNA | NA | NA | \Classifications\Building System Class\D30-HVAC Systems\D3040 - Distribution SYS\Air Handling Unit - AHU | 1018374
19-Y5 | 19-Y5 Governor George Deukmejian Courthouse | 19-Y5-D3042-220-EFN05 | Exhaust fan Penthouse 3 | DNA | 12824541 1205 | SWB-120-30 | OM00038083 | Y5-EF/03-01 | SROOF - Exhaust fan Penthouse 3 - [Y5-EF/03-01] | 2/BROWNING/AX44 | NA | NA | NA | DNA | DNA | DNA | DNA | NA | NA | \Classifications\Building System Class\D30-HVAC Systems\D3040 - Distribution SYS\Supply/Exhaust/Return fans- FAN | 1018377
19-Y5 | 19-Y5 Governor George Deukmejian Courthouse | 19-Y5-D3042-220-EFN06 | Exhaust fan Penthouse 4 | DNA | 12824544 1205 | SWB-120-30 | OM00038079 | Y5-EF/04-01 | SROOF - Exhaust fan Penthouse 4 - [Y5-EF/04-01] | 2/CARLISE/AP42 | NA | NA | NA | DNA | DNA | DNA | DNA | NA | NA | \Classifications\Building System Class\D30-HVAC Systems\D3040 - Distribution SYS\Supply/Exhaust/Return fans- FAN | 1018378
19-Y5 | 19-Y5 Governor George Deukmejian Courthouse | 19-Y5-D3042-220-EFN08 | Exhaust fan Penthouse 5 | DNA | 12824550 1205 | SWB-115 | OM00038080 | Y5-EF/05-01 | SROOF - Exhaust fan Penthouse 5 - [Y5-EF/05-01] | 2/CARLISE/AP33 | NA | NA | NA | DNA | DNA | DNA | DNA | NA | NA | \Classifications\Building System Class\D30-HVAC Systems\D3040 - Distribution SYS\Supply/Exhaust/Return fans- FAN | 1018379
19-Y5 | 19-Y5 Governor George Deukmejian Courthouse | 19-Y5-D3042-220-EFN01 | Exhaust fan Penthouse 1 | GREENHECK | 12824531 1205 | SWB-120-30-CCW-TH-X | OM00038007 | Y5-EF/01-01 | SROOF - Exhaust fan Penthouse 1 - [Y5-EF/01-01] | 2/ BROWNING/A40 | NA | NA | 3 | 480 | 5 | Electric | 3 | NA | NA | \Classifications\Building System Class\D30-HVAC Systems\D3040 - Distribution SYS\Supply/Exhaust/Return fans- FAN | 1018376
19-Y5 | 19-Y5 Governor George Deukmejian Courthouse | 19-Y5-D3042-220-EFN09 | Exhaust fan South Building Roof | DNA | 12824220 1205 | CB-260-30-X | OM00038078 | Y5-EF/05-02 | SROOF - Exhaust fan South Building Roof - [Y5-EF/05-02] - TAG:OM00038078 | 2-AP42 | NA | NA | NA | DNA | DNA | DNA | DNA | NA | NA | \Classifications\Building System Class\D30-HVAC Systems\D3040 - Distribution SYS\Supply/Exhaust/Return fans- FAN | 1018382
19-Y5 | 19-Y5 Governor George Deukmejian Courthouse | 19-Y5-D3042-220-EFN03 | Exhaust fan South Penthouse 2 | GREENHECK | 12824534 1205 | SWB-120-30-CCW-TH-X | OM00038084 | Y5-EF/02-01 | SROOF - Exhaust fan South Penthouse 2 - [Y5-EF/02-01] | 2) AP42 | NA | NA | NA | DNA | DNA | DNA | DNA | NA | NA | \Classifications\Building System Class\D30-HVAC Systems\D3040 - Distribution SYS\Supply/Exhaust/Return fans- FAN | 1018383
19-Y5 | 19-Y5 Governor George Deukmejian Courthouse | 19-Y5-D3041-230-RFN02 | Return fan North Mechanical PH1, | GREENHECK | 12829295 1205 | QEI-33-I-150-X | OM00038005 | Y5-RF/01-02 | SROOF - Return fan North Mechanical PH1 - [Y5-RF/01-02] SN 12829295 1205, MODEL: QEI-33I-150-X, MFG: GREENHECK | BP95 | NA | NA | 15 | 480 | 18 | Electric | 3 | NA | NA | \Classifications\Building System Class\D30-HVAC Systems\D3040 - Distribution SYS\Supply/Exhaust/Return fans- FAN | 1018384
19-Y5 | 19-Y5 Governor George Deukmejian Courthouse | 19-Y5-D3041-230-RFN01 | Return fan South Mechanical PH1 | GREENHECK | 12829294 1205 | QEI-33-I-150-X | OM00038002 | Y5-RF/01-01 | SROOF - Return fan South Mechanical PH1 - [Y5-RF/01-01] | BP81 | NA | NA | 15 | 480 | 18 | Electric | 3 | NA | NA | \Classifications\Building System Class\D30-HVAC Systems\D3040 - Distribution SYS\Supply/Exhaust/Return fans- FAN | 1018385
19-Y5 | 19-Y5 Governor George Deukmejian Courthouse | 19-Y5-D3042-220-EFN04 | Exhaust fan South Building Roof | DNA | 12824534 1205 | SWB-120-30-CCW-TH-X | OM00028082 | Y5-EF/02-02 | SROOF - Exhaust fan South Building Roof - [Y5-EF/02-02] | 2-AP42 | NA | NA | NA | DNA | DNA | DNA | DNA | NA | NA | \Classifications\Building System Class\D30-HVAC Systems\D3040 - Distribution SYS\Supply/Exhaust/Return fans- FAN | 1018380
19-Y5 | 19-Y5 Governor George Deukmejian Courthouse | 19-Y5-D3042-220-EFN07 | Exhaust fan South Building Roof | DNA | 12824547 1205 | SFB-18-50-CW-TH-X | OM00038081 | Y5-EF/04-02 | SROOF - Exhaust fan South Building Roof - [Y5-EF/04-02] | 2- AX46 | NA | NA | NA | DNA | DNA | DNA | DNA | NA | NA | \Classifications\Building System Class\D30-HVAC Systems\D3040 - Distribution SYS\Supply/Exhaust/Return fans- FAN | 1018381
19-Y5 | 19-Y5 Governor George Deukmejian Courthouse | 19-Y5-D3042-220-EFN17 | Exhaust fan West Building Roof | GREENHECK | 6536120-34064249 | 6-HB120 | OM00038085 | Y5-EF/08 | WPH - Exhaust fan West Building Roof - [Y5-EF/08] - SN 6536120-34064249, TAG:OM00038085 | 2-AP29 | NA | NA | NA | DNA | DNA | DNA | DNA | NA | NA | \Classifications\Building System Class\D30-HVAC Systems\D3040 - Distribution SYS\Supply/Exhaust/Return fans- FAN | 1018386
19-Y5 | 19-Y5 Governor George Deukmejian Courthouse | 19-Y5-D3041-110-AHU18 | West Penthouse 3950 8-02 | York | M38330 | YC | OM00038070 | Y5-AHU/08-2 | WPH - West Penthouse 3950 8-02 - [Y5-AHU/08-2] | 6-20x20x2, 2-12x20x2 | NA | NA | NA | DNA | DNA | Electric | DNA | NA | NA | \Classifications\Building System Class\D30-HVAC Systems\D3040 - Distribution SYS\Air Handling Unit - AHU | 1018387
19-Y5 | 19-Y5 Governor George Deukmejian Courthouse | 19-Y5-D3041-110-AHU17 | West Penthouse 3950 8-1 | York | M383320 | YC | OM00038069 | Y5-AHU/08-1 | WPH - West Penthouse 3950 8-1 - [Y5-AHU/08-1] | 6-20x20x2, 2-20x12x2 | NA | NA | NA | DNA | DNA | Electric | DNA | NA | NA | \Classifications\Building System Class\D30-HVAC Systems\D3040 - Distribution SYS\Air Handling Unit - AHU | 1018388
19-Y5 | 19-Y5 Governor George Deukmejian Courthouse | 19-Y5-D1020-100-ESC02 | Escalator 2-1 down - State ID #163225 | Kone | DNA | DNA | OM00038032 | State ID #163225 ¦ Y5-ESC02 - | Escalator 2-1 down - State ID #163225 | [10 empty] | \Classifications\Building System Class\D10-Conveyance Systems\D1020 - Escalator\Escalator,Electric - ESC | 1018418
19-Y5 | 19-Y5 Governor George Deukmejian Courthouse | 19-Y5-D5092-250-EML01 | Emergency Lighting system ALL | NA | NA | NA | OM00038313 | Y5-EMLTG | COURTHOUSE - Emergency Lighting system ALL - [Y5-EMLTG] | NA | NA | NA | NA | DNA | DNA | DNA | DNA | NA | NA | \Classifications\Building System Class\D50-Electrical SYS\D5090 - Elec SYS\Emergency And Exit Lighting - EML | 1018419
19-Y5 | 19-Y5 Governor George Deukmejian Courthouse | 19-Y5-D5092-250-EXT01 | Exit signs ALL | NA | NA | NA | OM00038327 | Y5-EXIT | COURTHOUSE - Exit signs ALL - [Y5-EXIT] | NA | NA | NA | NA | DNA | DNA | DNA | DNA | NA | NA | \Classifications\Building System Class\D50-Electrical SYS\D5090 - Elec SYS\Emergency And Exit Lighting - EML | 1018420
19-Y5 | 19-Y5 Governor George Deukmejian Courthouse | 19-Y5-D4031-100-FEX108 | Fire Extinguishers ALL - 108 Count | AED | NA | NA | OM00038314 | Y5-FEXT | COURTHOUSE - Fire Extinguishers ALL - [Y5-FEXT] | NA | NA | NA | NA | DNA | DNA | DNA | DNA | NA | NA | \Classifications\Building System Class\D40-Fire Protection SYS\D4030 - FIRE SPEC\Fire Extinguisher - FEX | 1018421
19-Y5 | 19-Y5 Governor George Deukmejian Courthouse | 19-Y5-C1025-110-FRB01 | Fire/Smoke Barriers ALL | Smoke Guard California | NA | NA | OM00038328 | Y5-FBARR | COURTHOUSE - Fire/Smoke Barriers ALL - [Y5-FBARR] | NA | NA | NA | NA | NA | NA | NA | NA | NA | NA | \Classifications\Building System Class\C10-General Building Interior\C1020 - Fire Doors\Fire and Smoke Barriers - FRB | 1018422
19-Y5 | 19-Y5 Governor George Deukmejian Courthouse | 19-Y5-C1030-100-RRI01 | Public/Judge/Jury Restrooms ALL | NA | NA | NA | OM00038318 | Y5-RR901 | COURTHOUSE - Public/Judge/Jury Restrooms ALL - [Y5-RR901] | NA | NA | NA | NA | NA | NA | NA | NA |  | NA | \Classifications\Building System Class\C10-General Building Interior\C1030 - Fittings\Restroom Inspection - RRI | 1018423
19-Y5 | 19-Y5 Governor George Deukmejian Courthouse | 19-Y5-D2090-670-WLR01 | Water Treatment, Chiller Rm - Vendor | DNA | DNA | DNA | OM00038325 | Y5-WTRT | NB - Water Treatment, Chiller Rm - [Y5-WTRT] | NA | NA | NA | NA | NA | NA | NA | NA | NA | NA | \Classifications\Building System Class\D20-Plumbing\D2090 - Other Plumbing SYS\Water Treatment,Chlorine - WLR | 1018424
19-Y5 | 19-Y5 Governor George Deukmejian Courthouse | 19-Y5-B3010-100-RUF01 | Courthouse Roof | NA | NA | NA | OM00038317 | Y5-ROOF | ROOF - Courthouse roof inspection - [Y5-ROOF] | NA | NA | NA | NA | NA | NA | NA | NA | NA | NA | \Classifications\Building System Class\B30-Roofing\B3010 - Roof Types\Roof - RUF | 1018426
19-Y5 | 19-Y5 Governor George Deukmejian Courthouse | 19-Y5-D2040-100-RDN01 | Roof drains | NA | NA | NA | OM00038316 | Y5-RFDRN | ROOF - Roof drains - [Y5-RFDRN] | NA | NA | NA | NA | NA | NA | NA | NA | NA | NA | \Classifications\Building System Class\D20-Plumbing\D2040 - Rain Drain\Roof Drains - RDN | 1018427
19-Y5 | 19-Y5 Governor George Deukmejian Courthouse | 19-Y5-C1030-100-RRI03 | Hcell Restrooms Flr 1 | NA | NA | NA | OM00038320 | Y5-RR903 | S1 - Hcell Restrooms Flr 1 - [Y5-RR903] | NA | NA | NA | NA | NA | NA | NA | NA | NA | NA | \Classifications\Building System Class\C10-General Building Interior\C1030 - Fittings\Restroom Inspection - RRI | 1018428
19-Y5 | 19-Y5 Governor George Deukmejian Courthouse | 19-Y5-C1030-100-RRI04 | Hcell Restrooms Flr 2 | NA | NA | NA | OM00038321 | Y5-RR904 | S2 - Hcell Restrooms Flr 2 - [Y5-RR904] | NA | NA | NA | NA | NA | NA | NA | NA | NA | NA | \Classifications\Building System Class\C10-General Building Interior\C1030 - Fittings\Restroom Inspection - RRI | 1018429
19-Y5 | 19-Y5 Governor George Deukmejian Courthouse | 19-Y5-C1030-100-RRI05 | Hcell Restrooms Flr 3 | NA | NA | NA | OM00038322 | Y5-RR905 | S3 - Hcell Restrooms Flr 3 - [Y5-RR905] | NA | NA | NA | NA | NA | NA | NA | NA | NA | NA | \Classifications\Building System Class\C10-General Building Interior\C1030 - Fittings\Restroom Inspection - RRI | 1018430
19-Y5 | 19-Y5 Governor George Deukmejian Courthouse | 19-Y5-D2033-100-DRN01 | Floor Drains Detention Cells | DNA | DNA | DNA | OM00038315 | Y5-FLDRN | SB - Floor Drains Detention Cells - [Y5-FLDRN] | NA | NA | NA | NA | NA | NA | NA | NA | NA | NA | \Classifications\Building System Class\D20-Plumbing\D2030 - Sani Waste\Floor Drain - DRN | 1018434
19-Y5 | 19-Y5 Governor George Deukmejian Courthouse | 19-Y5-C1030-100-RRI06 | Hcell Restrooms Flr 4 | NA | NA | NA | OM00038323 | Y5-RR906 | S4 - Hcell Restrooms Flr 4 - [Y5-RR906] | NA | NA | NA | NA | NA | NA | NA | NA | NA | NA | \Classifications\Building System Class\C10-General Building Interior\C1030 - Fittings\Restroom Inspection - RRI | 1018431
19-Y5 | 19-Y5 Governor George Deukmejian Courthouse | 19-Y5-C1030-100-RRI07 | Hcell Restrooms Flr 5 | NA | NA | NA | OM00038324 | Y5-RR907 | S5 - Hcell Restrooms Flr 5 - [Y5-RR907] | NA | NA | NA | NA | NA | NA | NA | NA | NA | NA | \Classifications\Building System Class\C10-General Building Interior\C1030 - Fittings\Restroom Inspection - RRI | 1018432
19-Y5 | 19-Y5 Governor George Deukmejian Courthouse | 19-Y5-G2023-100-GTD01 | 4-fold doors in bsmt ramp security | Electric Power Door | DNA | DNA | OM00038326 | Y5-GAR02 | SB - 4-fold doors in bsmt ramp security - [Y5-GAR02] | NA | NA | NA | NA | NA | NA | NA | NA | NA | NA | \Classifications\Building System Class\G20-Other Systems\G2020 - Parking Lots\Gate, Folding - GTD | 1018433
19-Y5 | 19-Y5 Governor George Deukmejian Courthouse | 19-Y5-C1030-100-RRI02 | Restrooms Bsmt Dcell | NA | NA | NA | OM00038319 | Y5-RR902 | SB - Restrooms Bsmt Dcell - [Y5-RR902] | NA | NA | NA | NA | NA | NA | NA | NA | NA | NA | \Classifications\Building System Class\C10-General Building Interior\C1030 - Fittings\Restroom Inspection - RRI | 1018435
19-Y5 | 19-Y5 Governor George Deukmejian Courthouse | 19-Y5-D1010-100-ELE01 | Elevator #1 - Lobby 0175 - State ID #163188 | Canton Elevators, Inc. | DNA | DNA | OM00038040 | State ID #163188 ¦ Y5-ELEV01 | Elevator #1 - Lobby 0175 - State ID #163188 | NA | NA | NA | DNA | DNA | DNA | DNA | DNA | NA | NA | \Classifications\Building System Class\D10-Conveyance Systems\D1010 - Elevator\Elevator,Hydraulic,Pass/Freight - ELE | 1018436
19-Y5 | 19-Y5 Governor George Deukmejian Courthouse | 19-Y5-D1010-100-ELE02 | Elevator #2 - Lobby 0175 - State ID #163189 | Canton Elevators, Inc. | DNA | DNA | OM00038041 | State ID #163189 ¦ Y5-ELEV02 | Elevator #2 - Lobby 0175 - State ID #163189 | NA | NA | NA | NA | NA | NA | NA | NA | NA | NA | \Classifications\Building System Class\D10-Conveyance Systems\D1010 - Elevator\Elevator,Hydraulic,Pass/Freight - ELE | 1018437
19-Y5 | 19-Y5 Governor George Deukmejian Courthouse | 19-Y5-D1010-100-ELE03 | Elevator #3 - Lobby 0175 - State ID #163190 | Canton Elevators, Inc. | DNA | DNA | OM00038042 | State ID #163190 ¦ Y5-ELEV03 | Elevator #3 - Lobby 0175 - State ID #163190 | NA | NA | NA | DNA | DNA | DNA | DNA | DNA | NA | NA | \Classifications\Building System Class\D10-Conveyance Systems\D1010 - Elevator\Elevator,Hydraulic,Pass/Freight - ELE | 1018438
19-Y5 | 19-Y5 Governor George Deukmejian Courthouse | 19-Y5-D1010-100-ELE04 | Elevator #4 - Lobby 0175 - State ID #163211 | Canton Elevators, Inc. | DNA | DNA | OM00038043 | State ID #163211 ¦ Y5-ELEV04 | Elevator #4 - Lobby 0175 - State ID #163211 | NA | NA | NA |  | DNA | DNA | DNA | DNA | NA | NA | \Classifications\Building System Class\D10-Conveyance Systems\D1010 - Elevator\Elevator,Hydraulic,Pass/Freight - ELE | 1018439
19-Y5 | 19-Y5 Governor George Deukmejian Courthouse | 19-Y5-D1010-100-ELE05 | Elevator #5 - Lobby 0175 - State ID #163212 | Canton Elevators, Inc. | DNA | DNA | OM00038044 | State ID #163212 ¦ Y5-ELEV05 | Elevator #5 - Lobby 0175 - State ID #163212 | NA | NA | NA | DNA | DNA | DNA | DNA | DNA | NA | NA | \Classifications\Building System Class\D10-Conveyance Systems\D1010 - Elevator\Elevator,Hydraulic,Pass/Freight - ELE | 1018440
19-Y5 | 19-Y5 Governor George Deukmejian Courthouse | 19-Y5-D1010-100-ELE06 | Elevator #6 - Lobby 0175 - State ID #163213 | Canton Elevators, Inc. | DNA | DNA | OM00038045 | State ID #163213 ¦ Y5-ELEV06 | Elevator #6 - Lobby 0175 - State ID #163213 | NA | NA | NA | DNA | DNA | DNA | DNA | DNA | NA | NA | \Classifications\Building System Class\D10-Conveyance Systems\D1010 - Elevator\Elevator,Hydraulic,Pass/Freight - ELE | 1018441
19-Y5 | 19-Y5 Governor George Deukmejian Courthouse | 19-Y5-D1010-100-ELE07 | Elevator #7 - Lobby 1131 - State ID #163214 | Canton Elevators, Inc. | DNA | DNA | OM00038053 | State ID #163214 ¦Y5-ELEV07 | Elevator #7 - Lobby 1131 - State ID #163214 | NA | NA | NA | DNA | DNA | DNA | DNA | DNA | NA | NA | \Classifications\Building System Class\D10-Conveyance Systems\D1010 - Elevator\Elevator,Hydraulic,Pass/Freight - ELE | 1018442
19-Y5 | 19-Y5 Governor George Deukmejian Courthouse | 19-Y5-D1010-100-ELE08 | Elevator #8 - Lobby 1131 - State ID #163215 | Canton Elevators, Inc. | DNA | DNA | OM00038054 | State ID #163215 ¦ Y5-ELEV08 | Elevator #8 - Lobby 1131 - State ID #163215 | NA | NA | NA | DNA | DNA | DNA | DNA | DNA | NA | NA | \Classifications\Building System Class\D10-Conveyance Systems\D1010 - Elevator\Elevator,Hydraulic,Pass/Freight - ELE | 1018443
19-Y5 | 19-Y5 Governor George Deukmejian Courthouse | 19-Y5-D1010-100-ELE09 | Elevator #9 - Lobby 1131 - State ID #163094 | Canton Elevators, Inc. | DNA | DNA | OM00038055 | State ID #163094 ¦ Y5-ELEV09 | Elevator #9 - Lobby 1131 - State ID #163094 | NA | NA | NA | DNA | DNA | DNA | DNA | DNA | NA | NA | \Classifications\Building System Class\D10-Conveyance Systems\D1010 - Elevator\Elevator,Hydraulic,Pass/Freight - ELE | 1018444
19-Y5 | 19-Y5 Governor George Deukmejian Courthouse | 19-Y5-D1010-100-ELE10 | Elevator #10 - Stair 1, RM 0291/RM 0290 - State ID #163093 | Canton Elevators, Inc. | DNA | DNA | OM00038051 | State ID #163093 ¦ Y5-ELEV10 | Elevator #10 - Stair 1, RM 0291/RM 0290 - State ID #163093 | NA | NA | NA | DNA | DNA | DNA | DNA | DNA | NA | NA | \Classifications\Building System Class\D10-Conveyance Systems\D1010 - Elevator\Elevator,Hydraulic,Pass/Freight - ELE | 1018445
19-Y5 | 19-Y5 Governor George Deukmejian Courthouse | 19-Y5-D1010-100-ELE12 | Elevator #12 - Sallyport 0053 - State ID #163216 | Canton Elevators, Inc. | DNA | DNA | OM00038046 | State ID #163216 ¦ Y5-ELEV12 | Elevator #12 - Sallyport 0053 - State ID #163216 | NA | NA | NA | DNA | DNA | DNA | DNA | DNA | NA | NA | \Classifications\Building System Class\D10-Conveyance Systems\D1010 - Elevator\Elevator,Hydraulic,Pass/Freight - ELE | 1018447
19-Y5 | 19-Y5 Governor George Deukmejian Courthouse | 19-Y5-D1010-100-ELE11 | Elevator #11 - Vestibule 0476 - State ID #163050 | Canton Elevators, Inc. | DNA | DNA | OM00038052 | State ID #163050 ¦ Y5-ELEV11 | Elevator #11 - Vestibule 0476 - State ID #163050 | NA | NA | NA | DNA | DNA | DNA | DNA | DNA | NA | NA | \Classifications\Building System Class\D10-Conveyance Systems\D1010 - Elevator\Elevator,Hydraulic,Pass/Freight - ELE | 1018446
19-Y5 | 19-Y5 Governor George Deukmejian Courthouse | 19-Y5-D1010-100-ELE14 | Elevator #14 - Booking/Live Scan 0466 - State ID #163218 | Canton Elevators, Inc. | DNA | DNA | OM00038048 | State ID #163218 ¦ Y5-ELEV14 | Elevator #14 - Booking/Live Scan 0466 - State ID #163218 | NA | NA | NA | DNA | DNA | DNA | DNA | DNA | NA | NA | \Classifications\Building System Class\D10-Conveyance Systems\D1010 - Elevator\Elevator,Hydraulic,Pass/Freight - ELE | 1018449
19-Y5 | 19-Y5 Governor George Deukmejian Courthouse | 19-Y5-D1010-100-ELE13 | Elevator #13 - Staff Circulation 0330 - State ID #163217 | Canton Elevators, Inc. | DNA | DNA | OM00038047 | State ID #163217 ¦ ELEV13 | Elevator #13 - Staff Circulation 0330 - State ID #163217 | NA | NA | NA | DNA | DNA | DNA | DNA | DNA | NA | NA | \Classifications\Building System Class\D10-Conveyance Systems\D1010 - Elevator\Elevator,Hydraulic,Pass/Freight - ELE | 1018448
19-Y5 | 19-Y5 Governor George Deukmejian Courthouse | 19-Y5-D1010-100-ELE15 | Elevator #15 - Stair 12, RM 0665 - State ID #163219 | Canton Elevators, Inc. | DNA | DNA | OM00038049 | State ID #163219¦Y5-ELEV15 | State ID #163219 ¦ Elevator #15 - Stair 12, RM 0665 | NA | NA | NA | DNA | DNA | DNA | DNA | DNA | NA | NA | \Classifications\Building System Class\D10-Conveyance Systems\D1010 - Elevator\Elevator,Hydraulic,Pass/Freight - ELE | 1018450
19-Y5 | 19-Y5 Governor George Deukmejian Courthouse | 19-Y5-D1010-100-ELE16 | Elevator #16 - Stair 13, RM 0865 - State ID #163220 | Canton Elevators, Inc. | DNA | DNA | OM00038050 | State ID #163220 ¦ Y5-ELEV16 | Elevator #16 - Stair 13, RM 0865 - State ID #163220 | NA | NA | NA | DNA | DNA | DNA | DNA | DNA | NA | NA | \Classifications\Building System Class\D10-Conveyance Systems\D1010 - Elevator\Elevator,Hydraulic,Pass/Freight - ELE | 1018451
19-Y5 | 19-Y5 Governor George Deukmejian Courthouse | 19-Y5-D1010-100-ELE17 | Elevator #17 - Stair 14, RM 0950 - State ID #163221 | Canton Elevators, Inc. | DNA | DNA | OM00038120 | State ID #163221 ¦ Y5-ELEV17 | Elevator #17 - Stair 14, RM 0950 - State ID #163221 | NA | NA | NA | DNA | DNA | DNA | DNA | DNA | NA | NA | \Classifications\Building System Class\D10-Conveyance Systems\D1010 - Elevator\Elevator,Hydraulic,Pass/Freight - ELE | 1018452
19-Y5 | 19-Y5 Governor George Deukmejian Courthouse | 19-Y5-D1010-100-ELE18 | Elevator #18 - Machine Room 0701 - State ID #163222 | Canton Elevators, Inc. | DNA | DNA | OM00038094 | State ID #163222 ¦ Y5-ELEV18 | Elevator #18 - Machine Room 0701 - State ID #163222 | NA | NA | NA | DNA | DNA | DNA | DNA | DNA | NA | NA | \Classifications\Building System Class\D10-Conveyance Systems\D1010 - Elevator\Elevator,Hydraulic,Pass/Freight - ELE | 1018453
19-Y5 | 19-Y5 Governor George Deukmejian Courthouse | 19-Y5-D1010-100-ELE19 | Elevator #19 - Machine Room 0701 - State ID #163223 | Canton Elevators, Inc. | DNA | DNA | OM00038095 | State ID #163223 ¦ Y5-ELEV19 | Elevator #19 - Machine Room 0701 - State ID #163223 | NA | NA | NA | DNA | DNA | DNA | DNA | DNA | NA | NA | \Classifications\Building System Class\D10-Conveyance Systems\D1010 - Elevator\Elevator,Hydraulic,Pass/Freight - ELE | 1018454
19-Y5 | 19-Y5 Governor George Deukmejian Courthouse | 19-Y5-D1020-100-ESC01 | Escalator 1-2 up - State ID #163224 | Kone | DNA | DNA | OM00038032 | State ID #163224 ¦ Y5-ESC01 | Escalator 1-2 up - State ID #163224 | NA | NA | NA | DNA | DNA | DNA | DNA | DNA | NA | NA | \Classifications\Building System Class\D10-Conveyance Systems\D1020 - Escalator\Escalator,Electric - ESC | 1018457
19-Y5 | 19-Y5 Governor George Deukmejian Courthouse | 19-Y5-D1020-100-ESC03 | Escalator 2-3 up - State ID #163226 | Kone |  |  | OM00038033 | State ID #163226 ¦ Y5-ESC03 | Escalator 2-3 up - State ID #163226 | NA | NA | NA |  | DNA | DNA | DNA | DNA | NA | NA | \Classifications\Building System Class\D10-Conveyance Systems\D1020 - Escalator\Escalator,Electric - ESC | 1018458
19-Y5 | 19-Y5 Governor George Deukmejian Courthouse | 19-Y5-D1020-100-ESC04 | Escalator 3-2 down - State ID #163227 | Kone | DNA | DNA | OM00038038 | State ID #163227 ¦ Y5-ESC04 | Escalator 3-2 down - State ID #163227 | NA | NA | NA | DNA | DNA | DNA | DNA | DNA | NA | NA | \Classifications\Building System Class\D10-Conveyance Systems\D1020 - Escalator\Escalator,Electric - ESC | 1018459
19-Y5 | 19-Y5 Governor George Deukmejian Courthouse | 19-Y5-D1020-100-ESC05 | Escalator 3-4 up - State ID #163228 | Kone | DNA | DNA | OM00038034 | State ID #163228 ¦ Y5-ESC05 | Escalator 3-4 up - State ID #163228 | NA | NA | NA | DNA | DNA | DNA | DNA | DNA | NA | NA | \Classifications\Building System Class\D10-Conveyance Systems\D1020 - Escalator\Escalator,Electric - ESC | 1018460
19-Y5 | 19-Y5 Governor George Deukmejian Courthouse | 19-Y5-D1020-100-ESC06 | Escalator 4-3 down - State ID #163229 | Kone | DNA | DNA | OM00038037 | State ID #163229 ¦ Y5-ESC06 | Escalator 4-3 down - State ID #163229 | NA | NA | NA | DNA | DNA | DNA | DNA | DNA | NA | NA | \Classifications\Building System Class\D10-Conveyance Systems\D1020 - Escalator\Escalator,Electric - ESC | 1018461
19-Y5 | 19-Y5 Governor George Deukmejian Courthouse | 19-Y5-D1020-100-ESC07 | Escalator 4-5 up - State ID #163301 | Kone | DNA | DNA | OM00038035 | State ID# 163301 ¦ Y5-ESC07 | Escalator 4-5 up - State ID #163301 | NA | NA | NA | DNA | DNA | DNA | DNA | DNA | NA | NA | \Classifications\Building System Class\D10-Conveyance Systems\D1020 - Escalator\Escalator,Electric - ESC | 1018462
19-Y5 | 19-Y5 Governor George Deukmejian Courthouse | 19-Y5-D1020-100-ESC08 | Escalator 5-4 down - State ID #163230 | Kone | DNA | DNA | OM00038036 | State ID #163230 ¦ Y5-ESC08 | Escalator 5-4 down - State ID #163230 | NA | NA | NA | DNA | DNA | DNA | DNA | DNA | NA | NA | \Classifications\Building System Class\D10-Conveyance Systems\D1020 - Escalator\Escalator,Electric - ESC | 1018463
19-Y5 | 19-Y5 Governor George Deukmejian Courthouse | 19-Y5-D3040-120-FCU01 | Fan Coil Unit, First Floor Mail Room |  |  |  | OM00038129 | Y5-FCU/1-1 | N1 - First Floor Mail Room - [Y5-FCU/1-1] | DNA | DNA | NA | NA | DNA | DNA | DNA | DNA | NA | NA | \Classifications\Building System Class\D30-HVAC Systems\D3040 - Distribution SYS\Fan Coil Unit - FCU | 1018508
19-Y5 | 19-Y5 Governor George Deukmejian Courthouse | 19-Y5-D5022-250-INT01 | Lighting North Bldg | DNA | Multiple | Multiple | OM00038334 | Y5-LTG901 | N1 - Lighting North Bldg - [Y5-LTG901] | NA | NA | NA | NA | DNA | DNA | DNA | DNA | NA | NA | \Classifications\Building System Class\D50-Electrical SYS\D5020 - Lighting & Branch Wiring\Interior Lighting - INT | 1018509
19-Y5 | 19-Y5 Governor George Deukmejian Courthouse | 19-Y5-D5038-100-CTV01 | SECURITY CAMERAS, ALL | DNA | DNA | DNA | OM00038399 | Y5-CAM901 | SECURITY CAMERAS, ALL - [Y5-CAM901] | NA | NA | NA | NA | DNA | DNA | DNA | DNA | NA | NA | \Classifications\Building System Class\D50-Electrical SYS\D5030 - Comm & Security\Security Camera - CTV | 1018510
19-Y5 | 19-Y5 Governor George Deukmejian Courthouse | 19-Y5-D3044-125-PHW01 | Boiler circulating pump #1 Room 0485 | DNA | DNA | DNA | OM00038101 | Y5-BCP01 | NB - Boiler circulating pump #1 Room 0485 - [Y5-BCP01] | NA | NA | NA | DNA | DNA | DNA | DNA | DNA | NA | NA | \Classifications\Building System Class\D30-HVAC Systems\D3040 - Distribution SYS\Hot Water Pump - PHW | 1018511
19-Y5 | 19-Y5 Governor George Deukmejian Courthouse | 19-Y5-D3044-125-PHW02 | Boiler circulating pump #2 Room 0485 | DNA | DNA | DNA | OM00038100 | Y5-BCP02 | NB - Boiler circulating pump #2 Room 0485 - [Y5-BCP02] | NA | NA | NA | DNA | DNA | DNA | DNA | DNA | NA | NA | \Classifications\Building System Class\D30-HVAC Systems\D3040 - Distribution SYS\Hot Water Pump - PHW | 1018512
19-Y5 | 19-Y5 Governor George Deukmejian Courthouse | 19-Y5-D3044-125-PHW03 | Boiler circulating pump #3 Room 0485 | DNA | DNA | DNA | OM00038099 | Y5-BCP03 | NB - Boiler circulating pump #3 Room 0485 - [Y5-BCP03] | NA | NA | NA | DNA | DNA | DNA | DNA | DNA | NA | NA | \Classifications\Building System Class\D30-HVAC Systems\D3040 - Distribution SYS\Hot Water Pump - PHW | 1018513
19-Y5 | 19-Y5 Governor George Deukmejian Courthouse | 19-Y5-D3044-125-PHW04 | Boiler circulating pump #4 Room 0485 | DNA | DNA | DNA | OM00038102 | Y5-BCP04 | NB - Boiler circulating pump #4 Room 0485 - [Y5-BCP04] | NA | NA | NA | DNA | DNA | DNA | DNA | DNA | NA | NA | \Classifications\Building System Class\D30-HVAC Systems\D3040 - Distribution SYS\Hot Water Pump - PHW | 1018515
19-Y5 | 19-Y5 Governor George Deukmejian Courthouse | 19-Y5-D3044-125-PHW05 | Hot Water Pump Boiler Room O485 | DNA | DNA | DNA | OM00038098 | Y5-HWP01 | NB - Boiler Room O485 - [Y5-HWP01] | NA | NA | NA | DNA | DNA | DNA | DNA | DNA | NA | NA | \Classifications\Building System Class\D30-HVAC Systems\D3040 - Distribution SYS\Hot Water Pump - PHW | 1018516
19-Y5 | 19-Y5 Governor George Deukmejian Courthouse | 19-Y5-D3044-125-PHW06 | Hot Water Pump Boiler Room O485 | DNA | DNA | DNA | OM00038097 | Y5-HWP02 | NB - Boiler Room O485 - [Y5-HWP02] | NA | NA | NA | DNA | DNA | DNA | DNA | DNA | NA | NA | \Classifications\Building System Class\D30-HVAC Systems\D3040 - Distribution SYS\Hot Water Pump - PHW | 1018517
19-Y5 | 19-Y5 Governor George Deukmejian Courthouse | 19-Y5-D2023-310-WBS02 | Booster Pump #2 | DNA | DNA | DNA | OM00038406 | Y5-BP02 | SB, Room #0150, Booster Pump 2 - [Y5-BP02] | NA | NA | NA | DNA | DNA | DNA | DNA | DNA | NA | NA | \Classifications\Building System Class\D20-Plumbing\D2020 - Domestic Water\Domestic Water Booster System - WBS | 1018519
19-Y5 | 19-Y5 Governor George Deukmejian Courthouse | 19-Y5-D3042-220-EFN27 | Exhaust fan Main Electrical Room |  |  |  | OM00038112 | Y5-EF/B-09 | NROOF - Exhaust fan Main Electrical Room - [Y5-EF/B-09] | DNA | NA | NA | NA | DNA | DNA | DNA | DNA | NA | NA | \Classifications\Building System Class\D30-HVAC Systems\D3040 - Distribution SYS\Supply/Exhaust/Return fans- FAN | 1018520
19-Y5 | 19-Y5 Governor George Deukmejian Courthouse | 19-Y5-D5022-250-INT02 | Lighting South Bldg | DNA | Multiple | Multiple | OM00038397 | Y5-LTG902 | S1 - Lighting South Bldg - [Y5-LTG902] | NA | NA | NA | NA | DNA | DNA | DNA | DNA | NA | NA | \Classifications\Building System Class\D50-Electrical SYS\D5020 - Lighting & Branch Wiring\Interior Lighting - INT | 1018521
19-Y5 | 19-Y5 Governor George Deukmejian Courthouse | 19-Y5-D3040-120-FCU02 | Fan Coil Unit Chiller Room 0276 | DNA | DNA | DNA | OM00038109 | Y5-FCU/B-1A | SB - Chiller Room 0276 - [Y5-FCU/B-1A] | NA | NA | NA | NA | DNA | DNA | DNA | DNA | NA | NA | \Classifications\Building System Class\D30-HVAC Systems\D3040 - Distribution SYS\Fan Coil Unit - FCU | 1018523
19-Y5 | 19-Y5 Governor George Deukmejian Courthouse | 19-Y5-D5092-100-UPS01 | UPS system rm 0449 |  |  |  | OM00038110 | Y5-UPS01 | SB - UPS system rm 0449 - [Y5-UPS01] | NA | NA | NA | DNA | DNA | DNA | Electric and lead-sulfuric acid | DNA | NA | NA | \Classifications\Building System Class\D50-Electrical SYS\D5090 - Elec SYS\Uninterruptible Power System - UPS | 1018525
19-Y5 | 19-Y5 Governor George Deukmejian Courthouse | 19-Y5-D3040-120-FCU04 | Fan Coil Unit -Basement Electrical Rooms 0667/0121 | MULTIAQUA | DNA | MHWW-36-H1 | OM00038122 | Y5-FCU/E-2 | SB - Basement Electrical Rooms 0667/0121 - [Y5-FCU/E-2] | NA | NA | NA | NA | DNA | DNA | DNA | DNA | NA | NA | \Classifications\Building System Class\D30-HVAC Systems\D3040 - Distribution SYS\Fan Coil Unit - FCU | 1018522
19-Y5 | 19-Y5 Governor George Deukmejian Courthouse | 19-Y5-D3040-120-FCU03 | Fan Coil Unit, Chiller Room 0276 | DNA | DNA | DNA | OM00038108 | Y5-FCU/B-1B | SB - Chiller Room 0276 - [Y5-FCU/B-1B] | NA | NA | NA | NA | DNA | DNA | DNA | DNA | NA | NA | \Classifications\Building System Class\D30-HVAC Systems\D3040 - Distribution SYS\Fan Coil Unit - FCU | 1018524
19-Y5 | 19-Y5 Governor George Deukmejian Courthouse | 19-Y5-D3042-220-EFN19 | Exhaust fan Basement Holding Area EFN19 |  |  |  | OM00038119 | Y5-EF/B-01 | SROOF - Exhaust fan Basement Holding Area - [Y5-EF/B-01] TAG:OM00038119 | NA | NA | NA | NA | DNA | DNA | DNA | DNA | NA | NA | \Classifications\Building System Class\D30-HVAC Systems\D3040 - Distribution SYS\Supply/Exhaust/Return fans- FAN | 1018526
19-Y5 | 19-Y5 Governor George Deukmejian Courthouse | 19-Y5-D3042-220-EFN20 | Exhaust fan Basement JV Holding Area | DNA | DNA | DNA | OM00038118 | Y5-EF/B-02 | SROOF - Exhaust fan Basement JV Holding Area - [Y5-EF/B-02] - TAG:OM00038118 | NA | NA | NA | DNA | DNA | DNA | DNA | DNA | NA | NA | \Classifications\Building System Class\D30-HVAC Systems\D3040 - Distribution SYS\Supply/Exhaust/Return fans- FAN | 1018527
19-Y5 | 19-Y5 Governor George Deukmejian Courthouse | 19-Y5-D3042-220-EFN22 | Exhaust fan Chiller Room 0276 | DNA | DNA | DNA | OM00038116 | Y5-EF/B-04 | SROOF - Exhaust fan Chiller Room 0276 - [Y5-EF/B-04] | NA | NA | NA | DNA | DNA | DNA | DNA | DNA | NA | NA | \Classifications\Building System Class\D30-HVAC Systems\D3040 - Distribution SYS\Supply/Exhaust/Return fans- FAN | 1018530
19-Y5 | 19-Y5 Governor George Deukmejian Courthouse | 19-Y5-D3042-220-EFN29 | Exhaust fan Booster Pump Room 0179 | DNA | DNA | DNA | OM00038123 | Y5-EF/B-11 | SROOF - Exhaust fan Booster Pump Room 0179 - [Y5-EF/B-11] | NA | NA | NA | DNA | DNA | DNA | DNA | DNA | NA | NA | \Classifications\Building System Class\D30-HVAC Systems\D3040 - Distribution SYS\Supply/Exhaust/Return fans- FAN | 1018528
19-Y5 | 19-Y5 Governor George Deukmejian Courthouse | 19-Y5-D3042-220-EFN28 | Exhaust fan BSMT MPOE Room 0285 | DNA | DNA | DNA | OM00038124 | Y5-EF/B-10 | SROOF - Exhaust fan BSMT MPOE Room 0285 - [Y5-EF/B-10] | NA | NA | NA | DNA | DNA | DNA | DNA | DNA | NA | NA | \Classifications\Building System Class\D30-HVAC Systems\D3040 - Distribution SYS\Supply/Exhaust/Return fans- FAN | 1018529
19-Y5 | 19-Y5 Governor George Deukmejian Courthouse | 19-Y5-D3042-220-EFN26 | Exhaust fan Emergency Electrical Room | DNA | DNA | DNA | OM00038115 | Y5-EF/B-08 | SROOF - Exhaust fan Emergency Electrical Room - [Y5-EF/B-08] | NA | NA | NA | DNA | DNA | DNA | DNA | DNA | NA | NA | \Classifications\Building System Class\D30-HVAC Systems\D3040 - Distribution SYS\Supply/Exhaust/Return fans- FAN | 1018531
19-Y5 | 19-Y5 Governor George Deukmejian Courthouse | 19-Y5-D3042-220-EFN24 | Exhaust fan Fire Pump Room 0270 | DNA | DNA | DNA | OM00038114 | Y5-EF/B-06 | SROOF - Exhaust fan Fire Pump Room 0270 - [Y5-EF/B-06] | NA | NA | NA | DNA | DNA | DNA | DNA | DNA | NA | NA | \Classifications\Building System Class\D30-HVAC Systems\D3040 - Distribution SYS\Supply/Exhaust/Return fans- FAN | 1018532
19-Y5 | 19-Y5 Governor George Deukmejian Courthouse | 19-Y5-D3042-220-EFN21 | Exhaust fan Garage Sally Port | DNA | DNA | DNA | OM00038117 | Y5-EF/B-03 | SROOF - Exhaust fan Garage Sally Port - [Y5-EF/B-03] | NA | NA | NA | DNA | DNA | DNA | DNA | DNA | NA | NA | \Classifications\Building System Class\D30-HVAC Systems\D3040 - Distribution SYS\Supply/Exhaust/Return fans- FAN | 1018533
19-Y5 | 19-Y5 Governor George Deukmejian Courthouse | 19-Y5-D3042-220-EFN30 | Exhaust fan UPS Room 0449 | DNA | DNA | DNA | OM00038111 | Y5-EF/B-12 | SROOF - Exhaust fan UPS Room 0449 - [Y5-EF/B-12] | NA | NA | NA | DNA | DNA | DNA | DNA | DNA | NA | NA | \Classifications\Building System Class\D30-HVAC Systems\D3040 - Distribution SYS\Supply/Exhaust/Return fans- FAN | 1018535
19-Y5 | 19-Y5 Governor George Deukmejian Courthouse | 19-Y5-D3042-220-EFN23 | Exhaust fan Sump Pump Room 0176 | DNA |  | DNA | OM00038113 | Y5-EF/B-05 | SROOF - Exhaust fan Sump Pump Room 0176 - [Y5-EF/B-05] | NA | NA | NA | DNA | DNA | DNA | DNA | DNA | NA | NA | \Classifications\Building System Class\D30-HVAC Systems\D3040 - Distribution SYS\Supply/Exhaust/Return fans- FAN | 1018534
19-Y5 | 19-Y5 Governor George Deukmejian Courthouse | 19-Y5-D5022-250-INT03 | Lighting West Bldg | DNA | Multiple | Multiple | OM00038398 | Y5-LTG903 | W1 - Lighting West Bldg - [Y5-LTG903] | NA | NA | NA | DNA | DNA | DNA | DNA | DNA | NA | NA | \Classifications\Building System Class\D50-Electrical SYS\D5020 - Lighting & Branch Wiring\Interior Lighting - INT | 1018538
19-Y5 | 19-Y5 Governor George Deukmejian Courthouse | 19-Y5-D3042-220-EFN25 | Exhaust fan 3rd Floor Penthouse | DNA | DNA | DNA | OM00038126 | Y5-EF/B-07 | WEST 3RD FLOOR - PENTHOUSE 8 - [Y5-EF/B-07], TAG: OM00038126 | NA | NA | NA | DNA | DNA | DNA | DNA | DNA | NA | NA | \Classifications\Building System Class\D30-HVAC Systems\D3040 - Distribution SYS\Supply/Exhaust/Return fans- FAN | 1018539
19-Y5 | 19-Y5 Governor George Deukmejian Courthouse | 19-Y5-D3042-220-EFN31 | Exhaust fan 3rd Floor Penthouse | DNA | DNA | DNA | OM00038125 | Y5-EF/B-13 | WPH - Exhaust fan 3rd Floor Penthouse - [Y5-EF/B-13] | NA | NA | NA | DNA | DNA | DNA | DNA | DNA | NA | NA | \Classifications\Building System Class\D30-HVAC Systems\D3040 - Distribution SYS\Supply/Exhaust/Return fans- FAN | 1018540
19-Y5 | 19-Y5 Governor George Deukmejian Courthouse | 19-Y5-D3031-100-PCH10 | Heat recovery pump #1 Chiller Room 0276 | DNA | DNA | DNA | OM00038106 | Y5-HRP01 | SB - Heat recovery pump #1 Chiller Room 0276 - [Y5-HRP01] | NA | NA | NA | DNA | DNA | DNA | DNA | DNA | NA | NA | \Classifications\Building System Class\D30-HVAC Systems\D3030 - Cooling SYS\Chilled Water Pump - PCH | 1018542
19-Y5 | 19-Y5 Governor George Deukmejian Courthouse | 19-Y5-D3031-100-PCH11 | Heat recovery pump #2 Chiller Room 0276 | DNA | DNA | DNA | OM00038107 | Y5-HRP02 | SB - Heat recovery pump #2 Chiller Room 0276 - [Y5-HRP02] | NA | NA | NA | DNA | DNA | DNA | DNA | DNA | NA | NA | \Classifications\Building System Class\D30-HVAC Systems\D3030 - Cooling SYS\Chilled Water Pump - PCH | 1018543
19-Y5 | 19-Y5 Governor George Deukmejian Courthouse | 19-Y5-D3042-100-CDX01 | Carbon Monoxide monitoring system, | JOHNSON CONTROLS, INC. | 12112C000219 | DGC05-48-04 | OM00038234 | Y5-COMON | SB - Carbon Monoxide monitoring system - [Y5-COMON]-ASSET TAG: 00038234, SN: 12112C00219, MODEL: DGC05-48-04 | NA | NA | NA | NA | NA | NA | NA | NA | NA | NA | \Classifications\Building System Class\D30-HVAC Systems\D3040 - Distribution SYS\Carbon Monoxide Detector - CDX | 1018544
19-Y5 | 19-Y5 Governor George Deukmejian Courthouse | 19-Y5-D2090-100-PKF02 | Flogard Perk Flt - 3rd St & Main | DNA | DNA | DNA | OM00038335 | Y5-FGPF02 | EXTERIOR - Flogard Perk Flt - 3rd St & Main - [Y5-FGPF02] Tag:OM00038335 | NA | NA | NA | NA | NA | NA | NA | NA | NA | NA | \Classifications\Building System Class\D20-Plumbing\D2090 - Other Plumbing SYS\Perk Filter - PKF | 1018545
19-Y5 | 19-Y5 Governor George Deukmejian Courthouse | 19-Y5-D2090-100-PKF04 | Flogard Perk Flt - Broadway & Main | DNA | DNA | DNA | OM00038410 | Y5-FGPF04 | EXTERIOR - Flogard Perk Flt - Broadway & Main - [Y5-FGPF04] - Tag:OM00038410 | [10 empty] | \Classifications\Building System Class\D20-Plumbing\D2090 - Other Plumbing SYS\Perk Filter - PKF | 1018546
19-Y5 | 19-Y5 Governor George Deukmejian Courthouse | 19-Y5-D2090-100-PKF05 | Flogard Perk Flt - Broadway & WTC | DNA | DNA | DNA | OM00038411 | Y5-FGPF05 | EXTERIOR - Flogard Perk Flt - Broadway & WTC - [Y5-FGPF05] TagOM00038411 | NA | NA | NA | NA | NA | NA | NA | NA | NA | NA | \Classifications\Building System Class\D20-Plumbing\D2090 - Other Plumbing SYS\Perk Filter - PKF | 1018549
19-Y5 | 19-Y5 Governor George Deukmejian Courthouse | 19-Y5-D2090-100-PKF01 | Flogard Perk Flt - Loading Dock entrance | DNA | DNA | DNA | OM00038333 | Y5-FGPF01 | EXTERIOR - Flogard Perk Flt - Loading Dock entrance - [Y5-FGPF01] Tag:OM00038333 | NA | NA | NA | NA | NA | NA | NA | NA | NA | NA | \Classifications\Building System Class\D20-Plumbing\D2090 - Other Plumbing SYS\Perk Filter - PKF | 1018550
19-Y5 | 19-Y5 Governor George Deukmejian Courthouse | 19-Y5-D2090-100-PKF06 | Flogard Perk Flt - Magnolia & Broadway | DNA | DNA | DNA | OM00038412 | Y5-FGPF06 | EXTERIOR - Flogard Perk Flt - Magnolia & Broadway - [Y5-FGPF06] Tag:OM00038412 | NA | NA | NA | NA | NA | NA | NA | NA | NA | NA | \Classifications\Building System Class\D20-Plumbing\D2090 - Other Plumbing SYS\Perk Filter - PKF | 1018551
19-Y5 | 19-Y5 Governor George Deukmejian Courthouse | 19-Y5-D2090-100-PKF03 | Flogard Perk Flt - Main & 3rd St | DNA | DNA | DNA | OM00038409 | Y5-FGPF03 | EXTERIOR - Flogard Perk Flt - Main & 3rd St - [Y5-FGPF03] Tag:OM00038409 | NA | NA | NA | NA | NA | NA | NA | NA | NA | NA | \Classifications\Building System Class\D20-Plumbing\D2090 - Other Plumbing SYS\Perk Filter - PKF | 1018552
19-Y5 | 19-Y5 Governor George Deukmejian Courthouse | 19-Y5-B2020-100-WND01 | Exterior Windows | NA | NA | NA | OM00038332 | Y5-WIN | EXTERIOR - Exterior Windows - [Y5-WIN] | NA | NA | NA | NA | NA | NA | NA | NA | NA | NA | \Classifications\Building System Class\B20-General Building Exterior\B2020 - Exterior Windows\Exterior Windows - WND | 1018564
19-Y5 | 19-Y5 Governor George Deukmejian Courthouse | 19-Y5-E1033-200-DKG01 | Loading dock gate DKG01 | HY Security | 132910-1321-883 | 222 X1 ST | OM00038388 | Y5-DGATE01 | N1 - Loading dock gate - [Y5-DGATE01] SN: 132910-1321-883, MODEL: 222 X1 ST, MFG: HY Security, Tag:OM00038388 | NA | NA | NA | NA | 208/230/460 | 60 | NA | 3 | NA | NA | \Classifications\Building System Class\E10-Equipment\E1030 - Vehicular Equipment\Loading Dock Gate - DKG | 1018565
19-Y5 | 19-Y5 Governor George Deukmejian Courthouse | 19-Y5-D5090-100-VFD02 | VARIABLE FREQUENCY DRIVE, SF/4-1, SROOF VFD02 | JCI | 2121802515 | AYK550-UH-02A-4+K465 | OM00038278 | Y5-VFD-SF/4-1 | NB - Variable Freq Drives - [Y5-VFD-SF/4-1] TAG: 00038278, SN: 2121802515 | NA | NA | NA | NA | NA | NA | NA | NA | NA | NA | \Classifications\Building System Class\D50-Electrical SYS\D5090 - Elec SYS\Variable Frequency Drive - VFD | 1018567
19-Y5 | 19-Y5 Governor George Deukmejian Courthouse | 19-Y5-D5090-100-VFD01 | Variable Freq Drives VFD01 | ABB | 2122200375 | ACH550-BCR-08A8-4+B058 | OM00038277 | Y5-VFD-EF/4-2 | N4 - Variable Freq Drives rms 4288,4388 - [Y5-VFD-EF/4-2] TAG:OM00038277 SN:2122200375 | NA | NA | NA | NA | NA | NA | NA | NA | NA | NA | \Classifications\Building System Class\D50-Electrical SYS\D5090 - Elec SYS\Variable Frequency Drive - VFD | 1018566
19-Y5 | 19-Y5 Governor George Deukmejian Courthouse | 19-Y5-D3045-120-SDX16 | Fan Coil, Basement Elevator Machine Room 0066 SDX16 | DNA | DNA | DNA | OM00038394 | Y5-SDX/EL02A | NROOF - SDX - Basement Elevator Machine Room 0066 - [Y5-SDX/EL02A] - TAG:OM00038394 | NA | NA | NA | NA | DNA | DNA | DNA | DNA | NA | NA | \Classifications\Building System Class\D30-HVAC Systems\D3040 - Distribution SYS\SDX Fan Coil - SDX | 1018568
19-Y5 | 19-Y5 Governor George Deukmejian Courthouse | 19-Y5-D3042-220-EFN35 | Exhaust fan 1st floor EFN35 | GREENHECK | 12824466 | CSP-A1410 | OM00038215 | Y5-EF/E04 | S1, EXHAUST FAN 1ST FLOOR ELEC RM, ROOM 1267, ASSET TAG: 00038215, SN: 12824466, [Y5-EF/E04] | NA | NA | NA | NA | 115 | 7.8 | DNA | DNA | NA | NA | \Classifications\Building System Class\D30-HVAC Systems\D3040 - Distribution SYS\Supply/Exhaust/Return fans- FAN | 1018570
19-Y5 | 19-Y5 Governor George Deukmejian Courthouse | 19-Y5-D3042-220-EFN37 | Exhaust fan 2nd floor EFN37 | GREENHECK | 12824468 | CSP-A1410 | OM00038218 | Y5-EF/E06 | S2, EXHAUST FAN 2ND FLOOR ELEC RM, ROOM 2267, TAG: 00038218, SN: 12824468, [Y5-EF/E06] | NA | NA | NA | NA | 115 | 7.8 | NA | DNA | NA | NA | \Classifications\Building System Class\D30-HVAC Systems\D3040 - Distribution SYS\Supply/Exhaust/Return fans- FAN | 1018572
19-Y5 | 19-Y5 Governor George Deukmejian Courthouse | 19-Y5-D3042-220-EFN39 | Exhaust fan 3rd floor | GREENHECK | 12824470 | CSP-A1410 | OM00038220 | Y5-EF/E08 | S3, EXHAUST FAN 3RD FLOOR ELEC RM, ROOM 3667, ASSET TAG: 00038220, SN: 12824470, [Y5-EF/E08] | NA | NA | NA | NA | 115 | 7.8 | DNA | DNA | NA | NA | \Classifications\Building System Class\D30-HVAC Systems\D3040 - Distribution SYS\Supply/Exhaust/Return fans- FAN | 1018574
19-Y5 | 19-Y5 Governor George Deukmejian Courthouse | 19-Y5-D3042-220-EFN34 | Exhaust fan 1st floor EFN34 | GREENHECK | 12824465 | CSP-A1410 | OM00038216 | Y5-EF/E03 | S1, EXHAUST FAN 1ST FLOOR ELEC RM ROOM 1667, ASSET TAG: 00038216, SN: 12824465, [Y5-EF/E03] | NA | NA | NA | DNA | 115 | 7.8 | DNA | DNA | NA | NA | \Classifications\Building System Class\D30-HVAC Systems\D3040 - Distribution SYS\Supply/Exhaust/Return fans- FAN | 1018569
19-Y5 | 19-Y5 Governor George Deukmejian Courthouse | 19-Y5-D3042-220-EFN36 | Exhaust fan 2nd floor EFN36 | GREENHECK | 12824467 | CSP-A1410 | OM00038217 | Y5-EF/E05 | S2, EXHAUST FAN 2ND FLOOR ELEC RM, ROOM 2667, TAG: 00038217, SN: 12824467, [Y5-EF/E05] | NA | NA | NA | NA | 115 | 7.8 | DNA | DNA | NA | NA | \Classifications\Building System Class\D30-HVAC Systems\D3040 - Distribution SYS\Supply/Exhaust/Return fans- FAN | 1018571
19-Y5 | 19-Y5 Governor George Deukmejian Courthouse | 19-Y5-D3042-220-EFN38 | Exhaust fan 2nd floor, Room 238 - EFN38 | GREENHECK | 12824469 | CSP-A1410 | OM00038226 | Y5-EF/E07 | N2, EXHAUST FAN 2ND FLOOR ELEC RM, ROOM 2387, TAG: 00038226, SN: 12824469, [Y5-EF/E07] | DNA |  | NA |  | 115 | 7.8 | Electric | DNA |  |  | \Classifications\Building System Class\D30-HVAC Systems\D3040 - Distribution SYS\Supply/Exhaust/Return fans- FAN | 1018573
19-Y5 | 19-Y5 Governor George Deukmejian Courthouse | 19-Y5-D3042-220-EFN40 | Exhaust fan 3rd floor EFN40 | GREENHECK | 12824471 | CSP-A1410 | OM00038219 | Y5-EF/E09 | S3, EXHAUST FAN 3RD FLOOR ELEC RM, ROOM 3267, TAG: 00038219, SN: 12824461, [Y5-EF/E09] | NA | NA | NA | NA | 115 | 7.8 | DNA | DNA | NA | NA | \Classifications\Building System Class\D30-HVAC Systems\D3040 - Distribution SYS\Supply/Exhaust/Return fans- FAN | 1018575
19-Y5 | 19-Y5 Governor George Deukmejian Courthouse | 19-Y5-D3042-220-EFN41 | Exhaust fan 3rd floor EFN41 | GREENHECK | 12824464 | CSP-A1410 | OM00038225 | Y5-EF/E10 | N3, EXHAUST FAN 3RD FLOOR ELEC RM, ROOM 3387, TAG: 00038225, SN: 12824464, [Y5-EF/E10] | NA | NA | NA | NA | 115 | 7.8 | DNA | DNA | NA | NA | \Classifications\Building System Class\D30-HVAC Systems\D3040 - Distribution SYS\Supply/Exhaust/Return fans- FAN | 1018576
19-Y5 | 19-Y5 Governor George Deukmejian Courthouse | 19-Y5-D3042-220-EFN43 | Exhaust fan 4th floor EFN43 | GREENHECK | 12824474 | CSP-A1410 | OM00038222 | Y5-EF/E12 | S4, EXHAUST FAN 4TH FLOOR ELEC RM, ROOM 4267, ASSET TAG: 00038222, SN: 12824474, [Y5-EF/E12] | NA | NA | NA | NA | 115 | 7.8 | DNA | DNA | NA | NA | \Classifications\Building System Class\D30-HVAC Systems\D3040 - Distribution SYS\Supply/Exhaust/Return fans- FAN | 1018578
19-Y5 | 19-Y5 Governor George Deukmejian Courthouse | 19-Y5-D3042-220-EFN42 | Exhaust fan 4th Floor EFN42 | GREENHECK | 12824463 | CSP-A1410 | OM00038221 | Y5-EF/E11 | S4, EXHAUST FAN 4TH FLOOR ELEC RM, ROOM 4667, TAG: 00038221, SN: 12824463, [Y5-EF/E11] | NA | NA | NA | NA | 115 | 7.8 | DNA | DNA | NA | NA | \Classifications\Building System Class\D30-HVAC Systems\D3040 - Distribution SYS\Supply/Exhaust/Return fans- FAN | 1018577
19-Y5 | 19-Y5 Governor George Deukmejian Courthouse | 19-Y5-D3041-170-SPF08 | Stairwell pressuration fan Atrium roof | GREENHECK | 12834055 1205 | AX1034000622HTUL | OM00038252 | Y5-SPF/06-08 | SROOF - Stairwell pressuration fan Atrium roof - [Y5-SPF/06-08] - ASSET TAG: 00038252, SN: 128340551205, MODEL:AX1064000622HTUL, MFG: GREENHECK | [10 empty] | \Classifications\Building System Class\D30-HVAC Systems\D3040 - Distribution SYS\Stairwell Pressurization Fan - SPF | 1018579
19-Y5 | 19-Y5 Governor George Deukmejian Courthouse | 19-Y5-D5090-100-VFD03 | VARIABLE FREQUENCY DRIVE, SF/4-2, SROOF, PENTHOUSE 4, ROOM 6201 VFD03 | JCI | 2121802536 | AYK550-UH-03A-4+K465 | OM00038279 | Y5-VFD-SF/4-2 | PENTHOUSE 4, ROOM 6201, VARIABLE FREQUENCY DRIVE, [Y5-VFD-SF/4-2]- TAG: 00038279, SN: 2121802536 | NA | NA | NA | NA | DNA | DNA | DNA | DNA | NA | NA | \Classifications\Building System Class\D50-Electrical SYS\D5090 - Elec SYS\Variable Frequency Drive - VFD | 1018580
19-Y5 | 19-Y5 Governor George Deukmejian Courthouse | 19-Y5-E1026-100-DLK02 | Detention Hardware & Locks South Flr 1 | DNA | DNA | DNA | OM00038414 | Y5-DET902 | S1 - Detention Hardware & Locks South Flr 1 - [Y5-DET902] | NA | NA | NA | NA | NA | NA | NA | NA | NA | NA | \Classifications\Building System Class\E10-Equipment\E1020 - Institutional Equipment\Detention Hardware and Locks - DLK | 1018581
19-Y5 | 19-Y5 Governor George Deukmejian Courthouse | 19-Y5-D3040-120-FCU09 | Fan Coil - First Floor IT Room | MULTIAQUA | CFFWJ1200027 | CFFWA-20-01-U | OM00038137 | Y5-FCU03C | S1 - First Floor IT Room - [Y5-FCU03C] | NA | NA | NA | NA | DNA | DNA | DNA | DNA | NA | NA | \Classifications\Building System Class\D30-HVAC Systems\D3040 - Distribution SYS\Fan Coil Unit - FCU | 1018583
19-Y5 | 19-Y5 Governor George Deukmejian Courthouse | 19-Y5-D3040-120-FCU14 | Fan Coil Unit, First Floor IT Room | MULTIAQUA | CFFW126200110 | CFFWA-20-01-U | OM00038138 | Y5-FCU03A | S1 - First Fllor IT Room - [Y5-FCU03A] | NA | NA | NA | NA | NA | NA | NA | NA | NA | NA | \Classifications\Building System Class\D30-HVAC Systems\D3040 - Distribution SYS\Fan Coil Unit - FCU | 1018582
19-Y5 | 19-Y5 Governor George Deukmejian Courthouse | 19-Y5-D3040-120-FCU10 | Fan Coil Unit - First Floor IT Room | MULTIAQUA | CFFW12B200018 | CFFWA-20-01-U | OM00038139 | Y5-FCU03B | S1 - First Floor IT Room - [Y5-FCU03B] | NA | NA | NA | NA | DNA | DNA | DNA | DNA | NA | NA | \Classifications\Building System Class\D30-HVAC Systems\D3040 - Distribution SYS\Fan Coil Unit - FCU | 1018584
19-Y5 | 19-Y5 Governor George Deukmejian Courthouse | 19-Y5-D3040-120-FCU11 | Fan Coil Unit- First Floor IT Room FCU11 | MULTIAQUA | CFFW12B200017 | CFFWA-20-01-U | OM00038134 | Y5-FCU04C | S1 - First Floor IT Room - [Y5-FCU04C] - TAG: 00038134, SN:CFFW12B200017 | [10 empty] | \Classifications\Building System Class\D30-HVAC Systems\D3040 - Distribution SYS\Fan Coil Unit - FCU | 1018585
19-Y5 | 19-Y5 Governor George Deukmejian Courthouse | 19-Y5-D3040-120-FCU12 | Fan Coil Unit -First Floor IT Room | MULTIAQUA | CFW11J200026 | CFFWA-20-01-U | OM00038135 | Y5-FCU04A | S1 - First Floor IT Room - [Y5-FCU04A] | NA | NA | NA | NA | DNA | DNA | DNA | DNA | NA | NA | \Classifications\Building System Class\D30-HVAC Systems\D3040 - Distribution SYS\Fan Coil Unit - FCU | 1018586
19-Y5 | 19-Y5 Governor George Deukmejian Courthouse | 19-Y5-D3040-120-FCU13 | Fan Coil Unit - First Floor IT Room | MULTIAQUA | CFFW11J200051 | CFFWA-20-01-U | OM00038136 | Y5-FCU04B | S1 - First Floor IT Room - [Y5-FCU04B] | NA | NA | NA | NA | DNA | DNA | DNA | DNA | NA | NA | \Classifications\Building System Class\D30-HVAC Systems\D3040 - Distribution SYS\Fan Coil Unit - FCU | 1018588
19-Y5 | 19-Y5 Governor George Deukmejian Courthouse | 19-Y5-D3040-120-FCU15 | Fan Coil Unit, Second Floor IT Room | MULTIAQUA | CFFW11J200029 | CFFWA-20-01-U | OM00038140 | Y5-FCU06A | S2 - Second Floor IT Room - [Y5-FCU06A] | NA | NA | NA | NA | DNA | DNA | DNA | DNA | NA | NA | \Classifications\Building System Class\D30-HVAC Systems\D3040 - Distribution SYS\Fan Coil Unit - FCU | 1018605
19-Y5 | 19-Y5 Governor George Deukmejian Courthouse | 19-Y5-D3040-120-FCU16 | Fan Coil Unit -Second Floor IT Room | MULTIAQUA | CFFW11J200033 | CFFWA-20-01-U | OM00038141 | Y5-FCU06B | S2 - Second Floor IT Room - [Y5-FCU06B] | NA | NA | NA | NA | DNA | DNA | DNA | DNA | NA | NA | \Classifications\Building System Class\D30-HVAC Systems\D3040 - Distribution SYS\Fan Coil Unit - FCU | 1018606
19-Y5 | 19-Y5 Governor George Deukmejian Courthouse | 19-Y5-D3040-120-FCU17 | Fan Coil Unit - Second Floor IT Room | MULTIAQUA | CFFW11J200031 | CFFWA-20-01-U | OM00038142 | Y5-FCU06C | S2 - Second Floor IT Room - [Y5-FCU06C] | NA | NA | NA | NA | DNA | DNA | DNA | DNA | NA | NA | \Classifications\Building System Class\D30-HVAC Systems\D3040 - Distribution SYS\Fan Coil Unit - FCU | 1018607
19-Y5 | 19-Y5 Governor George Deukmejian Courthouse | 19-Y5-D3040-120-FCU18 | Second Floor IT Room | MULTIAQUA | CFFW11J200035 | CFFWA-20-01-U | OM00038143 | Y5-FCU07A | S2 - Second Floor IT Room - [Y5-FCU07A] | NA | NA | NA | NA | DNA | DNA | DNA | DNA | NA | NA | \Classifications\Building System Class\D30-HVAC Systems\D3040 - Distribution SYS\Fan Coil Unit - FCU | 1018608
19-Y5 | 19-Y5 Governor George Deukmejian Courthouse | 19-Y5-D3040-120-FCU19 | Fan Coil Unit - Second Floor IT Room | MULTIAQUA | CFFW11J200032 | CFFWA-20-01-U | OM00038144 | Y5-FCU07B | S2 - Second Floor IT Room - [Y5-FCU07B] | NA | NA | NA | NA | DNA | DNA | DNA | DNA | NA | NA | \Classifications\Building System Class\D30-HVAC Systems\D3040 - Distribution SYS\Fan Coil Unit - FCU | 1018609
19-Y5 | 19-Y5 Governor George Deukmejian Courthouse | 19-Y5-D3040-120-FCU21 | Fan Coil Unit - Third Floor IT Room | MULTIAQUA | CFFW11J200038 | CFFWA-20-01-U | OM00038146 | Y5-FCU09A | S3 - Third Floor IT Room - [Y5-FCU09A] | NA | NA | NA | NA | DNA | DNA | DNA | DNA | NA | NA | \Classifications\Building System Class\D30-HVAC Systems\D3040 - Distribution SYS\Fan Coil Unit - FCU | 1018611
19-Y5 | 19-Y5 Governor George Deukmejian Courthouse | 19-Y5-D3040-120-FCU20 | Fan Coil Unit - Second Floor IT Room | MULTIAQUA | CFFW11J200034 | CFFWA-20-01-U | OM00038145 | Y5-FCU07C | S2 - Second Floor IT Room - [Y5-FCU07C] | NA | NA | NA | NA | DNA | DNA | DNA | DNA | NA | NA | \Classifications\Building System Class\D30-HVAC Systems\D3040 - Distribution SYS\Fan Coil Unit - FCU | 1018610
19-Y5 | 19-Y5 Governor George Deukmejian Courthouse | 19-Y5-D3040-120-FCU22 | Fan Coil Unit - Third Floor IT Room | MULTIAQUA | CFFW11J200042 | CFFWA-20-01-U | OM00038147 | Y5-FCU09B | S3 - Third Floor IT Room - [Y5-FCU09B] | NA | NA | NA | NA | DNA | DNA | DNA | DNA | NA | NA | \Classifications\Building System Class\D30-HVAC Systems\D3040 - Distribution SYS\Fan Coil Unit - FCU | 1018612
19-Y5 | 19-Y5 Governor George Deukmejian Courthouse | 19-Y5-D3040-120-FCU25 | Fan Coil Unit - Third Floor IT Room FCU25 | MULTIAQUA | CFFW11J200021 | CFFWA-20-01-U | OM00038157 | Y5-FCU10B | S3 - Third Floor IT Room - [Y5-FCU10B] | [10 empty] | \Classifications\Building System Class\D30-HVAC Systems\D3040 - Distribution SYS\Fan Coil Unit - FCU | 1018615
19-Y5 | 19-Y5 Governor George Deukmejian Courthouse | 19-Y5-D3040-120-FCU23 | Fan Coil Unit - Third Floor IT Room | MULTIAQUA | CFFW11J200039 | CFFWA-20-01-U | OM00038148 | Y5-FCU09C | S3 - Third Floor IT Room - [Y5-FCU09C] | NA | NA | NA | NA | DNA | DNA | DNA | DNA | NA | NA | \Classifications\Building System Class\D30-HVAC Systems\D3040 - Distribution SYS\Fan Coil Unit - FCU | 1018613
19-Y5 | 19-Y5 Governor George Deukmejian Courthouse | 19-Y5-D3040-120-FCU24 | Fan Coil Unit - Third Floor IT Room | MULTIAQUA | CFFW11J200048 | CFFWA-20-01-U | OM00038158 | Y5-FCU10A | S3 - Third Floor IT Room - [Y5-FCU10A] | NA | NA | NA | NA | DNA | DNA | DNA | DNA | NA | NA | \Classifications\Building System Class\D30-HVAC Systems\D3040 - Distribution SYS\Fan Coil Unit - FCU | 1018614
19-Y5 | 19-Y5 Governor George Deukmejian Courthouse | 19-Y5-D3040-120-FCU27 | Fan Coil Unit - Fourth Floor IT Room | MULTIAQUA | CFFW11J200056 | CFFWA-20-01-U | OM00038170 | Y5-FCU12A | S4 - Fourth Floor IT Room - [Y5-FCU12A] | NA | NA | NA | NA | DNA | DNA | DNA | DNA | NA | NA | \Classifications\Building System Class\D30-HVAC Systems\D3040 - Distribution SYS\Fan Coil Unit - FCU | 1018617
19-Y5 | 19-Y5 Governor George Deukmejian Courthouse | 19-Y5-D3040-120-FCU26 | Fan Coil Unit - Third Floor IT Room | MULTIAQUA | CFFW11J200030 | CFFWA-20-01-U | OM00038159 | Y5-FCU10C | S3 - Third Floor IT Room - [Y5-FCU10C] | NA | NA | NA | NA | DNA | DNA | DNA | DNA | NA | NA | \Classifications\Building System Class\D30-HVAC Systems\D3040 - Distribution SYS\Fan Coil Unit - FCU | 1018616
19-Y5 | 19-Y5 Governor George Deukmejian Courthouse | 19-Y5-D3040-120-FCU28 | Fan Coil Unit - Fourth Floor IT Room | MULTIAQUA | CFFW11J200058 | CFFWA-20-01-U | OM00038163 | Y5-FCU12B | S4 - Fourth Floor IT Room - [Y5-FCU12B] | NA | NA | NA | NA | DNA | DNA | DNA | DNA | NA | NA | \Classifications\Building System Class\D30-HVAC Systems\D3040 - Distribution SYS\Fan Coil Unit - FCU | 1018618
19-Y5 | 19-Y5 Governor George Deukmejian Courthouse | 19-Y5-D3040-120-FCU29 | Fan Coil Unit - Fourth Floor IT Room | MULTIAQUA | CFFW11J200052 | CFFWA-20-01-U | OM00038171 | Y5-FCU12C | S4 - Fourth Floor IT Room - [Y5-FCU12C] | NA | NA | NA | NA | DNA | DNA | DNA | DNA | NA | NA | \Classifications\Building System Class\D30-HVAC Systems\D3040 - Distribution SYS\Fan Coil Unit - FCU | 1018619
19-Y5 | 19-Y5 Governor George Deukmejian Courthouse | 19-Y5-D3040-120-FCU30 | Fan Coil Unit - Fourth Floor IT Room | MULTIAQUA | CFFW11J200053 | CFFWA-20-01-U | OM00038161 | Y5-FCU13A | S4 - Fourth Floor IT Room - [Y5-FCU13A] | NA | NA | NA | NA | DNA | DNA | DNA | DNA | NA | NA | \Classifications\Building System Class\D30-HVAC Systems\D3040 - Distribution SYS\Fan Coil Unit - FCU | 1018620
19-Y5 | 19-Y5 Governor George Deukmejian Courthouse | 19-Y5-D3040-120-FCU31 | Fan Coil Unit - Fourth Floor IT Room | MULTIAQUA | CFFW11J200036 | CFFWA-20-01-U | OM00038160 | Y5-FCU13B | S4 - Fourth Floor IT Room - [Y5-FCU13B] | NA | NA | NA | NA | DNA | DNA | DNA | DNA | NA | NA | \Classifications\Building System Class\D30-HVAC Systems\D3040 - Distribution SYS\Fan Coil Unit - FCU | 1018621
19-Y5 | 19-Y5 Governor George Deukmejian Courthouse | 19-Y5-D3040-120-FCU32 | Fan Coil Unit - Fourth Floor IT Room | MULTIAQUA | CFFW11J200055 | CFFWA-20-01-U | OM00038162 | Y5-FCU13C | S4 - Fourth Floor IT Room - [Y5-FCU13C] | NA | NA | NA | NA | DNA | DNA | DNA | DNA | NA | NA | \Classifications\Building System Class\D30-HVAC Systems\D3040 - Distribution SYS\Fan Coil Unit - FCU | 1018622
19-Y5 | 19-Y5 Governor George Deukmejian Courthouse | 19-Y5-D3040-120-FCU33 | Fan Coil Unit - Fifth Floor IT Room | MULTIAQUA | CFFW11J200054 | CFFWA-20-01-U | OM00038167 | Y5-FCU15A | S5 - Fifth Floor IT Room - [Y5-FCU15A] | NA | NA | NA | NA | DNA | DNA | DNA | DNA | NA | NA | \Classifications\Building System Class\D30-HVAC Systems\D3040 - Distribution SYS\Fan Coil Unit - FCU | 1018623
19-Y5 | 19-Y5 Governor George Deukmejian Courthouse | 19-Y5-D3040-120-FCU35 | Fan Coil Unit -Fifth Floor IT Room | MULTIAQUA | CFFW11J200050 | CFFWA-20-01-U | OM00038169 | Y5-FCU15C | S5 - Fifth Floor IT Room - [Y5-FCU15C] | NA | NA | NA | NA | DNA | DNA | DNA | DNA | NA | NA | \Classifications\Building System Class\D30-HVAC Systems\D3040 - Distribution SYS\Fan Coil Unit - FCU | 1018625
19-Y5 | 19-Y5 Governor George Deukmejian Courthouse | 19-Y5-D3040-120-FCU34 | Fan Coil Unit - Fifth Floor IT Room | MULTIAQUA | CFFW11J200028 | CFFWA-20-01-U | OM00038168 | Y5-FCU15B | S5 - Fifth Floor IT Room - [Y5-FCU15B] | NA | NA | NA | NA | DNA | DNA | DNA | DNA | NA | NA | \Classifications\Building System Class\D30-HVAC Systems\D3040 - Distribution SYS\Fan Coil Unit - FCU | 1018624
19-Y5 | 19-Y5 Governor George Deukmejian Courthouse | 19-Y5-D3040-120-FCU36 | Fan Coil Unit - Fifth Floor IT Room | MULTIAQUA | CFFW11J200037 | CFFWA-20-01-U | OM00038164 | Y5-FCU16A | S5 - Fifth Floor IT Room - [Y5-FCU16A] | NA | NA | NA | NA | DNA | DNA | DNA | DNA | NA | NA | \Classifications\Building System Class\D30-HVAC Systems\D3040 - Distribution SYS\Fan Coil Unit - FCU | 1018626
19-Y5 | 19-Y5 Governor George Deukmejian Courthouse | 19-Y5-D3040-120-FCU37 | Fan Coil Unit - Fifth Floor IT Room | MULTIAQUA | CFFW11J200046 | CFFWA-20-01-U | OM00038165 | Y5-FCU16B | S5 - Fifth Floor IT Room - [Y5-FCU16B] | NA | NA | NA | NA | DNA | DNA | DNA | DNA | NA | NA | \Classifications\Building System Class\D30-HVAC Systems\D3040 - Distribution SYS\Fan Coil Unit - FCU | 1018627
19-Y5 | 19-Y5 Governor George Deukmejian Courthouse | 19-Y5-D3040-120-FCU38 | Fan Coil Unit - Fifth Floor IT Room | MULTIAQUA | CFFW11J200045 | CFFWA-20-01-U | OM00038166 | Y5-FCU16C | S5 - Fifth Floor IT Room - [Y5-FCU16C] | NA | NA | NA | NA | DNA | DNA | DNA | DNA | NA | NA | \Classifications\Building System Class\D30-HVAC Systems\D3040 - Distribution SYS\Fan Coil Unit - FCU | 1018628
19-Y5 | 19-Y5 Governor George Deukmejian Courthouse | 19-Y5-D3045-120-SDX01 | Fan Coil Unit SDX01, Basement | CARRIER | 2312U24157 | 40RUAA12A2A6AOAOAO | OM00038211 | Y5-SDX/UPS1A | SOUTH BASEMENT - UPS ROOM 449, [Y5-SDX/UPS1A] TAG: OM00038211, MODEL: 40RUAA12A2A6AOAOAO, SN: 2312U24157 | NA | NA | NA | NA | DNA | DNA | DNA | DNA | NA | NA | \Classifications\Building System Class\D30-HVAC Systems\D3040 - Distribution SYS\SDX Fan Coil - SDX | 1018629
19-Y5 | 19-Y5 Governor George Deukmejian Courthouse | 19-Y5-D3050-260-WAL14 | Basement package unit feeding elev. | Basement package unit feeding elevator | DNA | DNA | OM00038230 | Y5-WALL/EL4 | SB - Basement package unit feeding elev. MR - [Y5-WALL/EL4] ASSET TAG: 00038230 | NA | NA | NA | NA | DNA | DNA | DNA | DNA | NA | NA | \Classifications\Building System Class\D30-HVAC Systems\D3050 - Package SYS\Wall Air Conditioner - WAL | 1018630
19-Y5 | 19-Y5 Governor George Deukmejian Courthouse | 19-Y5-D3045-120-SDX02 | Fan Coil Unit, Basement Pump Room 0700 SDX02 | CARRIER | 2212U22964 | 40RUAA25A4A6A0A0A0 | OM00038249 | Y5-SDX/EL11A | SB - Basement Pump Room 0700 - [Y5-SDX/EL11A] - TAG: 00038249, SN: 2212U22964 | [10 empty] | \Classifications\Building System Class\D30-HVAC Systems\D3040 - Distribution SYS\SDX Fan Coil - SDX | 1018631
19-Y5 | 19-Y5 Governor George Deukmejian Courthouse | 19-Y5-D3040-120-FCU05 | Basement Tele/data | MULTIAQUA | R0920120214 | 60-CWA2-00 | OM00038243 | Y5-FCU01A | SB - Basement Tele/data Room 0835 - [Y5-FCU01A] -ASSET TAG: 00038243, SN: R0920120214, MODEL: 60-CWA2-00, MFG: MULTIAQUA | NA | NA | NA | NA | DNA | DNA | DNA | DNA | NA | NA | \Classifications\Building System Class\D30-HVAC Systems\D3040 - Distribution SYS\Fan Coil Unit - FCU | 1018632
19-Y5 | 19-Y5 Governor George Deukmejian Courthouse | 19-Y5-D3040-120-FCU08 | Basement Tele/data Room 0212 FCU08 | MULTIAQUA | R0504120202 | 60-CWA2-00 | OM00038233 | Y5-FCU02B | SB - Basement Tele/data Room 0668/0212 - [Y5-FCU02B] - TAG: 00038233, SN: R054120202 | NA | NA | NA | NA | DNA | DNA | DNA | DNA | NA | NA | \Classifications\Building System Class\D30-HVAC Systems\D3040 - Distribution SYS\Fan Coil Unit - FCU | 1018635
19-Y5 | 19-Y5 Governor George Deukmejian Courthouse | 19-Y5-D3040-120-FCU06 | Fan Coil Unit -Basement Tele Data Room | MULTIAQUA | R0920120212 | 60-CWA2-00 | OM00038244 | Y5-FCU01B | SB - Basement Tele/data Room 0634- [Y5-FCU01B]ASSET TAG: 00038244, SN: R0920120212, MODEL: 60-CWA2-00, MFG: MULTIAQUA | NA | NA | NA | NA | DNA | DNA | DNA | DNA | NA | NA | \Classifications\Building System Class\D30-HVAC Systems\D3040 - Distribution SYS\Fan Coil Unit - FCU | 1018633
19-Y5 | 19-Y5 Governor George Deukmejian Courthouse | 19-Y5-D3040-120-FCU07 | Basement Tele/data Room 0212, | MULTIAQUA | R0504120238 | 60-CWA2-00 | OM00038232 | Y5-FCU02A | SB - Basement Tele/data Room 0668/0212 - [Y5-FCU02A] ASSET TAG: 00038232, SN: R054120238, MODEL: 60-CWA2-00, MFG: MULTIAQUA | NA | NA | NA | NA | DNA | DNA | DNA | DNA | NA | NA | \Classifications\Building System Class\D30-HVAC Systems\D3040 - Distribution SYS\Fan Coil Unit - FCU | 1018634
19-Y5 | 19-Y5 Governor George Deukmejian Courthouse | 19-Y5-D3031-130-CLR01 | Chiller, Centrifugal | York | SDYM292650 | YKGEEXP9-ESG | OM00038191 | Y5-CH01 | SB - Chiller Room 0276 - [Y5-CH01] - SN SDYM292650, MODEL: YKGEEXP9-ESG, MFG: YORK | NA | NA | R-134a | NA | DNA | DNA | DNA | DNA | NA | NA | \Classifications\Building System Class\D30-HVAC Systems\D3030 - Cooling SYS\Chiller,Centrif.,Water Cooled - CLR | 1018636
19-Y5 | 19-Y5 Governor George Deukmejian Courthouse | 19-Y5-D3031-130-CLR02 | Chiller - Centrifugal | York | SDYM292820 | YKGEEXP9-ESG | OM00038192 | Y5-CH02 | SB - Chiller Room 0276 - [Y5-CH02] - SN: SDYM292820, MODEL: YKGEEXP9-ESG, MFG: YORK | NA | NA | R-134a | NA | DNA | DNA | DNA | DNA | NA | NA | \Classifications\Building System Class\D30-HVAC Systems\D3030 - Cooling SYS\Chiller,Centrif.,Water Cooled - CLR | 1018637
19-Y5 | 19-Y5 Governor George Deukmejian Courthouse | 19-Y5-D3031-130-CLR03 | Chiller, Centrifugal | YORK | SFYM325990 | YSDACAS3-CMES | OM00038193 | Y5-CH03 | SB - Chiller Room 0276 - [Y5-CH03] -SN: SFYM-325990, MODEL: YSDACAS3-CMES, MFG: YORK | NA | NA | R-134a | NA | DNA | DNA | DNA | DNA | NA | NA | \Classifications\Building System Class\D30-HVAC Systems\D3030 - Cooling SYS\Chiller,Centrif.,Water Cooled - CLR | 1018638
19-Y5 | 19-Y5 Governor George Deukmejian Courthouse | 19-Y5-D3031-100-PCH02 | Chilled Water Pump, Chiller Room | ARMSTRONG | C702260 | 4030-6X5X10 | OM00038189 | Y5-CHP/1-2 | SB - Chiller Room 0276 - [Y5-CHP/1-2] - SN: C702260, MODEL: 4030 6X5X10, MFG: ARMSTRONG | [10 empty] | \Classifications\Building System Class\D30-HVAC Systems\D3030 - Cooling SYS\Chilled Water Pump - PCH | 1018640
19-Y5 | 19-Y5 Governor George Deukmejian Courthouse | 19-Y5-D3031-100-PCH03 | Chilled Water Pump, | ARMSTRONG | C702258 | 4030 5X4X8 | OM00038190 | Y5-CHP/1-3 | SB - Chiller Room 0276 - [Y5-CHP/1-3] - SN: C702258, MODEL 4030 5X4X8, MFG: ARMSTRONG | NA | NA | NA | NA | DNA | DNA | DNA | DNA | NA | NA | \Classifications\Building System Class\D30-HVAC Systems\D3030 - Cooling SYS\Chilled Water Pump - PCH | 1018641
19-Y5 | 19-Y5 Governor George Deukmejian Courthouse | 19-Y5-D3031-100-PCH01 | Chilled Water Pump | ARMSTRONG | C702259 | 4030-6X5X10 | OM00038105 | Y5-CHP/1-1 | SB - Chiller Room 0276 - [Y5-CHP/1-1] -SN: C702259, MODEL: 4030-6X5X10, MFG: ARMSTRONG | NA | NA | NA | NA | DNA | DNA | DNA | DNA | NA | NA | \Classifications\Building System Class\D30-HVAC Systems\D3030 - Cooling SYS\Chilled Water Pump - PCH | 1018639
19-Y5 | 19-Y5 Governor George Deukmejian Courthouse | 19-Y5-D3031-100-PCH07 | Chilled Water Pump - PCH07 | ARMSTRONG | 1015705000 | 030180T3E286TC | OM00038020 | Y5-SCHWP01 | SB - Chiller Room 0276 - [Y5-SCHWP01] -ASSET TAG: 00038020 SN: 1015705000, MODEL: 030180T3E286TC, MFG: ARMSTRONG | NA | NA | NA | NA | DNA | DNA | DNA | DNA | NA | NA | \Classifications\Building System Class\D30-HVAC Systems\D3030 - Cooling SYS\Chilled Water Pump - PCH | 1018644
19-Y5 | 19-Y5 Governor George Deukmejian Courthouse | 19-Y5-D3031-100-PCH08 | Pump Chilled Water PCH08 | ARMSTRONG | 1015705003 | 030180T3E286TC | OM00038021 | Y5-SCHWP02 | SB - Chiller Room 0276 - [Y5-SCHWP02] -ASSET TAG: 00038021, SN: 1015705003, MODEL 030180T3E286TC, MFG: ARMSTONG | NA | NA | NA | NA | DNA | DNA | DNA | DNA | NA | NA | \Classifications\Building System Class\D30-HVAC Systems\D3030 - Cooling SYS\Chilled Water Pump - PCH | 1018645
19-Y5 | 19-Y5 Governor George Deukmejian Courthouse | 19-Y5-E1026-100-DLK01 | Detention Hardware & Locks South Bsmt | DNA | DNA | DNA | OM00038415 | Y5-DET901 | SB - Detention Hardware & Locks South Bsmt - [Y5-DET901] | NA | NA | NA | NA |  |  |  |  | NA | NA | \Classifications\Building System Class\E10-Equipment\E1020 - Institutional Equipment\Detention Hardware and Locks - DLK | 1018647
19-Y5 | 19-Y5 Governor George Deukmejian Courthouse | 19-Y5-E1026-100-DLK04 | Detention Hardware & Locks South Flr 3 | DNA | DNA | DNA | OM00038416 | Y5-DET904 | S3 - Detention Hardware & Locks South Flr 3 - [Y5-DET904] | NA | NA | NA | NA | NA | NA | NA | NA | NA | NA | \Classifications\Building System Class\E10-Equipment\E1020 - Institutional Equipment\Detention Hardware and Locks - DLK | 1018649
19-Y5 | 19-Y5 Governor George Deukmejian Courthouse | 19-Y5-E1026-100-DLK03 | Detention Hardware & Locks South Flr 2 | DNA | DNA | DNA | OM00038421 | Y5-DET903 | S2 - Detention Hardware & Locks South Flr 2 - [Y5-DET903] | NA | NA | NA | NA | NA | NA | NA | NA | NA | NA | \Classifications\Building System Class\E10-Equipment\E1020 - Institutional Equipment\Detention Hardware and Locks - DLK | 1018648
19-Y5 | 19-Y5 Governor George Deukmejian Courthouse | 19-Y5-E1026-100-DLK05 | Detention Hardware & Locks South Flr 4 | DNA | DNA | DNA | OM00038422 | Y5-DET905 | S4 - Detention Hardware & Locks South Flr 4 - [Y5-DET905] | NA | NA | NA | NA | NA | NA |  | NA | NA | NA | \Classifications\Building System Class\E10-Equipment\E1020 - Institutional Equipment\Detention Hardware and Locks - DLK | 1018650
19-Y5 | 19-Y5 Governor George Deukmejian Courthouse | 19-Y5-D3045-120-SDX03 | Fan Coil Unit, Elevator Machine Room 0980- SDX03 | CARRIER | 4511X91134 | 38HDR048-3 | OM00038206 | Y5-SDX/EL10A | SB - Elevator Machine Room 0980 - [Y5-SDX/EL10A] - SN 4511X91134, TAG:OM00038206 | NA | NA | NA | NA |  |  |  |  | NA | NA | \Classifications\Building System Class\D30-HVAC Systems\D3040 - Distribution SYS\SDX Fan Coil - SDX | 1018651
19-Y5 | 19-Y5 Governor George Deukmejian Courthouse | 19-Y5-D3045-120-SDX05 | Fan coil unit IDF Room 2089 SDX05 | DNA | DNA | DNA | OM00038374 | Y5-SDX/B2-2A | SOUTH BASEMENT- IDF ROOM 2066 [Y5-SDX/B2-2A] TAG: OM00038374, SN: WIG2973495 | NA | NA | NA | NA | DNA | DNA | DNA | DNA | NA | NA | \Classifications\Building System Class\D30-HVAC Systems\D3040 - Distribution SYS\SDX Fan Coil - SDX | 1018653
19-Y5 | 19-Y5 Governor George Deukmejian Courthouse | 19-Y5-D3045-120-SDX06 | Fan coil unit IDF Room 2009 - SDX06 | DNA | WIG2973519 | MA20DN41H | OM00038379 | Y5-SDX/C2-1A | NORTH 2ND FLOOR - IDF ROOM 2086 [Y5-SDX/C2-1A] TAG: 00038379 SN: WIG2973519 | NA | NA | NA | NA | DNA | DNA | DNA | DNA | NA | NA | \Classifications\Building System Class\D30-HVAC Systems\D3040 - Distribution SYS\SDX Fan Coil - SDX | 1018654
19-Y5 | 19-Y5 Governor George Deukmejian Courthouse | 19-Y5-D3045-120-SDX04 | Fan coil unit IDF Room 2089 | DNA | DNA | DNA | OM00038373 | Y5-SDX/B2-1A | SOUTH BASEMENT- IDF ROOM 2066 [Y5-SDX/B2-1A] TAG: OM0003837 | NA | NA | NA | NA | DNA | DNA | DNA | DNA | NA | NA | \Classifications\Building System Class\D30-HVAC Systems\D3040 - Distribution SYS\SDX Fan Coil - SDX | 1018652
19-Y5 | 19-Y5 Governor George Deukmejian Courthouse | 19-Y5-D3045-120-SDX07 | Fan coil unit IDF Room 2nd Floor, OPEN SPACE IN FRONT OF ROOM 2032 SDX07 | DNA | WIG2973516 | MA20DN41H | OM00038380 | Y5-SDX/C2-2A | NORTH 2ND FLOOR - IDF ROOM 2086 [Y5-SDX/C2-2A] TAG: 00038380 SN: WIG2973516 | NA | NA | NA | NA | DNA | DNA | DNA | DNA | NA | NA | \Classifications\Building System Class\D30-HVAC Systems\D3040 - Distribution SYS\SDX Fan Coil - SDX | 1018655
19-Y5 | 19-Y5 Governor George Deukmejian Courthouse | 19-Y5-D3045-120-SDX08 | Fan coil unit WEST BUILDING 2ND FLOOR, CUBICLE 2-45 SDX08 | DNA | WIG2973493 | MA20DN41H | OM00038381 | Y5-SDX/D2-1A | WB - Fan coil unit IDF Room 2nd Floor - [Y5-SDX/D2-1A] - CUBICLE 2-45 TAG: 00038381, SN: WIG2973493 | NA | NA | NA | NA | DNA | DNA | DNA | DNA | NA | NA | \Classifications\Building System Class\D30-HVAC Systems\D3040 - Distribution SYS\SDX Fan Coil - SDX | 1018656
19-Y5 | 19-Y5 Governor George Deukmejian Courthouse | 19-Y5-D3045-120-SDX09 | Fan coil unit WEST BUILDING 2ND FLOOR, CUBICLE 2-45 - SDX09 | DNA | WIG2973496 | MA20DN41H | OM00038382 | Y5-SDX/D2-2A | WB - Fan coil unit IDF Room 2nd Floor, CUBICLE 2-45- [Y5-SDX/D2-2A] TAG: OM00038382, SN: WIG2973496 | NA | DNA | DNA | NA | DNA | DNA | DNA | DNA | NA | NA | \Classifications\Building System Class\D30-HVAC Systems\D3040 - Distribution SYS\SDX Fan Coil - SDX | 1018657
19-Y5 | 19-Y5 Governor George Deukmejian Courthouse | 19-Y5-D3045-120-SDX10 | Fan coil unit IDF NORTH BUILDING, Room 3090 - SDX10 | DNA | WIG2973492 | MA20DN41H | OM00038376 | Y5-SDX/C3-1A | NORTH 3RD FLOOR - FANCOIL UNIT IDF ROOM [Y5-SDX/C3-1A], TAG OM00038376, MFG: MA20DN41H, SN: WIG2973492 | NA | NA | NA | NA | DNA | DNA | DNA | DNA | NA | NA | \Classifications\Building System Class\D30-HVAC Systems\D3040 - Distribution SYS\SDX Fan Coil - SDX | 1018660
19-Y5 | 19-Y5 Governor George Deukmejian Courthouse | 19-Y5-D3045-120-SDX11 | Fan coil unit IDF NORTH BUILDING, Room 3498 - SDX11 | DNA | WIG2973489 | MA20DN41H | OM00038375 | Y5-SDX/C3-2A | NORTH 3RD FLOOR - FANCOIL UNIT IDF ROOM [Y5-SDX/C3-2A], TAG OM00038375, MFG: MA20DN41H, SN: WIG2973489 | NA | NA | NA | NA | DNA | DNA | DNA | DNA | NA | NA | \Classifications\Building System Class\D30-HVAC Systems\D3040 - Distribution SYS\SDX Fan Coil - SDX | 1018661
19-Y5 | 19-Y5 Governor George Deukmejian Courthouse | 19-Y5-D3045-120-SDX12 | Fan coil unit IDF SOUTH BUILDING Room 4000, 4th Floor SDX12 | DNA | WIG2973494 | MA20DN41H | OM00038377 | Y5-SDX/B4-1A | SB - Fan coil unit IDF Room 4th Floor - [Y5-SDX/B4-1A] - TAG: 00038377, SN: WIG2973494 | NA | NA | NA | NA | DNA | DNA | DNA | DNA | NA | NA | \Classifications\Building System Class\D30-HVAC Systems\D3040 - Distribution SYS\SDX Fan Coil - SDX | 1018662
19-Y5 | 19-Y5 Governor George Deukmejian Courthouse | 19-Y5-D3045-120-SDX13 | Fan coil unit IDF SOUTH BUILDING, Room 4000 - SDX13 | DNA | WIG2973497 | MA20DN41H | OM00038378 | Y5-SDX/B4-2A | SB - Fan coil unit IDF Room 4th Floor - [Y5-SDX/B4-2A] - TAG: 00038378, SN: WIG2973497 | NA | NA | NA | NA | DNA | DNA | DNA | DNA | NA | NA | \Classifications\Building System Class\D30-HVAC Systems\D3040 - Distribution SYS\SDX Fan Coil - SDX | 1018663
19-Y5 | 19-Y5 Governor George Deukmejian Courthouse | 19-Y5-D3045-120-SDX14 | Fan coil unit MDF Room Basement SDX14 | York | NIG2969886 | ND180C00D6AAA2A | OM00038199 | Y5-SDX/B1A | SB - Fan coil unit MDF Room Basement - [Y5-SDX/B1A] - TAG: OM00038199, SN: NIG2969886 | NA | NA | NA | NA | DNA | DNA | DNA | DNA | NA | NA | \Classifications\Building System Class\D30-HVAC Systems\D3040 - Distribution SYS\SDX Fan Coil - SDX | 1018664
19-Y5 | 19-Y5 Governor George Deukmejian Courthouse | 19-Y5-D3045-120-SDX15 | Fan coil unit MDF Room Basement SDX15 | York | NIG2969887 | ND180C00D6AAA2A | OM00038198 | Y5-SDX/B2A | SB - Fan coil unit MDF Room Basement - [Y5-SDX/B2A] - TAG: OM00038198, SN: NIG2969887 | NA | NA | NA | NA | DNA | DNA | DNA | DNA | NA | NA | \Classifications\Building System Class\D30-HVAC Systems\D3040 - Distribution SYS\SDX Fan Coil - SDX | 1018665
19-Y5 | 19-Y5 Governor George Deukmejian Courthouse | 19-Y5-D4010-150-FMS01 | Fire Riser system FMS01 | DNA | DNA | DNA | OM00038246 | Y5-FRSR | SB - Fire Riser system , FIRE PUMP ROOM 0270- [Y5-FRSR] | NA | NA | NA | NA | NA | NA | NA | NA | NA | NA | \Classifications\Building System Class\D40-Fire Protection SYS\D4010 - Sprinkler SYS\Fire Systems, stand pipes - FMS | 1018666
19-Y5 | 19-Y5 Governor George Deukmejian Courthouse | 19-Y5-D4010-150-FMS02 | Fire Sprinkler system, FIRE PUMP ROOM 0270 FMS02 | DNA |  | DNA | OM00038247 | Y5-FSPRK | SB - Fire Sprinkler system, FIRE PUMP ROOM 0270 - [Y5-FSPRK] - TAG: 00038247 | NA | NA | NA | NA | NA | NA | NA | NA | NA | NA | \Classifications\Building System Class\D40-Fire Protection SYS\D4010 - Sprinkler SYS\Fire Systems, stand pipes - FMS | 1018667
19-Y5 | 19-Y5 Governor George Deukmejian Courthouse | 19-Y5-D4010-150-FMS03 | Fire Standpipe system, Wet Pipes FIRE PUMP ROOM 0270 FMS03 | DNA | DNA | DNA | OM00038248 | Y5-FSTP | SB - Fire Standpipe system, FIRE PUMP ROOM 0270 - [Y5-FSTP] TAG:OM00038248 | NA | NA | NA | NA | NA | NA | NA | NA | NA | NA | \Classifications\Building System Class\D40-Fire Protection SYS\D4010 - Sprinkler SYS\Fire Systems, stand pipes - FMS | 1018668
19-Y5 | 19-Y5 Governor George Deukmejian Courthouse | 19-Y5-D3068-100-BAS01 | Metasys BAS System MDF ROOM 0476 BAS01 | DNA | DNA | DNA | OM00038228 | Y5-EMS | SB - Metasys BAS System MDF ROOM 0476 - [Y5-EMS] TAG: 00038228 | NA | NA | NA | NA | DNA | DNA | DNA | DNA | NA | NA | \Classifications\Building System Class\D30-HVAC Systems\D3060 - Control & Inst Air\Building Automation System - BAS | 1018669
19-Y5 | 19-Y5 Governor George Deukmejian Courthouse | 19-Y5-D3050-260-WAL01 | North Building Roof, Elevator Mach. Rm 5390 WAL01 | MARVAIR | GB-F128608-0-1 | ABPA30ACD000CKU-100 | OM00038227 | Y5-WALL/EL3 | SB - North Building Roof, Elevator Mach. Rm 5390 - [Y5-WALL/EL3, TAG: 00038227, SN: GB-F128608-0-1 | NA | NA | NA | NA | DNA | DNA | DNA | DNA | NA | NA | \Classifications\Building System Class\D30-HVAC Systems\D3050 - Package SYS\Wall Air Conditioner - WAL | 1018670
19-Y5 | 19-Y5 Governor George Deukmejian Courthouse | 19-Y5-D3042-220-EFN32 | Exhaust fan 5th Floor EFN32 | GREENHECK | 12824473 | CSP-A1410 | OM00038223 | Y5-EF/E01 | SROOF, EXHAUST FAN 5TH FLOOR ELEC RM, ROOM 5267, ASSET TAG: 00038223, SN: 12824473, [Y5-EF/E01] | NA | NA | NA | NA | DNA | DNA | DNA | DNA | NA | NA | \Classifications\Building System Class\D30-HVAC Systems\D3040 - Distribution SYS\Supply/Exhaust/Return fans- FAN | 1018671
19-Y5 | 19-Y5 Governor George Deukmejian Courthouse | 19-Y5-D3042-220-EFN33 | Exhaust fan 5th Floor - EFN33 | GREENHECK | 12824472 | CSP-A1410 | OM00038224 | Y5-EF/E02 | SROOF, EXHAUST FAN 5TH FLOOR ELEC RM, ROOM 5667, ASSET TAG: 00038224, SN: 12824472, [Y5-EF/E02] | NA | NA | NA | NA | DNA | DNA | DNA | DNA | NA | NA | \Classifications\Building System Class\D30-HVAC Systems\D3040 - Distribution SYS\Supply/Exhaust/Return fans- FAN | 1018672
19-Y5 | 19-Y5 Governor George Deukmejian Courthouse | 19-Y5-D3050-260-WAL02 | Penthouse 1 Elevator Machine Room - WAL02 | MARVAIR | EB-F1127998-5.0 | DNA | OM00038008 | Y5-WALL/01-1 | NORTH ROOF - PENTHOUSE 1 ELEVATOR MACHINE ROOM - [Y5-WALL/01-1] TAG: 00038008, SN: EB-F1127998-5.0 | NA | NA | NA | NA | DNA | DNA | DNA | DNA | NA | NA | \Classifications\Building System Class\D30-HVAC Systems\D3050 - Package SYS\Wall Air Conditioner - WAL | 1018673
19-Y5 | 19-Y5 Governor George Deukmejian Courthouse | 19-Y5-D3050-260-WAL03 | Penthouse 1 Elevator Machine Room WAL03 | MARVAIR | EB-F127998-0.1 | DNA | OM00038009 | Y5-WALL/01-2 | NORTH ROOF - PENTHOUSE 1 ELEVATOR MACHINE ROOM - [Y5-WALL/01-2] TAG: 00038009, SN: EB-F127998-0-1 | NA | NA | NA | NA | DNA | DNA | DNA | DNA | NA | NA | \Classifications\Building System Class\D30-HVAC Systems\D3050 - Package SYS\Wall Air Conditioner - WAL | 1018674
19-Y5 | 19-Y5 Governor George Deukmejian Courthouse | 19-Y5-D3050-260-WAL04 | Penthouse 2 Elevator Machine Room WAL04 | MARVAIR | DNA | DNA | OM00038149 | Y5-WALL/02-1 | SROOF - Penthouse 2 Elevator Machine Room 6602- [Y5-WALL/02-1] TAG:OM00038149 | NA | NA | NA | NA | DNA | DNA | DNA | DNA | NA | NA | \Classifications\Building System Class\D30-HVAC Systems\D3050 - Package SYS\Wall Air Conditioner - WAL | 1018675
19-Y5 | 19-Y5 Governor George Deukmejian Courthouse | 19-Y5-D3050-260-WAL05 | Penthouse 2 Elevator Machine Room WAL05 | MARVAIR |  |  | OM00038150 | Y5-WALL/02-2 | SROOF - Penthouse 2 Elevator Machine Room 6602- [Y5-WALL/02-1] | NA | NA | NA | NA | DNA | DNA | DNA | DNA | NA | NA | \Classifications\Building System Class\D30-HVAC Systems\D3050 - Package SYS\Wall Air Conditioner - WAL | 1018676
19-Y5 | 19-Y5 Governor George Deukmejian Courthouse | 19-Y5-D3050-260-WAL06 | Penthouse 3 Elevator Machine Room WAL06 | MARVAIR | DNA | DNA | OM00038151 | Y5-WALL/03-1 | NORTH ROOF - PENTHOUSE 3 ELEVATOR MACHINE ROOM6402 - [Y5-WALL/03-1] - TAG: OM00038151 | NA | NA | NA | NA | DNA | DNA | DNA | DNA | NA | NA | \Classifications\Building System Class\D30-HVAC Systems\D3050 - Package SYS\Wall Air Conditioner - WAL | 1018677
19-Y5 | 19-Y5 Governor George Deukmejian Courthouse | 19-Y5-D3050-260-WAL09 | Penthouse 4 Elevator Machine Room | MARVAIR | DNA | DNA | OM00038154 | Y5-WALL/04-2 | NORTH ROOF - PENTHOUSE 4 ELEVATOR MACHINE ROOM 6202-[Y5-WALL/04-02], TAG: OM00038154 | NA | NA | NA | NA | DNA | DNA | DNA | DNA | NA | NA | \Classifications\Building System Class\D30-HVAC Systems\D3050 - Package SYS\Wall Air Conditioner - WAL | 1018680
19-Y5 | 19-Y5 Governor George Deukmejian Courthouse | 19-Y5-D3050-260-WAL10 | Penthouse 5 Elevator Machine Room | MARVAIR |  |  | OM00038155 | Y5-WALL/05-1 | SROOF - Penthouse 5 Elevator Machine Room 6002 - [Y5-WALL/05-1] - TAG:OM00038155 | NA | NA | NA | NA | DNA | DNA | DNA | DNA | NA | NA | \Classifications\Building System Class\D30-HVAC Systems\D3050 - Package SYS\Wall Air Conditioner - WAL | 1018681
19-Y5 | 19-Y5 Governor George Deukmejian Courthouse | 19-Y5-D3050-260-WAL07 | Penthouse 3 Elevator Machine Room WAL07 | MARVAIR | DNA | DNA | OM00038152 | Y5-WALL/03-2 | NORTH ROOF - PENTHOUSE 3 ELEVATOR MACHINE ROOM6402 - [Y5-WALL/03-2] - TAG: 00038152 | NA | NA | NA | NA | DNA | DNA | DNA | DNA | NA | NA | \Classifications\Building System Class\D30-HVAC Systems\D3050 - Package SYS\Wall Air Conditioner - WAL | 1018678
19-Y5 | 19-Y5 Governor George Deukmejian Courthouse | 19-Y5-D3050-260-WAL08 | Penthouse 4 Elevator Machine Room | MARVAIR | DNA | DNA | OM00038153 | Y5-WALL/04-1 | SROOF - Penthouse 4 Elevator Machine Room 6202- [Y5-WALL/04-1] - TAG:OM00038153 | NA | NA | NA | NA | DNA | DNA | DNA | DNA | NA | NA | \Classifications\Building System Class\D30-HVAC Systems\D3050 - Package SYS\Wall Air Conditioner - WAL | 1018679
19-Y5 | 19-Y5 Governor George Deukmejian Courthouse | 19-Y5-D3050-260-WAL11 | Penthouse 5 Elevator Machine Room WAL11 | MARVAIR | DNA | DNA | OM00038156 | Y5-WALL/05-2 | SROOF - Penthouse 5 Elevator Machine Room 6002- [Y5-WALL/05-2] - TAG:OM00038156 | NA | NA | NA | NA | DNA | DNA | DNA | DNA | NA | NA | \Classifications\Building System Class\D30-HVAC Systems\D3050 - Package SYS\Wall Air Conditioner - WAL | 1018682
19-Y5 | 19-Y5 Governor George Deukmejian Courthouse | 19-Y5-D3041-230-RFN04 | Return fan North Mechanical PH2, Room 6601 RFN04 | GREENHECK | 12829297 1205 | QEI-33-1-150-x | OM00038173 | Y5-RF/02-02 | SROOF - Return fan North Mechanical PH2 - [Y5-RF/02-02] TAG: OM 00038173 SN 12829297 | NA | NA | NA | NA | DNA | DNA | DNA | DNA | NA | NA | \Classifications\Building System Class\D30-HVAC Systems\D3040 - Distribution SYS\Supply/Exhaust/Return fans- FAN | 1018684
19-Y5 | 19-Y5 Governor George Deukmejian Courthouse | 19-Y5-D3041-230-RFN07 | Return fan North Mechanical PH4, Room 6201 RFN07 | GREENHECK | 12829300 1205 | QEI-33-I-150-X | OM00038177 | Y5-RF/04-02 | SROOF - Return fan North Mechanical PH4 - [Y5-RF/04-02] TAG:OM00038177, SN:12829300 1205 | NA | NA | NA | NA | DNA | DNA | DNA | DNA | NA | NA | \Classifications\Building System Class\D30-HVAC Systems\D3040 - Distribution SYS\Supply/Exhaust/Return fans- FAN | 1018685
19-Y5 | 19-Y5 Governor George Deukmejian Courthouse | 19-Y5-D3041-230-RFN09 | Return fan North Mechanical PH5 (2 men req'd) | GREENHECK | 12829802 1205 | QEI-27-I-160-X | OM00038179 | Y5-RF/05-02 | SROOF - Return fan North Mechanical PH5 (2 men req'd) - [Y5-RF/05-02] | NA | NA | NA | NA | DNA | DNA | DNA | DNA | NA | NA | \Classifications\Building System Class\D30-HVAC Systems\D3040 - Distribution SYS\Supply/Exhaust/Return fans- FAN | 1018686
19-Y5 | 19-Y5 Governor George Deukmejian Courthouse | 19-Y5-D3041-230-RFN05 | Return fan South Mechanical PH3 RFN05 | GREENHECK | 12829298 1205 | QEI-27-I-100-X | OM00038172 | Y5-RF/03 | SROOF - Return fan South Mechanical PH3 - [Y5-RF/03] TAG:OM00038172, SN:12829298 1205 | NA | NA | NA | NA | DNA | DNA | DNA | DNA | NA | NA | \Classifications\Building System Class\D30-HVAC Systems\D3040 - Distribution SYS\Supply/Exhaust/Return fans- FAN | 1018688
19-Y5 | 19-Y5 Governor George Deukmejian Courthouse | 19-Y5-D3041-230-RFN03 | Return fan South Mechanical PH2, | GREENHECK | 12829296 1205 | QEI-27-1-100-x | OM00038174 | Y5-RF/02-01 | SROOF - Return fan South Mechanical PH2 - [Y5-RF/02-01] SN 12829296 1205, MODEL; QEI-27-1-100-X, MFG: GREENHECK | NA | NA | NA | NA | DNA | DNA | DNA | DNA | NA | NA | \Classifications\Building System Class\D30-HVAC Systems\D3040 - Distribution SYS\Supply/Exhaust/Return fans- FAN | 1018687
19-Y5 | 19-Y5 Governor George Deukmejian Courthouse | 19-Y5-D3041-230-RFN08 | Return fan South Mechanical PH5 RFN08 | GREENHECK | 12829301 1205 | QEI-27-I-100-X | OM00038178 | Y5-RF/05-01 | SROOF - Return fan South Mechanical PH5 - [Y5-RF/05-01] TAG:OM00038178, SN:12829301 1205 | NA | NA | NA | NA | DNA | DNA | DNA | DNA | NA | NA | \Classifications\Building System Class\D30-HVAC Systems\D3040 - Distribution SYS\Supply/Exhaust/Return fans- FAN | 1018690
19-Y5 | 19-Y5 Governor George Deukmejian Courthouse | 19-Y5-D3041-230-RFN06 | Return fan South Mechanical PH4 RFN06 | GREENHECK | 12829299 1205 | QEI-27-1-150-x | OM00038176 | Y5-RF/04-01 | SROOF - Return fan South Mechanical PH4 - [Y5-RF/04-01] TAG:OM00038176, SN:12829299 1205 | NA | NA | NA | NA | DNA | DNA | DNA | DNA | NA | NA | \Classifications\Building System Class\D30-HVAC Systems\D3040 - Distribution SYS\Supply/Exhaust/Return fans- FAN | 1018689
19-Y5 | 19-Y5 Governor George Deukmejian Courthouse | 19-Y5-D3050-260-WAL12 | South roof 6 pack elev. MR WAL12 | MARV AIR | EB-F127998-0-9 | AVPA48ACD000CKU-100 | OM00038235 | Y5-WALL/EL1A | SROOF - South roof 6 pack elev. MR - [Y5-WALL/EL1A] -SN: EB-F127998-0-9 | NA | NA | NA | NA | DNA | DNA | DNA | DNA | NA | NA | \Classifications\Building System Class\D30-HVAC Systems\D3050 - Package SYS\Wall Air Conditioner - WAL | 1018691
19-Y5 | 19-Y5 Governor George Deukmejian Courthouse | 19-Y5-D3041-170-SPF03 | Stairwell pressuration South roof SPF03 | GREENHECK | 12824560 1205 | SHB-218-60-CH-TH-F | OM00038180 | Y5-SPF/06-03 | SROOF - Stairwell pressuration South roof (By PH5) - [Y5-SPF/06-03]SN: 12824560 1205, MODEL: SHB-218-60-CH-TH-F, MFG: GREENHECK | NA | NA | NA | NA | DNA | DNA | DNA | DNA | NA | NA | \Classifications\Building System Class\D30-HVAC Systems\D3040 - Distribution SYS\Stairwell Pressurization Fan - SPF | 1018693
19-Y5 | 19-Y5 Governor George Deukmejian Courthouse | 19-Y5-D3050-260-WAL13 | South roof 6 pack elev. MR - WAL13 | MARV AIR | EB-F127998-0-9 | AVPA48ACD000CKU-100 | OM00038236 | Y5-WALL/EL1B | SROOF - South roof 6 pack elev. MR - [Y5-WALL/EL1B] -TAG: 00038236, SN: EB-F127998-0-3 | NA | NA | NA | NA | DNA | DNA | DNA | DNA | NA | NA | \Classifications\Building System Class\D30-HVAC Systems\D3050 - Package SYS\Wall Air Conditioner - WAL | 1018692
19-Y5 | 19-Y5 Governor George Deukmejian Courthouse | 19-Y5-D3041-170-SPF04 | Stairwell pressuration South roof | GREENHECK | 12824569 1205 | SWB-218-50-CW-TH-F | OM00038181 | Y5-SPF/06-04 | SROOF - Stairwell pressuration South roof - [Y5-SPF/06-04 ]SN: 12824569 1205, MODEL: SWB-218-50-CW-TH-F, MFG: GREENHECK | NA | NA | NA | NA | DNA | DNA | DNA | DNA | NA | NA | \Classifications\Building System Class\D30-HVAC Systems\D3040 - Distribution SYS\Stairwell Pressurization Fan - SPF | 1018694
19-Y5 | 19-Y5 Governor George Deukmejian Courthouse | 19-Y5-D3041-170-SPF05 | Stairwell pressuration South roof SPF05 | GREENHECK | 12824570 1205 | SWB-218-50-CW-TH-F | OM00038175 | Y5-SPF/06-05 | SROOF - Stairwell pressuration South roof - [Y5-SPF/06-05] TAG:OM00038175 SN: 12824570 1205 | NA | NA | NA | NA | DNA | DNA | DNA | DNA | NA | NA | \Classifications\Building System Class\D30-HVAC Systems\D3040 - Distribution SYS\Stairwell Pressurization Fan - SPF | 1018695
19-Y5 | 19-Y5 Governor George Deukmejian Courthouse | 19-Y5-D3041-170-SPF06 | Stairwell pressuration South roof, | GREENHECK | 12824653 1205 | SWB-327-75-CW-TH-F | OM00038006 | Y5-SPF/06-06 | SROOF - Stairwell pressuration South roof - [Y5-SPF/06-06] -SN 12824653 1205, MODEL: SWB-327-75-CW-TH-F, MFG: GREENHECK | DNA | NA | NA | NA | DNA | DNA | DNA | DNA | NA | NA | \Classifications\Building System Class\D30-HVAC Systems\D3040 - Distribution SYS\Stairwell Pressurization Fan - SPF | 1018711
19-Y5 | 19-Y5 Governor George Deukmejian Courthouse | 19-Y5-D3041-210-SFN02 | Supply fan Vestibule SFN | GREENHECK | 12824475 1205 | CSP-B150 | OM00038182 | Y5-SF/B-02 | SB - Supply fan Vestibule 0475 - [Y5-SF/B-02] -, SN: 12824475, MODEL: CSP-B150, MFG: GREENHECK | DNA | NA | NA | NA | DNA | DNA | DNA | DNA | NA | NA | \Classifications\Building System Class\D30-HVAC Systems\D3040 - Distribution SYS\Supply/Exhaust/Return fans- FAN | 1018712
19-Y5 | 19-Y5 Governor George Deukmejian Courthouse | 19-Y5-D3041-210-SFN01 | Supply fan, Chiller Room SFN01 | GREENHECK | 12829303 1205 | QEI-16-I-30-X | OM00038183 | Y5-SF/B-01 | SB - Supply fan, Chiller Room 0276 - [Y5-SF/B-01] -SN: 12829303 1205, MODEL: QEI-16-1-30-X, MFG: GREENHECK | DNA | NA | NA | NA | DNA | DNA | DNA | DNA | NA | NA | \Classifications\Building System Class\D30-HVAC Systems\D3040 - Distribution SYS\Supply/Exhaust/Return fans- FAN | 1018713
19-Y5 | 19-Y5 Governor George Deukmejian Courthouse | 19-Y5-D2023-100-BFP01 | Backflow-Exterior by Loading Doc- Size 1.5" BFP01 | FEBCO | J021713 | 825Y 1.5" | OM00038186 | Y5-BFP/01 | N1 - EXTERIOR BY LOADING DOC [Y5-BFP/01]- TAG: OM00038186, SN: J021713, MODEL: 825Y 1.5", MFG: FEBCO 1.5" | NA | NA | NA | NA | NA | NA | NA | NA | NA | NA | \Classifications\Building System Class\D20-Plumbing\D2020 - Domestic Water\Backflow Preventer - BFP | 1018714
19-Y5 | 19-Y5 Governor George Deukmejian Courthouse | 19-Y5-D2023-100-BFP02 | Backflow-Basement, Boiler Room - Size 2" BFP02 | WATTS | 005328 | LF009M2QT 2" | OM00038187 | Y5-BFP/02 | SB - BOILER ROOM # 485 - [Y5-BFP/02] -TAG: OM00038187, SN: 005328, MODEL: LF009M2QT, MFG: WATTS 2" | NA | NA | NA | NA | NA | NA | NA | NA | NA | NA | \Classifications\Building System Class\D20-Plumbing\D2020 - Domestic Water\Backflow Preventer - BFP | 1018715
19-Y5 | 19-Y5 Governor George Deukmejian Courthouse | 19-Y5-D2023-100-BFP03 | Backflow-Basement, Chiller Room Size 2" BFP03 | WATTS | 006436 | LF009M2QT 2" | OM00038188 | Y5-BFP/03 | SB - CHILLER ROOM # 276 [Y5-BFP/03] - TAG:OM00038188, SN:006436, WATTS 2" | NA | NA | NA | NA | NA | NA | NA | NA | NA | NA | \Classifications\Building System Class\D20-Plumbing\D2020 - Domestic Water\Backflow Preventer - BFP | 1018716
19-Y5 | 19-Y5 Governor George Deukmejian Courthouse | 19-Y5-D2023-100-BFP05 | Backflow-Roof Cooling Towers - Size 2" BFP05 | WATTS | 005335 | LF009M2QT | OM00038195 | Y5-BFP/05 | ROOF - COOLING TOWER -[Y5-BFP/05] - TAG:OM00038195, SN: 005335, MODEL: LF009M2QT, MFG: WATTS 2" | NA | NA | NA | NA | NA | NA |  | NA |  | NA | \Classifications\Building System Class\D20-Plumbing\D2020 - Domestic Water\Backflow Preventer - BFP | 1018718
19-Y5 | 19-Y5 Governor George Deukmejian Courthouse | 19-Y5-D2023-100-BFP04 | Backflow-5th Floor Judges Balcony (Planter) - Size 1" BFP04 | FEBCO | J077597 | 825Y 1" | OM00038194 | Y5-BFP/04 | S5 - JUDGES BALCONY (PLANTER) -[Y5-BFP/04 ] TAG:OM00038194 SN: J077597, MODEL: 825Y, MFG: FEBCO 1" | NA | NA | NA | NA | NA | NA | NA | NA | NA | NA | \Classifications\Building System Class\D20-Plumbing\D2020 - Domestic Water\Backflow Preventer - BFP | 1018717
19-Y5 | 19-Y5 Governor George Deukmejian Courthouse | 19-Y5-D2023-100-BFP06 | Backflow-Balcony Planter - BFP06 | FEBCO | J083777 | 825Y | OM00038196 | Y5-BFP/06 | N4 - JURY ASSEMBLY BALCONY (PLANTER)- [Y5-BFP/06] TAG:OM00038196 SN: J083777, MODEL: 825Y, MFG: FEBCO | NA | NA | NA | NA | NA | NA | NA | NA | NA | NA | \Classifications\Building System Class\D20-Plumbing\D2020 - Domestic Water\Backflow Preventer - BFP | 1018719
19-Y5 | 19-Y5 Governor George Deukmejian Courthouse | 19-Y5-B2034-400-DOH03 | Rollup door for Judges parking |  |  |  | OM00038130 | Y5-GAR01 | [11 empty] | \Classifications\Building System Class\B20-General Building Exterior\B2030 - Exterior Doors\Door,Overhead-Shutter,Manual,Elec,Roll-up - DOH | 1018766
19-Y5 | 19-Y5 Governor George Deukmejian Courthouse | 19-Y5-D3041-170-SPF01 | Stairwell pressuration North roof SPF01 | GREENHECK | 12824565 |  | OM00038184 | Y5-SPF/06-01 | [11 empty] | \Classifications\Building System Class\D30-HVAC Systems\D3040 - Distribution SYS\Stairwell Pressurization Fan - SPF | 1018767
19-Y5 | 19-Y5 Governor George Deukmejian Courthouse | 19-Y5-D3041-170-SPF07 | Stairwell pressuration fan Atrium Roof MER SPF07 | GREENHECK | 12834057 1205 | AX1605350818HTUL | OM00038241 | Y5-SPF/06-07 | SROOF - Stairwell pressuration fan Atrium Roof MER - [Y5-SPF/06-07] - TAG: 0038241, SN:12834057 1205 | [10 empty] | \Classifications\Building System Class\D30-HVAC Systems\D3040 - Distribution SYS\Stairwell Pressurization Fan - SPF | 1018769
19-Y5 | 19-Y5 Governor George Deukmejian Courthouse | 19-Y5-D3041-170-SPF02 | Stairwell pressuration North roof SPF02 | GREENHECK | 12824567 |  | OM00038185 | Y5-SPF/06-02 | [11 empty] | \Classifications\Building System Class\D30-HVAC Systems\D3040 - Distribution SYS\Stairwell Pressurization Fan - SPF | 1018768
19-Y5 | 19-Y5 Governor George Deukmejian Courthouse | 19-Y5-D3041-170-SPF09 | Stairwell pressuration fan Atrium roof SPF09 | GREENHECK | 12834056 1205 | AX1034000622HTUL | OM00038240 | Y5-SPF/06-09 | SROOF - Stairwell pressuration fan Atrium roof - [Y5-SPF/06-09] - TAG:00038240, SN 12834056 1205 | [10 empty] | \Classifications\Building System Class\D30-HVAC Systems\D3040 - Distribution SYS\Stairwell Pressurization Fan - SPF | 1018770
19-Y5 | 19-Y5 Governor George Deukmejian Courthouse | 19-Y5-D5037-710-FAP02 | Fire Alarm System FAP02 | DNA | DNA | DNA | OM00038133 | Y5-FAS | DNA | NA | NA | NA | NA | DNA | DNA | DNA | DNA | NA | NA | \Classifications\Building System Class\D50-Electrical SYS\D5030 - Comm & Security\Fire Alarm Panel - FAP | 1018772
19-Y5 | 19-Y5 Governor George Deukmejian Courthouse | 19-Y5-D3031-100-PCH09 | Pump Chiller Room PCH09 | DNA | DNA | DNA | OM00038427 | Y5-SCHWP03 | South Basement - 0276 Pump Chiller Room - Y5-SCHWP03 | [10 empty] | \Classifications\Building System Class\D30-HVAC Systems\D3030 - Cooling SYS\Chilled Water Pump - PCH | 1018773
19-Y5 | 19-Y5 Governor George Deukmejian Courthouse | 19-Y5-D3040-120-FCU39 | FAN COIL UNIT E-1 FCU39 | MULTIAQUA | WQWHC3612010370 | MHWW | OM00038365 | Y5-FCU/E-1 | BASEMENT ELEC. ROOM 665 [Y5-FCU/E-1] TAG:OM00038365 | NA | NA | NA | NA | DNA | DNA | DNA | DNA | NA | NA | \Classifications\Building System Class\D30-HVAC Systems\D3040 - Distribution SYS\Fan Coil Unit - FCU | 1018783
19-Y5 | 19-Y5 Governor George Deukmejian Courthouse | 19-Y5-D3040-120-FCU40 | FAN COIL UNIT E-3 FCU40 | MULTIAQUA | WQWHC3612010329 | MHWW | OM00038364 | Y5-FCU/E-3 | BASEMENT ELEC. ROOM 290 [Y5-FCU/E-3] - TAG:OM00038364 ,SN: WQWHC3612010329 | NA | NA | NA | NA | DNA | DNA | DNA | DNA | NA | NA | \Classifications\Building System Class\D30-HVAC Systems\D3040 - Distribution SYS\Fan Coil Unit - FCU | 1018784
19-Y5 | 19-Y5 Governor George Deukmejian Courthouse | 19-Y5-D3040-120-FCU41 | FAN COIL UNIT IT 5A, NORTH BUILDING 1ST FLOOR, IT ROOM FCU41 | MULTIAQUA | CFFW12G200126 | CFFWA-20-1-U | OM00038266 | Y5-FCU05A | NORTH BUILDING 1ST FLOOR, IT ROOM [Y5-FCU05A] -TAG: 00038266, SN: CFFW12G200126 | NA | NA | NA | NA | DNA | DNA | DNA | DNA | NA | NA | \Classifications\Building System Class\D30-HVAC Systems\D3040 - Distribution SYS\Fan Coil Unit - FCU | 1018785
19-Y5 | 19-Y5 Governor George Deukmejian Courthouse | 19-Y5-D3040-120-FCU42 | FAN COIL UNIT IT 5B, NORTH BUILDING 1ST FLOOR, IT Room FCU42 | MULTIAQUA | CFFW12F200066 | CFFWA-20-1-U | OM00038265 | Y5-FCU05B | NORTH BUILDING 1ST FLOOR, IT ROOM [Y5-FCU05B] - TAG: 00038265, SN: CFFW12F200066 | NA | NA | NA | NA | DNA | DNA | DNA | DNA | NA | NA | \Classifications\Building System Class\D30-HVAC Systems\D3040 - Distribution SYS\Fan Coil Unit - FCU | 1018786
19-Y5 | 19-Y5 Governor George Deukmejian Courthouse | 19-Y5-D3040-120-FCU43 | FAN COIL UNIT IT 14A, NORTH BUILDING 4TH FLOOR, IT ROOM 4086 FCU43, | MULTIAQUA | CFFW12G200127 | CFFWA-20-1-U | OM00038251 | Y5-FCU14A | SOUTH BUILDING 4TH FLOOR, IT ROOM 4086 [Y5-FCU14A] TAG: 00038251, SN: CFFW12G200127 | NA | NA | NA | NA | DNA | DNA | DNA | DNA | NA | NA | \Classifications\Building System Class\D30-HVAC Systems\D3040 - Distribution SYS\Fan Coil Unit - FCU | 1018787
19-Y5 | 19-Y5 Governor George Deukmejian Courthouse | 19-Y5-D3040-120-FCU44 | FAN COIL UNIT IT 14B, NORTH BUILDING 4TH FLOOR, IT ROOM FCU44 | MULTIAQUA | CFFW12F200052 | CFFWA-20-1-U | OM00038245 | Y5-FCU14B | SOUTH BUILDING 4TH FLOOR, IT ROOM 4086 [Y5-FCU14B] TAG: 00038245, SN: CFFW12F200052 | NA | NA | NA | NA | DNA | DNA | DNA | DNA | NA | NA | \Classifications\Building System Class\D30-HVAC Systems\D3040 - Distribution SYS\Fan Coil Unit - FCU | 1018788
19-Y5 | 19-Y5 Governor George Deukmejian Courthouse | 19-Y5-D3040-120-FCU45 | FAN COIL UNIT 1-2, NORTH BUILDING 1ST FLOOR, TENANT SPACE FCU45 | CARRIER | 804111-10-2 | 42BHE20 | OM00038267 | Y5-FCU/01-02 | NORTH BUILDING 1ST FLOOR, TENANT SPACE [Y5-FCU/1-2] TAG: 00038267, SN: 804111-10-2 | NA | NA | NA | NA | DNA | DNA | DNA | DNA | NA | NA | \Classifications\Building System Class\D30-HVAC Systems\D3040 - Distribution SYS\Fan Coil Unit - FCU | 1018789
19-Y5 | 19-Y5 Governor George Deukmejian Courthouse | 19-Y5-D3040-120-FCU46 | FAN COIL UNIT 1-3, NORTH BUILDING 1ST FLOOR, TENANT SPACE FCU46 | CARRIER | 804111-10-1 | 42BHE20 | OM00038268 | Y5-FCU/01-03 | NORTH BUILDING 1ST FLOOR, TENANT SPACE [Y5-FCU/13] TAG: 00038268, SN: 804111-10-1 | NA | NA | NA | NA | DNA | DNA | DNA | DNA | NA | NA | \Classifications\Building System Class\D30-HVAC Systems\D3040 - Distribution SYS\Fan Coil Unit - FCU | 1018790
19-Y5 | 19-Y5 Governor George Deukmejian Courthouse | 19-Y5-D3040-120-FCU47 | FAN COIL UNIT 1-4 FCU47 | CARRIER | 804111-10-1 | 42BHE20 | OM00038269 | Y5-FCU/01-04 | NORTH BUILDING 1ST FLOOR, TENANT SPACE [Y5-FCU/1-4] ASSET TAG: 00038269, SN: 804111-10-4, | NA | NA | NA | NA | DNA | DNA | DNA | DNA | NA | NA | \Classifications\Building System Class\D30-HVAC Systems\D3040 - Distribution SYS\Fan Coil Unit - FCU | 1018791
19-Y5 | 19-Y5 Governor George Deukmejian Courthouse | 19-Y5-D3040-120-FCU48 | FAN COIL UNIT 1-5, NORTH BUILDING 1ST FLOOR, TENANT SPACE FCU48 | CARRIER | 804111-10-3 | 42BHE20 | OM00038271 | Y5-FCU/01-05 | NORTH BUILDING 1ST FLOOR, TENANT SPACE [Y5-FCU/1-5] TAG: 00038271, SN: 804111-10-3 | NA | NA | NA | NA | DNA | DNA | DNA | DNA | NA | NA | \Classifications\Building System Class\D30-HVAC Systems\D3040 - Distribution SYS\Fan Coil Unit - FCU | 1018792
19-Y5 | 19-Y5 Governor George Deukmejian Courthouse | 19-Y5-D3040-120-FCU49 | FAN COIL UNIT 1-6, NORTH BUILDING 1ST FLOOR, FIRE CONTROL/SECURITY ROOM FCU49 | MULTIAQUA | R0320120064 | 18-CWA2 | OM00038270 | Y5-FCU/01-06 | NORTH BUILDING 1ST FLOOR, FIRE CONTROL/SECURITY ROOM [Y5-FCU/1-6] TAG: 00038270, SN: R0320120064 | NA | NA | NA | NA | DNA | DNA | DNA | DNA | NA | NA | \Classifications\Building System Class\D30-HVAC Systems\D3040 - Distribution SYS\Fan Coil Unit - FCU | 1018793
19-Y5 | 19-Y5 Governor George Deukmejian Courthouse | 19-Y5-D3040-120-FCU50 | FAN COIL UNIT 1-7, N 1ST FLOOR, FIRE CONTROL/SECURITY ROOM FCU50 | MULTIAQUA | R0320120091 | 18-CWA2 | OM00038275 | Y5-FCU/01-07 | SOUTH 1ST FLOOR - JCI OFFICE SPACE, ROOM 1954 - [Y5-FCU/1-7] TAG: 00038275 SN: R0320120091 | NA | NA | NA | NA | DNA | DNA | DNA | DNA | NA | NA | \Classifications\Building System Class\D30-HVAC Systems\D3040 - Distribution SYS\Fan Coil Unit - FCU | 1018794
19-Y5 | 19-Y5 Governor George Deukmejian Courthouse | 19-Y5-D3042-220-EFN44 | EXHAUST FAN 2B-1 EFN44 | GREENHECK | DNA | CSP-A710 | OM00038254 | Y5-EFN/2B-1 | NORTH BUILDING 2ND FLOOR, RESTROOM [Y5-EFN/2B-1] TAG:OM00038254 | NA | NA | NA | NA | DNA | DNA | DNA | DNA | NA | NA | \Classifications\Building System Class\D30-HVAC Systems\D3040 - Distribution SYS\Supply/Exhaust/Return fans- FAN | 1018795
19-Y5 | 19-Y5 Governor George Deukmejian Courthouse | 19-Y5-D3042-220-EFN45 | EXHAUST FAN 4B-1 EFN45 | GREENHECK | 13179928 | CSP-A710 | OM00038253 | Y5-EFN/4B-1 | SROOF, PENTHOUSE #5, TAG:OM00038253, SN:13179928, [Y5-EFN/4B-1] | NA | NA | NA | NA | DNA | DNA | DNA | DNA | NA | NA | \Classifications\Building System Class\D30-HVAC Systems\D3040 - Distribution SYS\Supply/Exhaust/Return fans- FAN | 1018796
19-Y5 | 19-Y5 Governor George Deukmejian Courthouse | 19-Y5-D3042-220-EFN46 | EXHAUST FAN 1-3- EFN46 | GREENHECK | DNA | BSQ-90-5 | OM00038250 | Y5-EFN/01-03 | NORTH BUILDING 1ST FLOOR, MAILROOM [Y5-EFN/01-03] Tag:OM00038250 | NA | NA | NA | NA | DNA | DNA | DNA | DNA | NA | NA | \Classifications\Building System Class\D30-HVAC Systems\D3040 - Distribution SYS\Supply/Exhaust/Return fans- FAN | 1018797
19-Y5 | 19-Y5 Governor George Deukmejian Courthouse | 19-Y5-D3042-220-EFN47 | EXHAUST FAN 1-4 EFN47 | GREENHECK | 13061680 | BSQ-140-5 | OM00038276 | Y5-EFN/01-04 | NORTH BUILDING 1ST FLOOR, ELECTRICAL ROOM 1962 [Y5-EFN/01/04] ASSET TAG: 00038276, SN: 13061680 | NA | NA | NA | NA | DNA | DNA | DNA | DNA | NA | NA | \Classifications\Building System Class\D30-HVAC Systems\D3040 - Distribution SYS\Supply/Exhaust/Return fans- FAN | 1018798
19-Y5 | 19-Y5 Governor George Deukmejian Courthouse | 19-Y5-D3042-220-EFN48 | EXHAUST FAN 6-5, ROOF EQUIP. WELL EFN48 | GREENHECK | 12850093 1205 | CWB-101-4 | OM00038272 | Y5-EFN/06-05 | ROOF EQUIPMENT WELL [Y5-EFN/06-05] TAG: 00038272, SN: 12850093-1205 | NA | NA | NA | NA | DNA | DNA | DNA | DNA | NA | NA | \Classifications\Building System Class\D30-HVAC Systems\D3040 - Distribution SYS\Supply/Exhaust/Return fans- FAN | 1018799
19-Y5 | 19-Y5 Governor George Deukmejian Courthouse | 19-Y5-D3042-220-EFN49 | EXHAUST FAN 6-6, ROOF EQUIP. WELL EFN 49 ASSET TAG: 00038273, SN: 12850094 1205, MODEL: CWB-101-4, MFG GREENHECK | GREENHECK | 12850094 1205 | CWB-101-4 | OM00038273 | Y5-EFN/06-06 | ROOF EQUIPMENT WELL [Y5-EFN/06-06] TAG: 00038273, SN: 12850094 1205 | NA | NA | NA | NA | DNA | DNA | DNA | DNA | NA | NA | \Classifications\Building System Class\D30-HVAC Systems\D3040 - Distribution SYS\Supply/Exhaust/Return fans- FAN | 1018800
19-Y5 | 19-Y5 Governor George Deukmejian Courthouse | 19-Y5-D3030-310-CTF01 | COOLING TOWER SEDEMENT FILTER, SOUTH ROOF CTF01 | LAKOS | P/N126229 | TCI-0400-SRV | OM00038274 | Y5-CTF01 | SOUTH ROOF, COOLING TOWER SEDEMENT FILTER [Y5-CTF01] TAG: 00038274, SN: P/N126229 | [10 empty] | \Classifications\Building System Class\D30-HVAC Systems\D3030 - Cooling SYS\Cooling Tower Filter - CTF | 1018801
19-Y5 | 19-Y5 Governor George Deukmejian Courthouse | 19-Y5-D3031-210-CDR01 | CONDENSING UNIT, CU B2-1 CDR01 | York | W1G2008204 | TCHD48S44S3A | OM00038207 | Y5-CU/B2-01 | SOUTH ROOF, CONDENSING UNIT SERVING IDF ROOM 2ND FLOOR ASSET TAG: 00038207, SN: W1G2008204 | [10 empty] | \Classifications\Building System Class\D30-HVAC Systems\D3030 - Cooling SYS\Condensing Unit, Air Cooled - CDR | 1018802
19-Y5 | 19-Y5 Governor George Deukmejian Courthouse | 19-Y5-D3031-210-CDR02 | CONDENSING UNIT, CU B2-2, SROOF CDR02 | York | W1G2008202 | TCHD48S44S3A | OM00038208 | Y5-CU/B2-02 | SOUTH ROOF, CONDENSING UNIT SERVING IDF ROOM 2ND FLOOR ASSET TAG: 00038208, SN: W1G2008202 | [10 empty] | \Classifications\Building System Class\D30-HVAC Systems\D3030 - Cooling SYS\Condensing Unit, Air Cooled - CDR | 1018803
19-Y5 | 19-Y5 Governor George Deukmejian Courthouse | 19-Y5-D3031-210-CDR03 | CONDENSING UNIT, CU B4-1, SROOF CDR03 | York | W1G2008203 | TCHD48S44S3A | OM00038209 | Y5-CU/B4-01 | SOUTH ROOF, CONDENSING UNIT SERVING IDF ROOM 4TH FLOOR [Y5-CU/B4-01] -TAG: 000389209, SN W1G2008203 | [10 empty] | \Classifications\Building System Class\D30-HVAC Systems\D3030 - Cooling SYS\Condensing Unit, Air Cooled - CDR | 1018804
19-Y5 | 19-Y5 Governor George Deukmejian Courthouse | 19-Y5-D3031-210-CDR04 | CONDENSING UNIT, CU B4-2 CDR04 | York | W1G2008209 | TCHD48S44S3A | OM00038210 | Y5-CU/B4-02 | SOUTH ROOF, CONDENSING UNIT SERVING IDF ROOM 4TH FLOOR ASSET TAG: 00038210, SN: W1G2008209 | [10 empty] | \Classifications\Building System Class\D30-HVAC Systems\D3030 - Cooling SYS\Condensing Unit, Air Cooled - CDR | 1018805
19-Y5 | 19-Y5 Governor George Deukmejian Courthouse | 19-Y5-D3031-210-CDR05 | CONDENSING UNIT, CU C2-1 CDR05 | York | W1G2008207 | TCHD48S44S3A | OM00038200 | Y5-CU/C2-01 | NORTH ROOF, CONDENSING UNIT SERVING IDF ROOM 3RD FLOOR ASSET TAG: 00038200, | [10 empty] | \Classifications\Building System Class\D30-HVAC Systems\D3030 - Cooling SYS\Condensing Unit, Air Cooled - CDR | 1018806
19-Y5 | 19-Y5 Governor George Deukmejian Courthouse | 19-Y5-D3031-210-CDR06 | CONDENSING UNIT, CU C2-2 CDR06 | York | W1G2008201 | TCHD48S44S3A | OM00038201 | Y5-CU/C2-02 | NORTH ROOF, CONDENSING UNIT SERVING IDF ROOM 3RD FLOOR ASSET TAG: 00038201, SN: W1G2008201 | [10 empty] | \Classifications\Building System Class\D30-HVAC Systems\D3030 - Cooling SYS\Condensing Unit, Air Cooled - CDR | 1018807
19-Y5 | 19-Y5 Governor George Deukmejian Courthouse | 19-Y5-D3031-210-CDR07 | CONDENSING UNIT, CU C3-1 CDR07 | York | W1G2008210 | TCHD48S44S3A | OM00038202 | Y5-CU/C3-01 | S ROOF, CONDENSING UNIT SERVING IDF ROOM 3495, 3RD FLOOR | [10 empty] | \Classifications\Building System Class\D30-HVAC Systems\D3030 - Cooling SYS\Condensing Unit, Air Cooled - CDR | 1018808
19-Y5 | 19-Y5 Governor George Deukmejian Courthouse | 19-Y5-D3031-210-CDR08 | CONDENSING UNIT, CU C3-2 CDR08 | York | W1G2008206 | TCHD48S44S3A | OM00038203 | Y5-CU/C3-02 | NORTH ROOF, CONDENSING UNIT SERVING IDF ROOM 2ND FLOOR ASSET TAG: 00038203, SN: W1G2008206 | [10 empty] | \Classifications\Building System Class\D30-HVAC Systems\D3030 - Cooling SYS\Condensing Unit, Air Cooled - CDR | 1018809
19-Y5 | 19-Y5 Governor George Deukmejian Courthouse | 19-Y5-D3031-210-CDR09 | CONDENSING UNIT, CU D2-1 CDR09 | York | W1G2008208 | TCHD48S44S3A | OM00038204 | Y5-CU/D2-01 | WEST ROOF, CONDENSING UNIT SERVING IDF ROOM 2ND FLOOR ASSET TAG: 00038204 SN: W1G2008208 | [10 empty] | \Classifications\Building System Class\D30-HVAC Systems\D3030 - Cooling SYS\Condensing Unit, Air Cooled - CDR | 1018810
19-Y5 | 19-Y5 Governor George Deukmejian Courthouse | 19-Y5-D3031-210-CDR10 | CONDENSING UNIT, CU D2-2 CDR10 | York | W1G2008205 | TCHD48S44S3A | OM00038205 | Y5-CU/D2-02 | SOUTH ROOF, CONDENSING UNIT SERVING IDF ROOM 2ND FLOOR ASSET TAG: 00038205, SN: W1G2008208 | [10 empty] | \Classifications\Building System Class\D30-HVAC Systems\D3030 - Cooling SYS\Condensing Unit, Air Cooled - CDR | 1018811
19-Y5 | 19-Y5 Governor George Deukmejian Courthouse | 19-Y5-D3031-210-CDR11 | CONDENSING UNIT, CU B1 CDR11 | York | N1G2037929 | YD180C00A4AAA2A | OM00038418 | Y5-CU/B1 | SOUTH ROOF, CONDENSING UNIT SERVING MDF ROOM BASEMENT | [10 empty] | \Classifications\Building System Class\D30-HVAC Systems\D3030 - Cooling SYS\Condensing Unit, Air Cooled - CDR | 1018812
19-Y5 | 19-Y5 Governor George Deukmejian Courthouse | 19-Y5-D3031-210-CDR12 | CONDENSING UNIT, CU B2 CDR12 | York | N1G2037930 | YD180C00A4AAA2A | OM00038419 | Y5-CU/B2 | SOUTH ROOF, CONDENSING UNIT SERVING MDF ROOM BASEMENT | [10 empty] | \Classifications\Building System Class\D30-HVAC Systems\D3030 - Cooling SYS\Condensing Unit, Air Cooled - CDR | 1018813
19-Y5 | 19-Y5 Governor George Deukmejian Courthouse | 19-Y5-D3041-160-FDP01 | Fire/Smoke Dampers ALL |  |  |  | OM00038330 | Y5-FDPR | COURTHOUSE - Fire/Smoke Dampers ALL - [Y5-FDPR] | [10 empty] | \Classifications\Building System Class\D30-HVAC Systems\D3040 - Distribution SYS\Fire Dampers - FDP | 1018829
19-Y5 | 19-Y5 Governor George Deukmejian Courthouse | 19-Y5-C1020-110-FRD01 | Fire/Smoke Doors (McKeon/Won) ALL | NA | NA | NA | OM00038331 | Y5-FDOOR | COURTHOUSE - Fire/Smoke Doors (McKeon/Won) ALL - [Y5-FDOOR] | [10 empty] | \Classifications\Building System Class\C10-General Building Interior\C1020 - Fire Doors\Fire Doors - FRD | 1018830
19-Y5 | 19-Y5 Governor George Deukmejian Courthouse | 19-Y5-E1033-310-DLR01 | Loading dock leveler DLR01 INHA CKT-17,19,21 | BLUE GIANT | 371995-01 | HU6006-30 | OM00038127 | Y5-DLEV01 | N1 - Loading dock leveler - [Y5-DLEV01] - TAG:OM00038127, SN: 371995-01, MODEL: HU6006-30, MFG: BLUE GIANT | [10 empty] | \Classifications\Building System Class\E10-Equipment\E1030 - Vehicular Equipment\Loading Dock Equipment - DLR | 1018831
19-Y5 | 19-Y5 Governor George Deukmejian Courthouse | 19-Y5-D5038-810-ITA01 | Security Sys Ctrl & Monitoring, | HP | 2M2247024E | HP380P | OM00038240 | Y5-SEC | SB - Security Sys Ctrl & Monitoring - [Y5-SEC] -TAG: 00038240, SN: 2M2247024E | [10 empty] | \Classifications\Building System Class\D50-Electrical SYS\D5030 - Comm & Security\Intrusion Alarm - ITA | 1018832
19-Y5 | 19-Y5 Governor George Deukmejian Courthouse | 19-Y5-D2022-260-HWG02 | Hot Water Heater, Gas Boiler Room 0485 - HWG02 |  |  |  | OM00038132 | Y5-DWH02 | NB - Boiler Room 0485 - [Y5-DWH02] - TAG:OM00038132 | [10 empty] | \Classifications\Building System Class\D20-Plumbing\D2020 - Domestic Water\Domestic Water Heater, Gas - HWG | 1018834
19-Y5 | 19-Y5 Governor George Deukmejian Courthouse | 19-Y5-D5038-100-ACC02 | Card Access Reader South Bldg, ASSET TAG: 00038237, SN: 2M222902YN, MODEL: HP380-P, MFG: HP | HP | 2M222902YN | HP380-P | OM00038237 | Y5-ACC902 | SB- Card Access Reader South Bldg - [Y5-ACC902] TAG:OM00038237 SN:2M222902YN | [10 empty] | \Classifications\Building System Class\D50-Electrical SYS\D5030 - Comm & Security\Access Card Reader - ACC | 1018836
19-Y5 | 19-Y5 Governor George Deukmejian Courthouse | 19-Y5-D3040-600-HES01 | Heat Exchanger Chiller Room 0276 HES01 | AIFA LAVAL | 30113-94384 | AQ4L-FG | OM00038231 | Y5-HEX01 | SB - Heat Exchanger Chiller Room 0276 - [Y5-HEX01] TAG:OM00038231 SN:30113-94384 | [10 empty] | \Classifications\Building System Class\D30-HVAC Systems\D3040 - Distribution SYS\Heat Exchanger,Steam - HES | 1018837
19-Y5 | 19-Y5 Governor George Deukmejian Courthouse | 19-Y5-D3060-100-RDS01 | Refrigerant Monitor for Chiller room 0276, ASSET TAG: 00038229, SN 121-404A-0047EV3.40, MODEL: GO-0155404ANALOG, MFG: SHERLOCK | SHERLOCK | 121-404A-0047EV3.40 | GO-0155404ANALOG | OM00038229 | Y5-RMON | SB - Refrigerant Monitor for Chiller room - [Y5-RMON] | [10 empty] | \Classifications\Building System Class\D30-HVAC Systems\D3060 - Control & Inst Air\Refrigerant Leak Detection System - RDS | 1018838
19-Y5 | 19-Y5 Governor George Deukmejian Courthouse | 19-Y5-D5038-100-ACC03 | Card Access Reader West Bldg MDF ROOM 375, ASSET TAG: 00038238 |  |  |  | OM00038238 | Y5-ACC903 | W1 - Card Access Reader West Bldg, MDF ROOM 375 - [Y5-ACC903] | [10 empty] | \Classifications\Building System Class\D50-Electrical SYS\D5030 - Comm & Security\Access Card Reader - ACC | 1018839
19-Y5 | 19-Y5 Governor George Deukmejian Courthouse | 19-Y5-D5090-100-VFD04 | VARIABLE FREQUENCY DRIVE, SF/4-1B, SROOF, PENTHOUSE 4 ROOM 6201 VFD04 | JOHNSON CONTROLS, INC. | 2124202193 | AYK550-UH-023A-4+K465 | OM00038281 | Y5-VFD-SF/4-1B | PENTHOUSE 4, ROOM 6201, VARIABLE FREQUENCY DRIVE, [Y5-VFD-SF/4-1B] -TAG: 00038281, SN: 2124202193 | [10 empty] | \Classifications\Building System Class\D50-Electrical SYS\D5090 - Elec SYS\Variable Frequency Drive - VFD | 1018840
19-Y5 | 19-Y5 Governor George Deukmejian Courthouse | 19-Y5-D5090-100-VFD05 | VARIABLE FREQUENCY DRIVE, EF/4-1, SROOF, PENTHOUSE 4, ROOM 6201 VFD05 | ABB | 2122200333 | ACH550-VCR-06A9-4 | OM00038280 | Y5-VFD-EF/4-1 | PENTHOUSE 4, ROOM 6201 VARIABLE FREQUENCY DRIVE, [Y5-VFD-EF/4-1] TAG: 00038280, SN: 212220033 | [10 empty] | \Classifications\Building System Class\D50-Electrical SYS\D5090 - Elec SYS\Variable Frequency Drive - VFD | 1018841
19-Y5 | 19-Y5 Governor George Deukmejian Courthouse | 19-Y5-D5090-100-VFD06 | VARIABLE FREQUENCY DRIVE, RF/4-1, SROOF, PENTHOUSE 4, ROOM 6201 VFD06 | ABB | 2122200506 | ACH550-VCR-023A-4 | OM00038282 | Y5-VFD-RF/4-1 | VARIABLE FREQUENCY DRIVE, SROOF, PENTHOUSE 4, ROOM 6201, ASSET TAG: 00038282, SN: 2122200506, [Y5-VFD-RF/4-1] | [10 empty] | \Classifications\Building System Class\D50-Electrical SYS\D5090 - Elec SYS\Variable Frequency Drive - VFD | 1018842
19-Y5 | 19-Y5 Governor George Deukmejian Courthouse | 19-Y5-D5090-100-VFD07 | VARIABLE FREQUENCY DRIVE, SF/4-3, SROOF, PENTHOUSE 4, ROOM 6201 VFD07 | JOHNSON CONTROLS, INC. | 2120802045 | AYK550-UH-045A-4+K465 | OM00038283 | Y5-VFD-SF/4-3 | PENTHOUSE 4, ROOM 6201, VARIABLE FREQUENCY DRIVE [Y5-VFD-SF/4-3] -TAG: 00038283, SN: 2120802045 | [10 empty] | \Classifications\Building System Class\D50-Electrical SYS\D5090 - Elec SYS\Variable Frequency Drive - VFD | 1018843
19-Y5 | 19-Y5 Governor George Deukmejian Courthouse | 19-Y5-D5090-100-VFD08 | VARIABLE FREQUENCY DRIVE, RF/4-2, SROOF, PENTHOUSE 4, ROOM 6201VFD08 | ABB | 2122200549 | ACH550-BCR-023A-4 | OM00038284 | Y5-VFD-RF/4-2 | PENTHOUSE 4, ROOM 6201, VARIABLE FREQUENCY DRIVE, [Y5-VFD-RF/4-2] TAG: 00038284, SN: 2122200549 | [10 empty] | \Classifications\Building System Class\D50-Electrical SYS\D5090 - Elec SYS\Variable Frequency Drive - VFD | 1018844
19-Y5 | 19-Y5 Governor George Deukmejian Courthouse | 19-Y5-D5090-100-VFD09 | VARIABLE FREQUENCY DRIVE, SPF/6-4, SROOF VFD09 | ABB | 2122200363 | ACH550-BCR-08A8-4+B058 | OM00038285 | Y5-VFD-SPF/6-4 | SOUTH ROOF, VARIABLE FREQUENCY DRIVE, [Y5-VFD-SPF/6-4] TAG: 00038285, SN: 2122200363 | [10 empty] | \Classifications\Building System Class\D50-Electrical SYS\D5090 - Elec SYS\Variable Frequency Drive - VFD | 1018845
19-Y5 | 19-Y5 Governor George Deukmejian Courthouse | 19-Y5-D5090-100-VFD10 | VARIABLE FREQUENCY DRIVE, EF/5-1, PENTHOUSE 5, ROOM 6001 VFD10 | ABB | 2122200291 | ACH550-BCR-04A1-4 | OM00038286 | Y5-VFD-EF/5-1 | PENTHOUSE 5, ROOM 6001, VARIABLE FREQUENCY DRIVE, [Y5-VFD-EF/5-1] TAG: 00038286, SN: 2122200291 | [10 empty] | \Classifications\Building System Class\D50-Electrical SYS\D5090 - Elec SYS\Variable Frequency Drive - VFD | 1018846
19-Y5 | 19-Y5 Governor George Deukmejian Courthouse | 19-Y5-D5090-100-VFD11 | VARIABLE FREQUENCY DRIVE, SPF/6-3, PENTHOUSE 5, ROOM 6001 VFD11 | ABB | 2122200351 | ACH550-BCR-08A8-4 | OM00038287 | Y5-VFD-SPF/6-3 | PENTHOUSE 5, ROOM 6001, VARIABLE FREQUENCY DRIVE, [Y5-VFD-SPF/6-3] TAG: 00038287, SN: 2122200351 | [10 empty] | \Classifications\Building System Class\D50-Electrical SYS\D5090 - Elec SYS\Variable Frequency Drive - VFD | 1018847
19-Y5 | 19-Y5 Governor George Deukmejian Courthouse | 19-Y5-D5090-100-VFD12 | VARIABLE FREQUENCY DRIVE, SF/5-2, PENTHOUSE 5, ROOM 6001 VFD12 | JOHNSON CONTROLS, INC. | 2120303185 | AYK550-UH-023A-4+K465 | OM00038288 | Y5-VFD-SF/5-2 | PENTHOUSE 5, ROOM 6001, VARIABLE FREQUENCY DRIVE [Y5-VFD-SF/5-2] TAG: 00038288, SN: 2120303185 | [10 empty] | \Classifications\Building System Class\D50-Electrical SYS\D5090 - Elec SYS\Variable Frequency Drive - VFD | 1018848
19-Y5 | 19-Y5 Governor George Deukmejian Courthouse | 19-Y5-D5090-100-VFD13 | VARIABLE FREQUENCY DRIVE, RF/5-2, PENTHOUSE 5, ROOM 6001 VFD13 | ABB | 212200525 | ACH550-VCR-023A-4 | OM00038308 | Y5-VFD-RF/5-2 | PENTHOUSE 5, ROOM 6001 VARIABLE FREQUENCY DRIVE, [Y5-VFD-RF/5-2] TAG: 00038308, SN: 212200525 | [10 empty] | \Classifications\Building System Class\D50-Electrical SYS\D5090 - Elec SYS\Variable Frequency Drive - VFD | 1018849
19-Y5 | 19-Y5 Governor George Deukmejian Courthouse | 19-Y5-D5090-100-VFD14 | VARIABLE FREQUENCY DRIVE, SF/5-3, PENTHOUSE 5, ROOM 6001 VFD14 | JOHNSON CONTROLS, INC. | 2121002682 | AYK550-UH-023A-4+K465 | OM00038309 | Y5-VFD-SF/5-3 | PENTHOUSE 5, ROOM 6001 VARIABLE FREQUENCY DRIVE, [Y5-VFD-SF/5-3] TAG: 00038309, SN: 2121002682 | [10 empty] | \Classifications\Building System Class\D50-Electrical SYS\D5090 - Elec SYS\Variable Frequency Drive - VFD | 1018850
19-Y5 | 19-Y5 Governor George Deukmejian Courthouse | 19-Y5-D5090-100-VFD15 | VARIABLE FREQUENCY DRIVE, RF/5-1, PENTHOUSE 5, ROOM 6001 VFD15 | ABB | 2122200522 | ACH550-VCR-015-A-4 | OM00038310 | Y5-VFD-RF/5-1 | PENTHOUSE 6, ROOM 6001 VARIABLE FREQUENCY DRIVE, [Y5-VFD-RF/5-1] - TAG: 00038310, SN: 2122200522 | [10 empty] | \Classifications\Building System Class\D50-Electrical SYS\D5090 - Elec SYS\Variable Frequency Drive - VFD | 1018851
19-Y5 | 19-Y5 Governor George Deukmejian Courthouse | 19-Y5-D5090-100-VFD16 | VARIABLE FREQUENCY DRIVE, SF/5-1, PENTHOUSE 5, ROOM 6001 VFD16 | JOHNSON CONTROLS, INC. | 2120303710 | AYK550-UH-059A-4+K465 | OM00038289 | Y5-VFD-SF/5-1 | PENTHOUSE 6, ROOM 6001 VARIABLE FREQUENCY DRIVE, [Y5-VFD-SF/5-1] TAG: 00038289, SN: 2120303710, | [10 empty] | \Classifications\Building System Class\D50-Electrical SYS\D5090 - Elec SYS\Variable Frequency Drive - VFD | 1018852
19-Y5 | 19-Y5 Governor George Deukmejian Courthouse | 19-Y5-D5090-100-VFD17 | VARIABLE FREQUENCY DRIVE, EF/6-1, ATRIUM ROOF FANS VFD17 | ABB | 2122200440 | ACH550-VCR-045-A-4 | OM00038311 | Y5-VFD-EF/6-1 | ATRIUM ROOF FAN, VARIABLE FREQUENCY DRIVE, [Y5-VFD-EF/6-1] TAG: 00038311, SN: 2122200440 | [10 empty] | \Classifications\Building System Class\D50-Electrical SYS\D5090 - Elec SYS\Variable Frequency Drive - VFD | 1018853
19-Y5 | 19-Y5 Governor George Deukmejian Courthouse | 19-Y5-D5090-100-VFD18 | VARIABLE FREQUENCY DRIVE, EF/6-2, ATRIUM ROOF FANS VFD18 | ABB | 2122200422 | ACH550-VCR-045-A-4 | OM00038312 | Y5-VFD-EF/6-2 | ATRIUM ROOF FAN, VARIABLE FREQUENCY DRIVE, [Y5-VFD-EF/6-2] TAG: 00038312, SN: 2122200422 | [10 empty] | \Classifications\Building System Class\D50-Electrical SYS\D5090 - Elec SYS\Variable Frequency Drive - VFD | 1018854
19-Y5 | 19-Y5 Governor George Deukmejian Courthouse | 19-Y5-D5090-100-VFD19 | VARIABLE FREQUENCY DRIVE, EF/6-3, ATRIUM ROOF FANS VFD19 | ABB | 2122200431 | ACH550-VCR-045-A-4 | OM00038290 | Y5-VFD-EF/6-3 | ATRIUM ROOF FAN, VARIABLE FREQUENCY DRIVE, [Y5-VFD-EF/6-3] TAG: 00038290, SN:2122200431 | [10 empty] | \Classifications\Building System Class\D50-Electrical SYS\D5090 - Elec SYS\Variable Frequency Drive - VFD | 1018855
19-Y5 | 19-Y5 Governor George Deukmejian Courthouse | 19-Y5-D5090-100-VFD20 | VARIABLE FREQUENCY DRIVE, SPF/6-9, SROOF, ROOM 6475 VFD20 | ABB | 2122200344 | ACH550-VCR-059A-4 | OM00038291 | Y5-VFD-SPF/6-9 | SOUTH ROOF, ROOM 6475, VARIABLE FREQUENCY DRIVE, [Y5-VFD-SPF/6-9] TAG: 00038291, SN: 2122200344 | [10 empty] | \Classifications\Building System Class\D50-Electrical SYS\D5090 - Elec SYS\Variable Frequency Drive - VFD | 1018856
19-Y5 | 19-Y5 Governor George Deukmejian Courthouse | 19-Y5-D5090-100-VFD21 | VARIABLE FREQUENCY DRIVE, SPF/6-8, SROOF, ROOM 6475 VFD21 | ABB | 2122200331 | ACH550-VCR-059A-4 | OM00038292 | Y5-VFD-SPF/6-8 | SOUTH ROOF, ROOM 6475, VARIABLE FREQUENCY DRIVE, [Y5-VFD-SPF/6-8] TAG: 00038292, SN: 2122200331 | [10 empty] | \Classifications\Building System Class\D50-Electrical SYS\D5090 - Elec SYS\Variable Frequency Drive - VFD | 1018857
19-Y5 | 19-Y5 Governor George Deukmejian Courthouse | 19-Y5-D5090-100-VFD22 | VARIABLE FREQUENCY DRIVE, EF/6-4, SROOF, ROOM 6477 VFD22 | ABB | 2122200319 | ACH550-VCR072A-4 | OM00038293 | Y5-VFD-EF/6-4 | SOUTH ROOF, ROOM 6477, VARIABLE FREQUENCY DRIVE, [Y5-VFD-EF/6-4] TAG: 00038293, SN: 2122200319 | [10 empty] | \Classifications\Building System Class\D50-Electrical SYS\D5090 - Elec SYS\Variable Frequency Drive - VFD | 1018858
19-Y5 | 19-Y5 Governor George Deukmejian Courthouse | 19-Y5-D5090-100-VFD23 | VARIABLE FREQUENCY DRIVE, COOLING TOWER, CT/03, SROOF VFD23 | ABB | 2122200272 | ACH550-BCR-031A-4+B058 | OM00038294 | Y5-VFD-CT/03 | SOUTH ROOF, VARIABLE FREQUENCY DRIVE, COOLING TOWER, [Y5-VFD-CT/03] TAG: 00038294, SN: 2122200272 | [10 empty] | \Classifications\Building System Class\D50-Electrical SYS\D5090 - Elec SYS\Variable Frequency Drive - VFD | 1018859
19-Y5 | 19-Y5 Governor George Deukmejian Courthouse | 19-Y5-D5090-100-VFD24 | VARIABLE FREQUENCY DRIVE, COOLING TOWER, CT/02, SROOF VFD24 | ABB | 2122200305 | ACH550-BCR-031A-4+B058 | OM00038295 | Y5-VFD-CT/02 | SOUTH ROOF, VARIABLE FREQUENCY DRIVE, COOLING TOWER, [Y5-VFD-CT/02] TAG: 00038295, SN: 2122200305 | [10 empty] | \Classifications\Building System Class\D50-Electrical SYS\D5090 - Elec SYS\Variable Frequency Drive - VFD | 1018860
19-Y5 | 19-Y5 Governor George Deukmejian Courthouse | 19-Y5-D5090-100-VFD25 | VARIABLE FREQUENCY DRIVE, SPF/6-7, SROOF, ROOM 6077 VFD25 | ABB | 2122103995 | ACH550-BCR-097A-4 | OM00038297 | Y5-VFD-SPF/6-7 | SOUTH ROOF, VARIABLE FREQUENCY DRIVE, [Y5-VFD-SPF/6-7] TAG: 00038297, SN: 2122103995 | [10 empty] | \Classifications\Building System Class\D50-Electrical SYS\D5090 - Elec SYS\Variable Frequency Drive - VFD | 1018861
19-Y5 | 19-Y5 Governor George Deukmejian Courthouse | 19-Y5-D5090-100-VFD26 | VARIABLE FREQUENCY DRIVE, VFD/8-02SA, S/E ROOF, ROOM 3950 VFD26 | JOHNSON CONTROLS, INC. | 2131602043 | AYK550-UH-023A-4+K465 | OM00038298 | Y5-VFD/8-02SA | SOUTH EAST ROOF, VARIABLE FREQUENCY DRIVE, [Y5-VFD/8-02SA] TAG: 00038298, SN: 2131602043 | [10 empty] | \Classifications\Building System Class\D50-Electrical SYS\D5090 - Elec SYS\Variable Frequency Drive - VFD | 1018862
19-Y5 | 19-Y5 Governor George Deukmejian Courthouse | 19-Y5-D5090-100-VFD27 | VARIABLE FREQUENCY DRIVE, VFD/8-01SA, S/E ROOF, ROOM 3950 VFD27 | JOHNSON CONTROLS, INC. | 2121400779 | AYK550-UH-023A-4+K465 | OM00038299 | Y5-VFD/8-01SA | SOUTH EAST ROOF, VARIABLE FREQUENCY DRIVE, [Y5-VFD/8-01SA] TAG: 00038299, SN: 2121400779 | [10 empty] | \Classifications\Building System Class\D50-Electrical SYS\D5090 - Elec SYS\Variable Frequency Drive - VFD | 1018863
19-Y5 | 19-Y5 Governor George Deukmejian Courthouse | 19-Y5-D5090-100-VFD28 | VARIABLE FREQUENCY DRIVE, VFD/8-02RA, S/E ROOF VFD28 | JOHNSON CONTROLS, INC. | 2120801606 | AYK550-UH-023A-4+K465 | OM00038300 | Y5-VFD/8-02RA | SOUTH EAST ROOF, VARIABLE FREQUENCY DRIVE, [Y5-VFD-8/02RA] TAG: 00038300, SN: 2120801606 | [10 empty] | \Classifications\Building System Class\D50-Electrical SYS\D5090 - Elec SYS\Variable Frequency Drive - VFD | 1018864
19-Y5 | 19-Y5 Governor George Deukmejian Courthouse | 19-Y5-D5090-100-VFD29 | VARIABLE FREQUENCY DRIVE, VFD-SF/1-2, PENTHOUSE 1 VFD29 | JOHNSON CONTROLS, INC. | 2120802051 | AYK550-UH-045A-4+K465 | OM00038257 | Y5-VFD-SF/1-2 | ROOF, PENTHOUSE 1, VARIABLE FREQUENCY DRIVE, [Y5-VFD-SF/1-2] TAG: 00038257, SN: 2120802051 | [10 empty] | \Classifications\Building System Class\D50-Electrical SYS\D5090 - Elec SYS\Variable Frequency Drive - VFD | 1018865
19-Y5 | 19-Y5 Governor George Deukmejian Courthouse | 19-Y5-D5090-100-VFD30 | VARIABLE FREQUENCY DRIVE, COOLING TOWER, CT/01, SROOF VFD30 | JOHNSON CONTROLS, INC. | 2122200328 | ACH550-BCR-031A-4+B058 | OM00038296 | Y5-VFD-CT/01 | SOUTH ROOF, VARIABLE FREQUENCY DRIVE, COOLING TOWER, [Y5-VFD-CT/01] TAG: 00038296, SN: 2122200328 | [10 empty] | \Classifications\Building System Class\D50-Electrical SYS\D5090 - Elec SYS\Variable Frequency Drive - VFD | 1018866
19-Y5 | 19-Y5 Governor George Deukmejian Courthouse | 19-Y5-D5090-100-VFD31 | VARIABLE FREQUENCY DRIVE, VFD-SF/6-6, PENTHOUSE 1 VFD31 | ABB | 2122200404 | ACH550-VCR-012A-4 | OM00038259 | Y5-VFD-SF/6-6 | ROOF, PENTHOUSE 1, VARIABLE FREQUENCY DRIVE, [Y5-VFD-SF/6-6] TAG: 00038259, SN: 2122200404 | [10 empty] | \Classifications\Building System Class\D50-Electrical SYS\D5090 - Elec SYS\Variable Frequency Drive - VFD | 1018867
19-Y5 | 19-Y5 Governor George Deukmejian Courthouse | 19-Y5-D5090-100-VFD32 | VARIABLE FREQUENCY DRIVE, VFD-RF/1-2, PENTHOUSE 1 VFD32 | ABB | 2122200533 | ACH550-VCR-012A-4 | OM00038258 | Y5-VFD-RF/1-2 | ROOF, PENTHOUSE 1, VARIABLE FREQUENCY DRIVE, [Y5-VFD-RF/1-2] TAG: 00038258, SN: 2122200533 | [10 empty] | \Classifications\Building System Class\D50-Electrical SYS\D5090 - Elec SYS\Variable Frequency Drive - VFD | 1018868
19-Y5 | 19-Y5 Governor George Deukmejian Courthouse | 19-Y5-D5090-100-VFD33 | VARIABLE FREQUENCY DRIVE, VFD-EF/1-1, PENTHOUSE 1 VFD33 | ABB | 2122200322 | ACH550-VCR-06A9-4 | OM00038256 | Y5-VFD-EF/1-1 | ROOF, PENTHOUSE 1, VARIABLE FREQUENCY DRIVE, [Y5-VFD-EF/1-1] TAG: 00038256, SN: 2122200322 | [10 empty] | \Classifications\Building System Class\D50-Electrical SYS\D5090 - Elec SYS\Variable Frequency Drive - VFD | 1018869
19-Y5 | 19-Y5 Governor George Deukmejian Courthouse | 19-Y5-D5090-100-VFD34 | VARIABLE FREQUENCY DRIVE, VFD-SF/1-1, PENTHOUSE 1 VFD34 | JOHNSON CONTROLS, INC. | 2120900822 | AYK550-UH-059A-4+K465 | OM00038255 | Y5-VFD-SF/1-1 | ROOF, PENTHOUSE 1, VARIABLE FREQUENCY DRIVE, [Y5-VFD-SF/1-1] TAG: 0038255, SN: 2120900822 | [10 empty] | \Classifications\Building System Class\D50-Electrical SYS\D5090 - Elec SYS\Variable Frequency Drive - VFD | 1018870
19-Y5 | 19-Y5 Governor George Deukmejian Courthouse | 19-Y5-D5090-100-VFD35 | VARIABLE FREQUENCY DRIVE, VFD-RF/1-1, PENTHOUSE 1 VFD35 | ABB | 2122200492 | ACH550-VCR-023A-4 | OM00038260 | Y5-VFD-RF/1-1 | ROOF, PENTHOUSE 1, VARIABLE FREQUENCY DRIVE, [Y5-VFD-RF/1-1] TAG: 00038260, SN: 2122200492 | [10 empty] | \Classifications\Building System Class\D50-Electrical SYS\D5090 - Elec SYS\Variable Frequency Drive - VFD | 1018871
19-Y5 | 19-Y5 Governor George Deukmejian Courthouse | 19-Y5-D5090-100-VFD36 | VARIABLE FREQUENCY DRIVE, VFD-SPF/6-5, PENTHOUSE 1 VFD36 | ABB | 2122200230 | ACH550-VCR-023A-4 | OM00038261 | Y5-VFD-SPF/6-5 | ROOF, PENTHOUSE 1, VARIABLE FREQUENCY DRIVE, [Y5-VFD-SPF/6-5] TAG: 00038261, SN: 2122200230 | [10 empty] | \Classifications\Building System Class\D50-Electrical SYS\D5090 - Elec SYS\Variable Frequency Drive - VFD | 1018872
19-Y5 | 19-Y5 Governor George Deukmejian Courthouse | 19-Y5-D5090-100-VFD37 | VARIABLE FREQUENCY DRIVE, VFD-RF/2-1, SOUTH ROOF, ASSET VFD37 | ABB | 2122200476 | ACH550-VCR-015A-4 | OM00038262 | Y5-VFD-RF/2-1 | SOUTH ROOF, VARIABLE FREQUENCY DRIVE, [Y5-VFD-RF/2-1] TAG: 00038262, SN: 2122200476 | [10 empty] | \Classifications\Building System Class\D50-Electrical SYS\D5090 - Elec SYS\Variable Frequency Drive - VFD | 1018873
19-Y5 | 19-Y5 Governor George Deukmejian Courthouse | 19-Y5-D5090-100-VFD38 | VARIABLE FREQUENCY DRIVE, VFD-RF/2-2, PENTHOUSE 2, ROOM 6601 VFD38 | ABB | 2122200513 | ACH550-VCR-023A-4 | OM00038263 | Y5-VFD-RF/2-2 | PENTHOUSE 2, ROOM 6601, VARIABLE FREQUENCY DRIVE, [Y5-VFD-RF/2-2] TAG: 00038263, SN: 2122200513 | [10 empty] | \Classifications\Building System Class\D50-Electrical SYS\D5090 - Elec SYS\Variable Frequency Drive - VFD | 1018874
19-Y5 | 19-Y5 Governor George Deukmejian Courthouse | 19-Y5-D5090-100-VFD39 | VARIABLE FREQUENCY DRIVE, VFD-SF/2-2, PENTHOUSE 2 VFD39 | JOHNSON CONTROLS, INC. | 2121803512 | AYK550-UH-03A-4+K465 | OM00038264 | Y5-VFD-SF/2-2 | PENTHOUSE 2, ROOM 6601, VARIABLE FREQUENCY DRIVE, [Y5-VFD-SF/2-2] TAG: 00038264, SN: 2121803512 | [10 empty] | \Classifications\Building System Class\D50-Electrical SYS\D5090 - Elec SYS\Variable Frequency Drive - VFD | 1018875
19-Y5 | 19-Y5 Governor George Deukmejian Courthouse | 19-Y5-D5090-100-VFD40 | VARIABLE FREQUENCY DRIVE, VFD-EF/2-3, PENTHOUSE 2, ROOM 6601 VFD40 | ABB | 2122200308 | ACH550-VCR-06A9-4 | OM00038301 | Y5-VFD-SF/2-3 | PENTHOUSE 2, ROOM 6601, VARIABLE FREQUENCY DRIVE, [Y5-VFD-EF/2-3] TAG: 00038301, SN: 2122200308 | [10 empty] | \Classifications\Building System Class\D50-Electrical SYS\D5090 - Elec SYS\Variable Frequency Drive - VFD | 1018876
19-Y5 | 19-Y5 Governor George Deukmejian Courthouse | 19-Y5-D5090-100-VFD41 | VARIABLE FREQUENCY DRIVE, VFD-SF/2-1 VFD41 | JOHNSON CONTROLS, INC. | 2121802546 | AYK550-UH-03A-4+R465 | OM00038302 | Y5-VFD-SF/2-1 | PENTHOUSE 2, ROOM 6601, VARIABLE FREQUENCY DRIVE, [Y5-VFD-SF/2-1] TAG: 00038302, SN: 2121802546 | [10 empty] | \Classifications\Building System Class\D50-Electrical SYS\D5090 - Elec SYS\Variable Frequency Drive - VFD | 1018877
19-Y5 | 19-Y5 Governor George Deukmejian Courthouse | 19-Y5-D5090-100-VFD42 | VARIABLE FREQUENCY DRIVE, VFD-EF/2-2, SROOF VFD42 | ABB | 212200247 | ACH550-VCR-08A8-4+B058 | OM00038303 | Y5-VFD-EF/2-2 | SOUTH ROOF, VARIABLE FREQUENCY DRIVE, [Y5-VFD-EF/2-2] TAG: 00038303, SN: 212200247 | [10 empty] | \Classifications\Building System Class\D50-Electrical SYS\D5090 - Elec SYS\Variable Frequency Drive - VFD | 1018878
19-Y5 | 19-Y5 Governor George Deukmejian Courthouse | 19-Y5-D5090-100-VFD43 | VARIABLE FREQUENCY DRIVE, VFD-SF/3-3, PENTHOUSE 3, ROOM 6401 VFD43 | JOHNSON CONTROLS, INC. | 2120802050 | AYK550-UH-045A-4+K965 | OM00038304 | Y5-VFD-SF/3-3 | PENTHOUSE 3, ROOM 6401, VARIABLE FREQUENCY DRIVE, [Y5-VFD-SF/3-3] TAG: 00038304, SN: 2120802050 | [10 empty] | \Classifications\Building System Class\D50-Electrical SYS\D5090 - Elec SYS\Variable Frequency Drive - VFD | 1018879
19-Y5 | 19-Y5 Governor George Deukmejian Courthouse | 19-Y5-D5090-100-VFD44 | VARIABLE FREQUENCY DRIVE, VFD-SF/3-2, PENTHOUSE 3, ROOM 6401 VFD44 | JOHNSON CONTROLS, INC. | 2122000672 | AYK500-UH-03A-4+K465 | OM00038305 | Y5-VFD-SF/3-2 | PENTHOUSE 3, ROOM 6401, VARIABLE FREQUENCY DRIVE, [Y5-VFD-SF/3-2] TAG: 00038305, SN: 2122000672 | [10 empty] | \Classifications\Building System Class\D50-Electrical SYS\D5090 - Elec SYS\Variable Frequency Drive - VFD | 1018882
19-Y5 | 19-Y5 Governor George Deukmejian Courthouse | 19-Y5-D5090-100-VFD45 | VARIABLE FREQUENCY DRIVE, VFD-RF/3-2, PENTHOUSE 3, ROOM 6401 VFD45 | ABB | 2122200509 | ACH550-VCR-015-A-4 | OM00038306 | Y5-VFD-RF/3-2 | PENTHOUSE 3, ROOM 6401, VARIABLE FREQUENCY DRIVE [Y5-VFD-RF/3-2] - TAG: 00038306, SN: 2122200509 | [10 empty] | \Classifications\Building System Class\D50-Electrical SYS\D5090 - Elec SYS\Variable Frequency Drive - VFD | 1018883
19-Y5 | 19-Y5 Governor George Deukmejian Courthouse | 19-Y5-D5090-100-VFD47 | VARIABLE FREQUENCY DRIVE, VFD/8-1RA S/E ROOF VFD47 | JOHNSON CONTROLS, INC. | 2120703751 | AYK550-UH-012A-4+K465 | OM00038337 | Y5-VFD/8-01RA | SOUTH EAST ROOF ROOM 3450, VARIABLE FREQUENCY DRIVE, [Y5-VFD/8-01RA] TAG: 00038337, SN: 2120703751 | [10 empty] | \Classifications\Building System Class\D50-Electrical SYS\D5090 - Elec SYS\Variable Frequency Drive - VFD | 1018884
19-Y5 | 19-Y5 Governor George Deukmejian Courthouse | 19-Y5-D5090-100-VFD48 | VARIABLE FREQUENCY DRIVE, VFD-EF/B-13, S/E ROOF, ROOM 3950 VFD48 | ABB | 2122200443 | ACH550-VCR-012A-4 | OM00038338 | Y5-VFD-EF/B-13 | SOUTH EAST ROOF ROOM 3450, VARIABLE FREQUENCY DRIVE, [Y5-VFD-EF/B-13] TAG: 00038338, SN: 2122200443 | [10 empty] | \Classifications\Building System Class\D50-Electrical SYS\D5090 - Elec SYS\Variable Frequency Drive - VFD | 1018885
19-Y5 | 19-Y5 Governor George Deukmejian Courthouse | 19-Y5-D5090-100-VFD49 | VARIABLE FREQUENCY DRIVE, VFD-SPF/06, N.BUILDING, 4TH FLOOR, ROOM 4288 VFD49 | JOHNSON CONTROLS, INC. | 2120803662 | AYK550-UH-072A-4+K465 | OM00038339 | Y5-VFD-SPF/06 | NORTH BUILDING 4TH FLOOR, ROOM 4288, VARIABLE FREQUENCY DRIVE, [Y5-VFD-SPF/06] TAG: 00038339, SN: 2120803662 | [10 empty] | \Classifications\Building System Class\D50-Electrical SYS\D5090 - Elec SYS\Variable Frequency Drive - VFD | 1018886
19-Y5 | 19-Y5 Governor George Deukmejian Courthouse | 19-Y5-D5090-100-VFD50 | VARIABLE FREQUENCY DRIVE, VFD-SPF/07, N. BUILDING, ROOM 4388 VFD50 | JOHNSON CONTROLS, INC. | 2120702398 | AYK550-UH-075A-4+K465 | OM00038340 | Y5-VFD-SPF/07 | NORTH BUILDING 4TH FLOOR, ROOM 4288, VARIABLE FREQUENCY DRIVE, [Y5-VFD-SPF/07] TAG: 00038340, SN: 2120702398 | [10 empty] | \Classifications\Building System Class\D50-Electrical SYS\D5090 - Elec SYS\Variable Frequency Drive - VFD | 1018887
19-Y5 | 19-Y5 Governor George Deukmejian Courthouse | 19-Y5-D5090-100-VFD51 | VARIABLE FREQUENCY DRIVE, VFD-SPF/6-1, NORTH ROOF VFD51 | ABB | 2122200389 | ACH550-VCR-08A8-4 | OM00038341 | Y5-VFD-SPF/6-1 | NORTH ROOF, VARIABLE FREQUENCY DRIVE, [Y5-VFD-SPF/6-1] | [10 empty] | \Classifications\Building System Class\D50-Electrical SYS\D5090 - Elec SYS\Variable Frequency Drive - VFD | 1018888
19-Y5 | 19-Y5 Governor George Deukmejian Courthouse | 19-Y5-D5090-100-VFD52 | VARIABLE FREQUENCY DRIVE, VFD-EF/7-2, NORTH ROOF VFD52 | ABB | 2122200557 | ACH550-VCR-023A-4 | OM00038342 | Y5-VFD-EF/7-2 | NORTH ROOF, VARIABLE FREQUENCY DRIVE, [Y5-VFD-EF/7-2] | [10 empty] | \Classifications\Building System Class\D50-Electrical SYS\D5090 - Elec SYS\Variable Frequency Drive - VFD | 1018889
19-Y5 | 19-Y5 Governor George Deukmejian Courthouse | 19-Y5-D5090-100-VFD53 | VARIABLE FREQUENCY DRIVE, VFD-EF/7-1, NORTH ROOF VFD53 | ABB | 2122200471 | ACH550-VCR-031A-4 | OM00038343 | Y5-VFD-EF/7-1 | NORTH ROOF, VARIABLE FREQUENCY DRIVE, [Y5-VFD-EF/7-1] TAG: 00038343, SN: 2122200471 | [10 empty] | \Classifications\Building System Class\D50-Electrical SYS\D5090 - Elec SYS\Variable Frequency Drive - VFD | 1018890
19-Y5 | 19-Y5 Governor George Deukmejian Courthouse | 19-Y5-D5090-100-VFD54 | VARIABLE FREQUENCY DRIVE, VFD-SPF/6-2, NORTH ROOF VFD54 | ABB | 2122200350 | ACH550-BCR-08A8-4+B058 | OM00038344 | Y5-VFD-SPF/6-2 | NORTH ROOF, VARIABLE FREQUENCY DRIVE, [Y5-VFD-SPF/6-2] TAG: 00038344, SN: 2122200350 | [10 empty] | \Classifications\Building System Class\D50-Electrical SYS\D5090 - Elec SYS\Variable Frequency Drive - VFD | 1018891
19-Y5 | 19-Y5 Governor George Deukmejian Courthouse | 19-Y5-D3031-210-CDR13 | CONDENSING UNIT, CU EL2, S/W ROOF CDR13 | CARRIER | 4511X91132 | 38HDR048-321 | OM00038391 | Y5-CU/EL2 | S/W ROOF, CONDENSING UNIT, [Y5-CU/EL2] - TAG: 00038391, SN: 4511X91132 | [10 empty] | \Classifications\Building System Class\D30-HVAC Systems\D3030 - Cooling SYS\Condensing Unit, Air Cooled - CDR | 1018892
19-Y5 | 19-Y5 Governor George Deukmejian Courthouse | 19-Y5-D3031-210-CDR14 | CONDENSING UNIT, CU EL11, S/E ROOF CDR14 | CARRIER | 3112U34694 | 38AUZB25A0C6A0A0A | OM00038392 | Y5-CU/EL11 | S/E ROOF, CONDENSING UNIT, [Y5-CU/EL11] - TAG: 00038392, SN: 3112U34694 | [10 empty] | \Classifications\Building System Class\D30-HVAC Systems\D3030 - Cooling SYS\Condensing Unit, Air Cooled - CDR | 1018893
19-Y5 | 19-Y5 Governor George Deukmejian Courthouse | 19-Y5-D5090-100-VFD57 | VARIABLE FREQUENCY DRIVE, VFD-HWP/01, BOILER ROOM VFD57 | ABB | 2122200484 | ACH550-VCR-023A-4 | OM00038345 | Y5-VFD-HWP/01 | BOILER ROOM, VARIABLE FREQUENCY DRIVE, [Y5-VFD-HWP/01] TAG: 00038345, SN: 2122200484 | [10 empty] | \Classifications\Building System Class\D50-Electrical SYS\D5090 - Elec SYS\Variable Frequency Drive - VFD | 1018894
19-Y5 | 19-Y5 Governor George Deukmejian Courthouse | 19-Y5-D5090-100-VFD58 | VARIABLE FREQUENCY DRIVE, VFD-HWP/02 VFD58 | ABB | 2122200574 | ACH550-VCR-023A-4 | OM00038346 | Y5-VFD-HWP/02 | BOILER ROOM, VARIABLE FREQUENCY DRIVE, [Y5-VFD-HWP/02] - TAG: 00038346, SN: 2122200574 | [10 empty] | \Classifications\Building System Class\D50-Electrical SYS\D5090 - Elec SYS\Variable Frequency Drive - VFD | 1018895
19-Y5 | 19-Y5 Governor George Deukmejian Courthouse | 19-Y5-D5090-100-VFD59 | VARIABLE FREQUENCY DRIVE, VFD-BF/01, BOILER ROOM VFD59 | ABB | G1117C3573 | ACS320-03U04A1-4 | OM00038347 | Y5-VFD-BF/01 | BOILER ROOM, VARIABLE FREQUENCY DRIVE, [Y5-VFD-BF/01] - TAG: 00038347, SN: G1117C3573 | [10 empty] | \Classifications\Building System Class\D50-Electrical SYS\D5090 - Elec SYS\Variable Frequency Drive - VFD | 1018896
19-Y5 | 19-Y5 Governor George Deukmejian Courthouse | 19-Y5-D5090-100-VFD60 | VARIABLE FREQUENCY DRIVE, VFD-SHWP/01, CHILLER ROOM VFD60 | ABB | 2122200365 | ACH550-VCR-059A-4 | OM00038348 | Y5-VFD-SCHWP/01 | CHILLER ROOM, VARIABLE FREQUENCY DRIVE, [Y5-VFD-SCHWP/01] - TAG: 00038348, SN: 2122200365 | [10 empty] | \Classifications\Building System Class\D50-Electrical SYS\D5090 - Elec SYS\Variable Frequency Drive - VFD | 1018897
19-Y5 | 19-Y5 Governor George Deukmejian Courthouse | 19-Y5-D5090-100-VFD61 | VARIABLE FREQUENCY DRIVE, VFD-CWP/03, CHILLER ROOM VFD61 | ABB | 2122200312 | ACH550-VCR-072A-4 | OM00038349 | Y5-VFD-CWP/03 | CHILLER ROOM, VARIABLE FREQUENCY DRIVE, [Y5-VFD-CWP/03] TAG: 00038349, SN: 2122200312 | [10 empty] | \Classifications\Building System Class\D50-Electrical SYS\D5090 - Elec SYS\Variable Frequency Drive - VFD | 1018898
19-Y5 | 19-Y5 Governor George Deukmejian Courthouse | 19-Y5-D5090-100-VFD62 | VARIABLE FREQUENCY DRIVE, VFD-CWP/02, CHILLER ROOM VFD62 | ABB | 2122200302 | ACH550-VCR-072A-4 | OM00038350 | Y5-VFD-CWP/02 | CHILLER ROOM, VARIABLE FREQUENCY DRIVE, [Y5-VFD-CWP/02] - TAG: 00038350, SN: 2122200302 | [10 empty] | \Classifications\Building System Class\D50-Electrical SYS\D5090 - Elec SYS\Variable Frequency Drive - VFD | 1018899
19-Y5 | 19-Y5 Governor George Deukmejian Courthouse | 19-Y5-D5090-100-VFD63 | VARIABLE FREQUENCY DRIVE, VFD-CWP/01, CHILLER ROOM VFD63 | ABB | 2122200286 | ACH550-VCR-072A-4 | OM00038351 | Y5-VFD-CWP/01 | CHILLER ROOM, VARIABLE FREQUENCY DRIVE, [Y5-VFD-CWP/01] TAG: 00038351, SN: 2122200286 | [10 empty] | \Classifications\Building System Class\D50-Electrical SYS\D5090 - Elec SYS\Variable Frequency Drive - VFD | 1018900
19-Y5 | 19-Y5 Governor George Deukmejian Courthouse | 19-Y5-D5090-100-VFD64 | VARIABLE FREQUENCY DRIVE, VFD-SCHFWP/03, CHILLER ROOM VFD64 | ABB | 2122200373 | ACH550-VCR-059A-4 | OM00038352 | Y5-VFD-SCHWP/03 | CHILLER ROOM, VARIABLE FREQUENCY DRIVE, [Y5-VFD-SCHWP/03] - TAG: 00038352, SN: 21222200373 | [10 empty] | \Classifications\Building System Class\D50-Electrical SYS\D5090 - Elec SYS\Variable Frequency Drive - VFD | 1018901
19-Y5 | 19-Y5 Governor George Deukmejian Courthouse | 19-Y5-D5090-100-VFD65 | VARIABLE FREQUENCY DRIVE, VFD-SCHWP/02, CHILLER ROOM VFD65 | ABB | 2122200358 | ACH550-VCR-059A-4 | OM00038353 | Y5-VFD-SCHWP/02 | CHILLER ROOM, VARIABLE FREQUENCY DRIVE, [Y5-VFD-SCHWP/02] - TAG: 00038353, SN: 2122200358 | [10 empty] | \Classifications\Building System Class\D50-Electrical SYS\D5090 - Elec SYS\Variable Frequency Drive - VFD | 1018902
19-Y5 | 19-Y5 Governor George Deukmejian Courthouse | 19-Y5-D5090-100-VFD66 | VARIABLE FREQUENCY DRIVE, VFD-HRP/01, CHILLER ROOM - VFD66 | ABB | 2122200367 | ACH550-VCR-08A8-4 | OM00038354 | Y5-VFD-HRP/01 | CHILLER ROOM, VARIABLE FREQUENCY DRIVE, [Y5-VFD-HRP/01] - TAG: 00038354, SN: 2122200367 | [10 empty] | \Classifications\Building System Class\D50-Electrical SYS\D5090 - Elec SYS\Variable Frequency Drive - VFD | 1018903
19-Y5 | 19-Y5 Governor George Deukmejian Courthouse | 19-Y5-D5090-100-VFD67 | VARIABLE FREQUENCY DRIVE, VFD-HRP/02, CHILLER ROOM, ASSET TAG: 00038355, SN: 2122200379, MODEL: ACH550-VCR-08A8-4, MFG: ABB | ABB | 2122200379 | ACH550-VCR-08A8-4 | OM00038355 | Y5-VFD-HRP/02 | CHILLER ROOM, VARIABLE FREQUENCY DRIVE, [Y5-VFD-HRP/02] - TAG: 00038355, SN: 2122200379 | [10 empty] | \Classifications\Building System Class\D50-Electrical SYS\D5090 - Elec SYS\Variable Frequency Drive - VFD | 1018904
19-Y5 | 19-Y5 Governor George Deukmejian Courthouse | 19-Y5-D5090-100-VFD68 | VARIABLE FREQUENCY DRIVE, VFD-CHP/1-2, CHILLER ROOM VFD68 | ABB | 2122200401 | ACH550-VCR-038A-4 | OM00038357 | Y5-VFD-CHP/1-2 | CHILLER ROOM, VARIABLE FREQUENCY DRIVE, [Y5-VFD-CHP/1-2] -TAG: 00038357, SN: 2122200401 | [10 empty] | \Classifications\Building System Class\D50-Electrical SYS\D5090 - Elec SYS\Variable Frequency Drive - VFD | 1018905
19-Y5 | 19-Y5 Governor George Deukmejian Courthouse | 19-Y5-D5090-100-VFD69 | VARIABLE FREQUENCY DRIVE, VFD-CHP/1-1, CHILLER ROOM VFD69 | ABB | 2122200385 | ACH550-VCR-038A-4 | OM00038358 | Y5-VFD-CHP/1-1 | CHILLER ROOM, VARIABLE FREQUENCY DRIVE, [Y5-VFD-CHP/1-1] - TAG: 00038358, SN: 2122200385 | [10 empty] | \Classifications\Building System Class\D50-Electrical SYS\D5090 - Elec SYS\Variable Frequency Drive - VFD | 1018906
19-Y5 | 19-Y5 Governor George Deukmejian Courthouse | 19-Y5-D5090-100-VFD70 | VARIABLE FREQUENCY DRIVE, VFD-SPF/B-1, BASEMENT ROOM 600 VFD70 | JOHNSON CONTROLS, INC. | 2120303325 | AYK550-UH-03A-4+K465 | OM00038359 | Y5-VFD-SPF/B-1 | BASEMENT ROOM 600, VARIABLE FREQUENCY DRIVE, [Y5-VFD-SPF/B-1] - TAG: 00038359, SN :2120303325 | [10 empty] | \Classifications\Building System Class\D50-Electrical SYS\D5090 - Elec SYS\Variable Frequency Drive - VFD | 1018907
19-Y5 | 19-Y5 Governor George Deukmejian Courthouse | 19-Y5-D5090-100-VFD71 | VARIABLE FREQUENCY DRIVE, VFD-EF/B-3, JUDGE'S PARKING GARAGE VFD91 | ABB | 2122200391 | ACH550-VCR-038A-4 | OM00038360 | Y5-VFD-EF/B-3 | BASEMENT, JUDGE'S PARKING GARAGE, VARIABLE FREQUENCY DRIVE, [Y5-VFD-EF/B-3] - TAG: 00038360, SN: 2122200391 | [10 empty] | \Classifications\Building System Class\D50-Electrical SYS\D5090 - Elec SYS\Variable Frequency Drive - VFD | 1018908
19-Y5 | 19-Y5 Governor George Deukmejian Courthouse | 19-Y5-D5090-100-VFD72 | VARIABLE FREQUENCY DRIVE, VFD-EF/B-2, JUDGE'S PARKING GARAGE VFD72 | ABB | 2122200423 | ACH550-VCR-012A-4 | OM00038361 | Y5-VFD-EF/B-2 | BASEMENT, JUDGE'S PARKING GARAGE, VARIABLE FREQUENCY DRIVE, [Y5-VFD-EF/B-2] TAG: 00038361, SN: 2122200423 | [10 empty] | \Classifications\Building System Class\D50-Electrical SYS\D5090 - Elec SYS\Variable Frequency Drive - VFD | 1018909
19-Y5 | 19-Y5 Governor George Deukmejian Courthouse | 19-Y5-D5090-100-VFD73 | VARIABLE FREQUENCY DRIVE, VFD-EF/B-1, JUDGE'S PARKING GARAGE VFD73 | ABB | 2122200414 | ACH550-VCR-012A-4 | OM00038362 | Y5-VFD-EF/B-1 | JUDGE'S PARKING GARAGE, VARIABLE FREQUENCY DRIVE, [Y5-VFD-EF/B-1] TAG: 00038362, SN: 2122200414 | [10 empty] | \Classifications\Building System Class\D50-Electrical SYS\D5090 - Elec SYS\Variable Frequency Drive - VFD | 1018910
19-Y5 | 19-Y5 Governor George Deukmejian Courthouse | 19-Y5-D5090-100-VFD74 | VARIABLE FREQUENCY DRIVE, VFD-SF/B-2, BASEMENT ROOM 150 VFD74 | JOHNSON CONTROLS, INC. | 2131402362 | AYK550-UH015A-4+K465 | OM00038363 | Y5-VFD-SF/B-2 | BASEMENT ROOM 150, VARIABLE FREQUENCY DRIVE [Y5-VFD-SF/B-2] TAG: 00038363, SN: 2131402362 | [10 empty] | \Classifications\Building System Class\D50-Electrical SYS\D5090 - Elec SYS\Variable Frequency Drive - VFD | 1018911
19-Y5 | 19-Y5 Governor George Deukmejian Courthouse | 19-Y5-B2034-400-DOH04 | OVERHEAD ROLLUP DOOR, LOADING DOCK DOH04 | MCKEON | SGHO-05011ESR-C00J57 | SGH5011ESR | OM00038366 | Y5-DOH/04 | LOADING DOCK, OVER HEAD ROLLUP DOOR, [Y5-DOH/04] - AG: 00038366, SN: GH0-05011ESR-C00J57 | [10 empty] | \Classifications\Building System Class\B20-General Building Exterior\B2030 - Exterior Doors\Door,Overhead-Shutter,Manual,Elec,Roll-up - DOH | 1018912
19-Y5 | 19-Y5 Governor George Deukmejian Courthouse | 19-Y5-B2034-400-DOH05 | OVERHEAD ROLLUP DOOR, LOADING DOCK, ASSET TAG: 00038367, SN: GH0-05011ESR-C00346, MODEL: SGH5011ESR, MFG: MCKEON | MCKEON | SGHO-05011ESR-C00346 | SGH5011ESR | OM00038367 | Y5-DOH/05 | LOADING DOCK, OVER HEAD ROLLUP DOOR, [Y5-DOH/05] | [10 empty] | \Classifications\Building System Class\B20-General Building Exterior\B2030 - Exterior Doors\Door,Overhead-Shutter,Manual,Elec,Roll-up - DOH | 1018913
19-Y5 | 19-Y5 Governor George Deukmejian Courthouse | 19-Y5-B2033-120-DOR01 | LOADING DOCK ENTRANCE GATE - DOR01 | HY SECURITY | 132910-1321-883 | 222X1ST | OM00038366 | Y5-DOR/01 | LOADING DOCK ENTRANCE GATE, [Y5-DOR/01] - TAG: 00038366, SN: 132910-1321-883 | [10 empty] | \Classifications\Building System Class\B20-General Building Exterior\B2030 - Exterior Doors\Door,Automatic-Sliding,Revolving - DOR | 1018914
19-Y5 | 19-Y5 Governor George Deukmejian Courthouse | 19-Y5-G2023-150-PEG03 | BASEMENT ENTRANCE SWING GATES PEG03 | HY SECURITY | 726262-1318-642 | HRG220-CST | OM00038389 | Y5-PEG/03 | BASEMENT ENTRANCE SWING GATES, [Y5-PEG/03] TAG: 00038389, SN: 726262-1318642 | [10 empty] | \Classifications\Building System Class\G20-Other Systems\G2020 - Parking Lots\Secured Parking Gate - PEG | 1018915
19-Y5 | 19-Y5 Governor George Deukmejian Courthouse | 19-Y5-D5090-100-VFD46 | VARIABLE FREQUENCY DRIVE, VFD-EF/3-1, ROOM 6401 VFD46 | ABB | 2122200345 | ACH550-VCR-06A9-4 | OM00038307 | Y5-VFD-EF/3-1 | PENTHOUSE 3, ROOM 6401, VARIABLE FREQUENCY DRIVE, [Y5-VFD-EF/3-1] ASSET TAG: 2122200345, SN: 2122200345 | [10 empty] | \Classifications\Building System Class\D50-Electrical SYS\D5090 - Elec SYS\Variable Frequency Drive - VFD | 1018916
19-Y5 | 19-Y5 Governor George Deukmejian Courthouse | 19-Y5-D5090-100-VFD55 | Variable Freq Drives VFD55 | JOHNSON CONTROLS | 2120802015 | AYK550-UH-045A-4TK465 | OM00038408 |  | SROOF, AHU 1-3 SF VFD, ASSET TAG: OM00038408, SN: 2120802015 | NA | NA | NA | NA | DNA | DNA | NA | DNA | NA | NA | \Classifications\Building System Class\D50-Electrical SYS\D5090 - Elec SYS\Variable Frequency Drive - VFD | 1018954
19-Y5 | 19-Y5 Governor George Deukmejian Courthouse | 19-Y5-D5090-100-VFD56 | Variable Freq Drives VFD56 | JOHNSON CONTROLS | 2121003610 | AYK550-UH-045A-4TK465 | OM00038407 |  | SROOF, AHU 2-3 SF VFD, ASSET TAG: OM00038407, SN: 2121003610 | NA | NA | NA | NA | DNA | DNA | NA | DNA | NA | NA | \Classifications\Building System Class\D50-Electrical SYS\D5090 - Elec SYS\Variable Frequency Drive - VFD | 1018955
19-Y5 | 19-Y5 Governor George Deukmejian Courthouse | 19-Y5-G2023-160-PEB01 | Security wedge barriers on secured parking entrance off 3rd St | Delta Scientific Corp | 8037-1 | DSC2000EM | OM00038395 | Y5-WBARR | Security wedge barriers on secured parking entrance off 3rd St - Y5-WBARR,OM00038395 | DNA | DNA | DNA | DNA | DNA | DNA | DNA | DNA | DNA | DNA | \Classifications\Building System Class\G20-Other Systems\G2020 - Parking Lots\Security Parking Electric Barrier - PEB | 1019463
19-Y5 | 19-Y5 Governor George Deukmejian Courthouse | 19-Y5-B2010-100-BLD01 | Building Structure | NA | NA | NA | OM00038428 |  |  | NA | NA | NA | NA | NA | NA | NA | NA | NA | NA | \Classifications\Building System Class\B20-General Building Exterior\B2010 - Exterior Walls\Building - BLD | 1019543
19-Y5 | 19-Y5 Governor George Deukmejian Courthouse | 19-Y5-D2093-100-GIN01 | Interceptor, Grease | DNA | DNA | DNA | OM00038429 |  | Grease Trap on 3rd Street | [10 empty] | \Classifications\Building System Class\D20-Plumbing\D2090 - Other Plumbing SYS\Grease Inteceptor - GIN | 1021308
19-Y5 | 19-Y5 Governor George Deukmejian Courthouse | 19-Y5-G2040-100-WFE01 | Water Feature, Exterior | DNA | DNA | DNA | OM00038430 |  | Water Fountains at front exterior | [10 empty] | \Classifications\Building System Class\G20-Other Systems\G2040 - Site Development\Water Feature, Exterior - WFE | 1021310
19-Y5 | 19-Y5 Governor George Deukmejian Courthouse | 19-Y5-D2018-100-DKF01 | Drinking Fountains, all | Haws | DNA | DNA | OM00038431 |  | Drinking fountains on all floors | [10 empty] | \Classifications\Building System Class\D20-Plumbing\D2010 - Plumb Fix\Drink Fountain (Refr Indvl Wtrcooler) - DKF | 1021309
19-Y5 | 19-Y5 Governor George Deukmejian Courthouse | 19-Y5-G2040-100-WFI01 | Water Feature, Interior | DNA | DNA | DNA | OM00038432 |  | Water Fountain in secured courtyard | [10 empty] | \Classifications\Building System Class\G20-Other Systems\G2040 - Site Development\Water Feature, Interior - WFI | 1021311
19-Y5 | 19-Y5 Governor George Deukmejian Courthouse | 19-Y5-B2033-100-TRS | Exit turnstiles in front lobby | Fastlane | DNA | Glassgate 150 | OM00038396 | Y5-EXITTURN | Turnstiles Main Atrium Exit - Tag:OM00038396 | NA | NA | NA | NA | DNA | DNA | DNA | DNA | NA | NA | \Classifications\Building System Class\B20-General Building Exterior\B2030 - Exterior Doors\Turnstiles - TRS | 1021325
19-Y5 | 19-Y5 Governor George Deukmejian Courthouse | 19-Y5-D5030-100-RFM01 | Distributed Antenna System (DAS) | Axell Wireless | DNA | DNA | OM00038417 | Y5-DAS | Tag:OM00038417, Y5-DAS¦ DAS in 5th Floor Communications Rm. 5266 | DNA | DNA | NA | DNA | DNA | DNA | Electric | DNA | NA | NA | \Classifications\Building System Class\D50-Electrical SYS\D5030 - Comm & Security\Radio Frequency Multiplexer - RFM | 1021639
19-Y5 | 19-Y5 Governor George Deukmejian Courthouse | 19-Y5-D5092-250-ELI01 | Lighting Inverter located in 4th Floor Rm. 4268 | DSPM | 071612-1C | DE1-8Kw-277-277 | OM00038399 | Y5-EMLTG | Lighting Inverter located in 4th Floor Rm. 4268 | NA | NA | NA | NA | DNA | DNA | DNA | DNA | NA | NA | \Classifications\Building System Class\D50-Electrical SYS\D5090 - Elec SYS\Emergency Light Inverter - ELI | 1021640
19-Y5 | 19-Y5 Governor George Deukmejian Courthouse | 19-Y5-D5092-250-ELI02 | Lighting Inverter located on 4th floor Rm. 4667 | DSPM | 071612-1D | DE1-8Kw-277-277 | OM00038400 | Y5-EMLTG02 | Lighting Inverter located on 4th floor Rm. 4667 | NA | NA | NA | NA | 277 VAC | DNA | DNA | DNA | NA | NA | \Classifications\Building System Class\D50-Electrical SYS\D5090 - Elec SYS\Emergency Light Inverter - ELI | 1021641
19-Y5 | 19-Y5 Governor George Deukmejian Courthouse | 19-Y5-D5092-250-ELI03 | Lighting Inverter located in LL lockup Rm. 121 | DSPM | 071612-1A | DE1-8Kw-277-277 | OM00038398 | Y5-EMLTG03 | NBasement, Room 121 | NA | NA | NA | NA | DNA | DNA | DNA | DNA | NA | NA | \Classifications\Building System Class\D50-Electrical SYS\D5090 - Elec SYS\Emergency Light Inverter - ELI | 1021642
19-Y5 | 19-Y5 Governor George Deukmejian Courthouse | 19-Y5-D5092-250-ELI04 | Lighting Inverter located in LL lockup Rm. 665 | DSPM | 071612-1B | DE1-8Kw-277-277 | OM00038397 | Y5-EMLTG04 | Lower Level lockup, Lighting Inverter located in LL Rm. 665 | NA | NA | NA | NA | DNA | DNA | DNA | DNA | NA | NA | \Classifications\Building System Class\D50-Electrical SYS\D5090 - Elec SYS\Emergency Light Inverter - ELI | 1021643
19-Y5 | 19-Y5 Governor George Deukmejian Courthouse | 19-Y5-G2057-100-IRC01 | Calsense controller for landscaping drip irrigation | Calsense | 38553 | ET2000e | OM00038368 | Y5-IRRCT01 | Irrigation controller in loading dock | NA | NA | NA | NA | DNA | DNA | DNA | DNA | NA | NA | \Classifications\Building System Class\G20-Other Systems\G2050 - Landscaping\Irrigation Controller - IRC | 1021644
19-Y5 | 19-Y5 Governor George Deukmejian Courthouse | 19-Y5-D2022-260-HWG03 | Hot Water Heater Gas HWG03 | DNA | 1709105232995 | BTH-500A 200 | 0M00038433 | Y5-DWH01 | NB - Boiler Room 0485 - [Y5-DWH01] | [10 empty] | \Classifications\Building System Class\D20-Plumbing\D2020 - Domestic Water\Domestic Water Heater, Gas - HWG | 1022054
19-Y5 | 19-Y5 Governor George Deukmejian Courthouse | 19-Y5-G3063-100-DAT01 | Day Tank | DNA | DNA | DNA | OM00038434 | for Y5-GEN01 | NB-GENERATOR BUS DRIVEWAY 0488 - [Y5-GEN01] | [10 empty] | \Classifications\Building System Class\G30-Site Mechanical Utilities\G3060 - Fuel Distribution\Tank, Fuel Storage Day - DAT | 1022055
19-Y5 | 19-Y5 Governor George Deukmejian Courthouse | 19-Y5-D2040-100-PSQ02 | Pump PSU02 | DNA | DNA | DNA | OM00038435 |  | SB SUMP PUMP ROOM 0545 | [10 empty] | \Classifications\Building System Class\D20-Plumbing\D2040 - Rain Drain\Sump Pump - PSU | 1022056
19-Y5 | 19-Y5 Governor George Deukmejian Courthouse | 19-Y5-D5038-100-DUR01 | DURESS SYSTEM | STOP TECH LTD/CENTURION | C130013 | MODEL# 9248 | 0M00038436 |  | 3rd Floor West IDF | [10 empty] | \Classifications\Building System Class\D50-Electrical SYS\D5030 - Comm & Security\Duress Alarms - DUR | 1022502
19-Y5 | 19-Y5 Governor George Deukmejian Courthouse | 19-Y5-D3032-100-CWT01 | Chilled Water Expansion Tank 1 | DNA | DNA | DNA | OM00038369 | DNA | N Basement, Room 276 | DNA | DNA | DNA | DNA | DNA | DNA | DNA | DNA | DNA | DNA | \Classifications\Building System Class\D30-HVAC Systems\D3030 - Cooling SYS\Chilled Water Expansion Tank - CWT | 1022558
19-Y5 | 19-Y5 Governor George Deukmejian Courthouse | 19-Y5-D3020-100-HET01 | Hot Water Expansion Tank 1 | DNA | DNA | DNA | 0M000384437 |  | N BASEMENT, ROOM 276 | DNA | DNA | DNA | DNA | DNA | DNA | DNA | DNA | DNA | DNA | \Classifications\Building System Class\D30-HVAC Systems\D3020 - Heat SYS\Heater Water Expansion Tank - HET | 1022559
19-Y5 | 19-Y5 Governor George Deukmejian Courthouse | 19-Y5-D3020-100-HET02 | Hot Water Expansion Tank 2 | DNA | DNA | DNA | OM00038440 |  | N BASEMENT, BOILER ROOM | DNA | DNA | DNA | DNA | DNA | DNA | DNA | DNA |  | DNA | \Classifications\Building System Class\D30-HVAC Systems\D3020 - Heat SYS\Heater Water Expansion Tank - HET | 1022560
19-Y5 | 19-Y5 Governor George Deukmejian Courthouse | 19-Y5-G3060-320-DFP01 | Fuel Pump | SIMPLEX INC | DNA | COMPACT AUTOMATIC FUEL PORT | OM00038413 |  | LOADING DOCK | [6 empty] | DNA |  |  |  | \Classifications\Building System Class\G30-Site Mechanical Utilities\G3060 - Fuel Distribution\Pump, Fuel, Diesel Fuel Transfer Pump - DFP | 1022645
19-Y5 | 19-Y5 Governor George Deukmejian Courthouse | 19-Y5-G3063-100-AST01 | Above Ground Storage Tank | RCI TECHNOLOGIES | DNA | FRS660 | OM00038387 |  | LOADING DOCK | NA | NA | NA | NA | NA | NA | Diesel | NA | NA | NA | \Classifications\Building System Class\G30-Site Mechanical Utilities\G3060 - Fuel Distribution\Tank, Fuel Storage, Above Ground - AST | 1022644
19-Y5 | 19-Y5 Governor George Deukmejian Courthouse | 19-Y5-D3031-210-CDR15 | CONDENSING UNIT, CU-UPS1 | DNA | DNA | DNA | OM00038442 | Y5-CU/UPS1 | SOUTH ROOF, CONDENSING UNIT SERVING UPS ROOM BASEMENT - TAG: 00038442, SN - DNA | [10 empty] | \Classifications\Building System Class\D30-HVAC Systems\D3030 - Cooling SYS\Condensing Unit (Air and/or Water) - CDR | 1022894
20-F1 | 20-F1 New Madera Courthouse | 20-F1-D2023-100-BFP03 | 2" Irrigation Water Backflow Preventer BFP03 - Test attached to Notes & Docs | Wilkins ZURN Company | 3755740 | 975XL2 RP 2 inch | OM00042517 | ID#:1 | West of Courthouse on South "H" Street | NA | NA | NA | NA | NA | NA | NA | NA | NA | NA | \Classifications\Building System Class\D20-Plumbing\D2020 - Domestic Water\Backflow Preventer - BFP | 1019286
20-F1 | 20-F1 New Madera Courthouse | 20-F1-D2023-100-BFP02 | 6" Domestic Water Backflow Preventer - Test attached to Notes & Docs | Wilkins ZURN Company | X25372 | 375A RP 6" | OM00042516 | ID#:2 | Domestic Backflow RP 6" -West of Courthouse on South "H" Street | NA | NA | NA | NA | NA | NA | NA | NA | NA | NA | \Classifications\Building System Class\D20-Plumbing\D2020 - Domestic Water\Backflow Preventer - BFP | 1019287
20-F1 | 20-F1 New Madera Courthouse | 20-F1-D2023-100-BFP04 | 3/4" Fire Bypass Backflow, on BFP01 | Wilkins | 3706163 | 975XLD RPDA 3/4" | OM00039855 | ID#:3 | "H" Street, Backflow - Fire RPDA 3/4" | NA | NA | NA | NA | NA | NA | NA | NA | NA | NA | \Classifications\Building System Class\D20-Plumbing\D2020 - Domestic Water\Backflow Preventer - BFP | 1019288
20-F1 | 20-F1 New Madera Courthouse | 20-F1-D2023-100-BFP01 | 8" Fire Water Backflow Preventer BFP01 - Test attached to Notes & Docs | Wilkins ZURN Company | Y08776 | 375ADA RPDA 8" | OM00042515 | ID#:4 | Backflow - Fire 8" - West of Courthouse on South "H" Street | NA | NA | NA | NA | NA | NA | NA | NA | NA | NA | \Classifications\Building System Class\D20-Plumbing\D2020 - Domestic Water\Backflow Preventer - BFP | 1019289
20-F1 | 20-F1 New Madera Courthouse | 20-F1-D4022-210-JPM01 | Fire Protection Jockey Pump JFP-1 | AC Fire Pump ITT Industries | W1305021751 | 8FD4F20 | OM00042958 |  | Fire Pump Room | NA | NA | NA | (1) 1.5 Hp | 480 | DNA | NA | 3 | NA | NA | \Classifications\Building System Class\D40-Fire Protection SYS\D4020 - Stand Pipe\Jockey Pump - JPM | 1019782
20-F1 | 20-F1 New Madera Courthouse | 20-F1-D5092-210-GEN01 | Standby Power Diesel Generator Set | Caterpillar (CAT) | AFN04416 | Model SR4B, 750ekW, 938KVA, 60 Hz, 1800 rpm, 480 Volts | OM00042514 | Permit #C-8570-1-0 | Southeast of Sallyport, Parralel to Sallyport Ramp S03 | NA | NA | NA | NA | 480 | DNA | Diesel | 3 | NA | NA | \Classifications\Building System Class\D50-Electrical SYS\D5090 - Elec SYS\Emergency Generator - GEN | 1019783
20-F1 | 20-F1 New Madera Courthouse | 20-F1-D1010-100-ELE01 | Elevator, Electric ELE01 State ID# 167447 | Otis Elevator Company | 18801337 | AAA21310AD | OM00042626 | State ID# 167447 | 1st Floor, Lobby 103 | NA | NA | NA | NA | 480 | DNA | Electric | 3 | NA | NA | \Classifications\Building System Class\D10-Conveyance Systems\D1010 - Elevator\Elevator,Electric,Pass/Freight - ELE | 1019784
20-F1 | 20-F1 New Madera Courthouse | 20-F1-D2023-100-BFP05 | 3/4" Chilled Water System Make-up Water Backflow Preventer BFP05 | Watts | 9899 | LF909QTRPZ 1" | OM00042933 | ID#:5 | Roof South | NA | NA | NA | NA | NA | NA | NA | NA | NA | NA | \Classifications\Building System Class\D20-Plumbing\D2020 - Domestic Water\Backflow Preventer - BFP | 1019785
20-F1 | 20-F1 New Madera Courthouse | 20-F1-B2010-100-BLD01 | Building Structure | NA | NA | NA | OM00043023 |  | Building | NA | NA | NA | NA | NA | NA | NA | NA | NA | NA | \Classifications\Building System Class\B20-General Building Exterior\B2010 - Exterior Walls\Building - BLD | 1019786
20-F1 | 20-F1 New Madera Courthouse | 20-F1-D1010-100-ELE02 | Elevator, Electric ELE02 State ID# 167448 | Otis Elevator Company | 20451337 | AAA21310AD | OM00042627 | State ID# 167448 | 1st Floor, Lobby 103 | NA | NA | NA | NA | 480 | DNA | Electric | 3 | NA |  | \Classifications\Building System Class\D10-Conveyance Systems\D1010 - Elevator\Elevator,Electric,Pass/Freight - ELE | 1019787
20-F1 | 20-F1 New Madera Courthouse | 20-F1-D1010-100-ELE03 | Elevator, Electric ELE03 State ID# 167449 | Otis Elevator Company | 201333213 | AAA2131AD | OM00042650 | State ID# 167449 | Basement, Corridor B04 | NA | NA | NA | 31 | 480 | DNA | Electric | 3 | NA | NA | \Classifications\Building System Class\D10-Conveyance Systems\D1010 - Elevator\Elevator,Electric,Pass/Freight - ELE | 1019788
20-F1 | 20-F1 New Madera Courthouse | 20-F1-D1010-100-ELE04 | Elevator, Electric ELE04 State ID# 167450 | Otis Elevator Company | 21333214 | AAA21310AD | OM00042625 | State ID# 167450 | Basement, Corridor B05 | NA | NA | NA | NA | 480 | DNA | Electric | 3 | NA | NA | \Classifications\Building System Class\D10-Conveyance Systems\D1010 - Elevator\Elevator,Electric,Pass/Freight - ELE | 1019789
20-F1 | 20-F1 New Madera Courthouse | 20-F1-D1010-100-ELE05 | Elevator, Electric ELE05 State ID# 167332 | Otis Elevator Company | 20621338 | AAA213110AD | OM00042649 | State ID# 167332 | Secured Judges Parking B00 | NA | NA | NA | 25 | 480 | DNA | Electric | 3 | NA | NA | \Classifications\Building System Class\D10-Conveyance Systems\D1010 - Elevator\Elevator,Electric,Pass/Freight - ELE | 1019790
20-F1 | 20-F1 New Madera Courthouse | 20-F1-B2033-120-DOR01 | H St. ADA Double Door Entrance/Exit | Horton | UNABLE TO IDENTIFY | UNABLE TO IDENTIFY | OM00042521 |  | 1st Flr. Employee Entrance/Exit | NA | NA | NA | NA | NA | NA | NA | NA | NA | NA | \Classifications\Building System Class\B20-General Building Exterior\B2030 - Exterior Doors\Door,Automatic-Sliding,Revolving - DOR | 1019791
20-F1 | 20-F1 New Madera Courthouse | 20-F1-B2033-120-DOR02 | H St. ADA Single Door Entrance/Exit | Horton | UNABLE TO IDENTIFY | UNABLE TO IDENTIFY | OM00042522 |  | 1st Flr. Employee Entrance/Exit | NA | NA | NA | NA | NA | NA | NA | NA | NA | NA | \Classifications\Building System Class\B20-General Building Exterior\B2030 - Exterior Doors\Door,Automatic-Sliding,Revolving - DOR | 1019792
20-F1 | 20-F1 New Madera Courthouse | 20-F1-B2034-400-DOH01 | Secured Judge's Parking Rollup Door Entrance | Cookson | C006016 | SGH5011E | OM00042890 |  | Basement Secured Judge's Parking Entrance | NA | NA | NA | 1/2 hp | 120 | 5 | Electric | 1 | NA | NA | \Classifications\Building System Class\B20-General Building Exterior\B2030 - Exterior Doors\Door,Overhead-Shutter,Manual,Elec,Roll-up - DOH | 1019793
20-F1 | 20-F1 New Madera Courthouse | 20-F1-B2034-400-DOH02 | Secured Judge's Parking Rollup Door Exit | Cookson | C006015 | SGH5011E | OM00042889 |  | Basement Secured Judge's Parking Exit | NA | NA | NA | 1/2 hp | 120 | 5 | Electric | 1 | NA | NA | \Classifications\Building System Class\B20-General Building Exterior\B2030 - Exterior Doors\Door,Overhead-Shutter,Manual,Elec,Roll-up - DOH | 1019794
20-F1 | 20-F1 New Madera Courthouse | 20-F1-B2034-400-DOH03 | Sallyport Overhead Roll-Up Doors Exterior Entrance | Cookson | C00134 | SGH5023ESL | OM00042900 |  | 7th Street, Sally Port 1st. Flr. Exterior Entrance | NA | NA | NA | 1/2 Hp | 211 | 1.3A | NA | 3 | NA | NA | \Classifications\Building System Class\B20-General Building Exterior\B2030 - Exterior Doors\Door,Overhead-Shutter,Manual,Elec,Roll-up - DOH | 1019795
20-F1 | 20-F1 New Madera Courthouse | 20-F1-B2034-400-DOH04 | Sallyport Overhead Roll-Up Doors Interior Entrance | Cookson | C00112 | SGH5023ESL | OM00042899 |  | Sally Port Basement Interior Entrance | NA | NA | NA | 1/2 Hp | 210 | 1.3A | Electric | 3 | NA | NA | \Classifications\Building System Class\B20-General Building Exterior\B2030 - Exterior Doors\Door,Overhead-Shutter,Manual,Elec,Roll-up - DOH | 1019796
20-F1 | 20-F1 New Madera Courthouse | 20-F1-B2034-400-DOH05 | Sallyport Overhead Roll-Up Doors Interior Exit | Cookson | C00114 | SGH5023ESL | OM00042898 |  | Sally Port Basement Interior Exit | NA | NA | NA | 1/2 Hp | 208 | 1.3A | Electric | 3 | NA | NA | \Classifications\Building System Class\B20-General Building Exterior\B2030 - Exterior Doors\Door,Overhead-Shutter,Manual,Elec,Roll-up - DOH | 1019797
20-F1 | 20-F1 New Madera Courthouse | 20-F1-B2034-400-DOH06 | Sallyport Overhead Roll-Up Doors Exterior Exit | Cookson | C00135 | SGH5023ESL | OM00042897 |  | "H" Street, Sally Port 1st. Flr. Exterior Exit | NA | NA | NA | 1/2 Hp | 208 | 1.3A | Electric | 3 | NA | NA | \Classifications\Building System Class\B20-General Building Exterior\B2030 - Exterior Doors\Door,Overhead-Shutter,Manual,Elec,Roll-up - DOH | 1019798
20-F1 | 20-F1 New Madera Courthouse | 20-F1-B3010-100-RUF01 | Roofing Systems | Sika, Sarnafil | NA | NA | OM00043022 |  | Roof | NA | NA | NA | NA | NA | NA | NA | NA | NA | NA | \Classifications\Building System Class\B30-Roofing\B3010 - Roof Types\Roof - RUF | 1019799
20-F1 | 20-F1 New Madera Courthouse | 20-F1-C1020-110-FRD17 | Basement Elevator MTL #1 Fire Doors | Stiles | 151336 | WHI | OM00042886 |  | Basement Elevator #1 | NA | NA | NA | NA | NA | NA | NA | NA | NA | NA | \Classifications\Building System Class\C10-General Building Interior\C1020 - Fire Doors\Fire Doors - FRD | 1019800
20-F1 | 20-F1 New Madera Courthouse | 20-F1-C1020-110-FRD18 | Basement Elevator #5 Fire Door | Stiles | 151335 | WHI | OM00042863 |  | Basement Elevator #5 | NA | NA | NA | NA | NA | NA | NA | NA | NA | NA | \Classifications\Building System Class\C10-General Building Interior\C1020 - Fire Doors\Fire Doors - FRD | 1019801
20-F1 | 20-F1 New Madera Courthouse | 20-F1-C1020-110-FRD04 | Front Main ADA Entrance/Exit Double Fire Doors | Horton | NA | NA | OM00042903 |  | 1st. Flr. Main Entrance | NA | NA | NA | NA | NA | NA | NA | NA | NA | NA | \Classifications\Building System Class\C10-General Building Interior\C1020 - Fire Doors\Fire Doors - FRD | 1019802
20-F1 | 20-F1 New Madera Courthouse | 20-F1-C1020-110-FRD05 | 1st. Flr. Elevator #5 Fire Door | Stiles | 150973 | WHI | OM00042629 |  | 1st Flr. Elevator #5 | NA | NA | NA | NA | NA | NA | NA | NA | NA | NA | \Classifications\Building System Class\C10-General Building Interior\C1020 - Fire Doors\Fire Doors - FRD | 1019803
20-F1 | 20-F1 New Madera Courthouse | 20-F1-C1020-110-FRD06 | 2nd. Flr S. Stairwell Fire Door | VT Industries | 89618 | WHI | OM00042907 |  | 2nd. Flr. Stairwell 2 S. | NA | NA | NA | NA | NA | NA | NA | NA | NA | NA | \Classifications\Building System Class\C10-General Building Interior\C1020 - Fire Doors\Fire Doors - FRD | 1019804
20-F1 | 20-F1 New Madera Courthouse | 20-F1-C1020-110-FRD07 | 2nd. Flr. N. Stairwell Fire Door | VT Industries | 2159 | UNABLE TO IDENTIFY | OM00042906 |  | 2nd. Flr. Stairwell 1 N. | NA | NA | NA | NA | NA | NA | NA | NA | NA | NA | \Classifications\Building System Class\C10-General Building Interior\C1020 - Fire Doors\Fire Doors - FRD | 1019805
20-F1 | 20-F1 New Madera Courthouse | 20-F1-C1020-110-FRD08 | 2nd. Flr. Elevator #5 Fire Door | Stiles | 151317 | WHI | OM00042628 |  | 2nd. Flr. Elevator #5 | NA | NA | NA | NA | NA | NA | NA | NA | NA | NA | \Classifications\Building System Class\C10-General Building Interior\C1020 - Fire Doors\Fire Doors - FRD | 1019806
20-F1 | 20-F1 New Madera Courthouse | 20-F1-C1020-110-FRD09 | 3rd. Flr. S. Stairwell Fire Door | VT Industries | 89621 | WHI | OM00042908 |  | 2nd Flr. Stairwell 2 S. | NA | NA | NA | NA | NA | NA | NA | NA | NA | NA | \Classifications\Building System Class\C10-General Building Interior\C1020 - Fire Doors\Fire Doors - FRD | 1019807
20-F1 | 20-F1 New Madera Courthouse | 20-F1-C1020-110-FRD10 | 3rd. Flr. N. Stairwell Fire Door | VT Industries | 2165 | WHI | OM00042911 |  | 3rd. Flr. Stairwell 1 N. | NA | NA | NA | NA | NA | NA | NA | NA | NA | NA | \Classifications\Building System Class\C10-General Building Interior\C1020 - Fire Doors\Fire Doors - FRD | 1019808
20-F1 | 20-F1 New Madera Courthouse | 20-F1-C1020-110-FRD11 | 3rd. Flr. Elevator #5 Fire Door | Stiles | 151596 | WHI | OM00042968 |  | 3rd Flr. Elevator #5 | NA | NA | NA | NA | NA | NA | NA | NA | NA | NA | \Classifications\Building System Class\C10-General Building Interior\C1020 - Fire Doors\Fire Doors - FRD | 1019809
20-F1 | 20-F1 New Madera Courthouse | 20-F1-D5037-710-FAP01 | Main Fire Alarm Control Panel | Notifier | NA | NFS-3030 | OM00042873 |  | Main Electrical Room B63 | NA | NA | NA | NA | 120 | NA | Electric | 1 | NA | NA | \Classifications\Building System Class\D50-Electrical SYS\D5030 - Comm & Security\Fire Alarm Panel - FAP | 1019820
20-F1 | 20-F1 New Madera Courthouse | 20-F1-C1020-110-FRD12 | 4th Flr. S. Stairwell Fire Door | VT Industries | 2016 | WHI | OM00042917 |  | 4th Flr. Stairwell 2 S. | NA | NA | NA | NA | NA | NA | NA | NA | NA | NA | \Classifications\Building System Class\C10-General Building Interior\C1020 - Fire Doors\Fire Doors - FRD | 1019821
20-F1 | 20-F1 New Madera Courthouse | 20-F1-C1020-110-FRD13 | 4th Flr. N. Stairwell Fire Door | VT Industries | 2158 | WHI | OM00042912 |  | 4th Flr. Stairwell 1 N. | NA | NA | NA | NA | NA | NA | NA | NA | NA | NA | \Classifications\Building System Class\C10-General Building Interior\C1020 - Fire Doors\Fire Doors - FRD | 1019822
20-F1 | 20-F1 New Madera Courthouse | 20-F1-C1020-110-FRD14 | 4th Flr. Double Fire Door in S. Corridor | Stiles | 008606 | OM00042915 | OM00042915 |  | 4th Flr. South Hallway | NA | NA | NA | NA | NA | NA | NA | NA | NA | NA | \Classifications\Building System Class\C10-General Building Interior\C1020 - Fire Doors\Fire Doors - FRD | 1019824
20-F1 | 20-F1 New Madera Courthouse | 20-F1-C1020-110-FRD15 | 4th Flr. Double Fire Door in N. Corridor | Stiles | 008604 | WHI | OM00042914 |  | 4th Flr. North Hallway | NA | NA | NA | NA | NA | NA | NA | NA | NA | NA | \Classifications\Building System Class\C10-General Building Interior\C1020 - Fire Doors\Fire Doors - FRD | 1019825
20-F1 | 20-F1 New Madera Courthouse | 20-F1-C1020-110-FRD16 | 4th Flr. Elevator #5 Fire Door | Stiles | 161579 | WHI | OM00042918 |  | 4th Flr. Elevator #5 | NA | NA | NA | NA | NA | NA | NA | NA | NA | NA | \Classifications\Building System Class\C10-General Building Interior\C1020 - Fire Doors\Fire Doors - FRD | 1019826
20-F1 | 20-F1 New Madera Courthouse | 20-F1-C1020-110-FRD01 | Fire Rollup Overhead Door for Traffic | Cookson | NO ACCESS | NO ACCESS | OM00042904 |  | 1st. Flr. Traffic Window | NA | NA | NA | NA | NA | NA | NA | NA | NA | NA | \Classifications\Building System Class\C10-General Building Interior\C1020 - Fire Doors\Fire Doors - FRD | 1019827
20-F1 | 20-F1 New Madera Courthouse | 20-F1-C1020-110-FRD02 | Fire Rollup Overhead Door for Criminal | Cookson | NO ACCESS | NO ACCESS | OM00042905 |  | 2nd Flr. Criminal Window | NA | NA | NA | NA | NA | NA | NA | NA | NA | NA | \Classifications\Building System Class\C10-General Building Interior\C1020 - Fire Doors\Fire Doors - FRD | 1019828
20-F1 | 20-F1 New Madera Courthouse | 20-F1-C1020-110-FRD03 | Fire Rollup Overhead Door for Juvenile | Cookson | NO ACCESS | NO ACCESS | OM00042910 |  | 3rd. Flor Juvenile Window | NA | NA | NA | NA | NA | NA | NA | NA | NA | NA | \Classifications\Building System Class\C10-General Building Interior\C1020 - Fire Doors\Fire Doors - FRD | 1019830
20-F1 | 20-F1 New Madera Courthouse | 20-F1-D2023-310-HWP01 | Hot Water Circulation Pump CP-1 | ITT Ferguson Enterprises, Inc. | 1BL017LF | PL-45B 1BL002 | OM00042862 |  | Water Heater Room | NA | NA | NA | (1) 1/6 HP | 115 | 2.1 | Electric | 1 | NA | NA | \Classifications\Building System Class\D20-Plumbing\D2020 - Domestic Water\Domestic Hot Water Circulating Pump - HWP | 1019831
20-F1 | 20-F1 New Madera Courthouse | 20-F1-D2023-310-WBS01 | Domestic Cold Water Booster System | SyncroFlo (Pumps: Baldor Reliance Industrial Motor) | (Pump #1 S#F1310252174) (Pump #2 S#F1310252084) | Controller: 22DL74-VFD (Pumps: JMM3219T) | OM00042960 |  | Pump Room | NA | NA | NA | (2) 7.5 HP | 480 | 18.8-17.4 |  | 3 | NA | NA | \Classifications\Building System Class\D20-Plumbing\D2020 - Domestic Water\Domestic Water Booster System - WBS | 1019833
20-F1 | 20-F1 New Madera Courthouse | 20-F1-D2022-260-HWG01 | Domestic Water Heater Gas GWH-1 | A.O. Smith | 1431M000340 | BTH-250A | OM00042861 |  | Water Heater Room | NA | NA | NA | NA | 120 | NA | Natural Gas | 1 | 250,000 | NA | \Classifications\Building System Class\D20-Plumbing\D2020 - Domestic Water\Domestic Water Heater, Gas - HWG | 1019837
20-F1 | 20-F1 New Madera Courthouse | 20-F1-D2040-100-PSU01 | Sump Pumps SP-1 & 2 | HOMA Weil Aquatronics | 14-01014 | AMX434-193/5,5T/C FM | OM00042893 |  | Open Space @ Electrical Room | NA | NA | NA | NA | 480 | 14.8 | Electric | 3 | NA | NA | \Classifications\Building System Class\D20-Plumbing\D2040 - Rain Drain\Sump Pump - PSU | 1019838
20-F1 | 20-F1 New Madera Courthouse | 20-F1-D2040-100-PSU02 | Sump Pumps SP-3 & 4 | HOMA Weil Aquatronics | 291876 | TP70V20/4/3/C | OM00042519 |  | Sallyport North wall of parking | NA | NA | NA | (2) 1.5 HP | 480 | 2.8 | Electric | 3 | NA | NA | \Classifications\Building System Class\D20-Plumbing\D2040 - Rain Drain\Sump Pump - PSU | 1019844
20-F1 | 20-F1 New Madera Courthouse | 20-F1-D3044-125-PHW01 | Hot Water Pump HWP-1 | Taco | F130723439 | EJMM3615T/G | OM00042928 |  | Roof Southwest | NA | NA | NA | (1) 5Hp | 460 | 13.9 |  | 3 | NA | NA | \Classifications\Building System Class\D30-HVAC Systems\D3040 - Distribution SYS\Hot Water Pump - PHW | 1019845
20-F1 | 20-F1 New Madera Courthouse | 20-F1-D3044-125-PHW02 | Hot Water Pump HWP-2 | Taco | F1307234344 | EJMM3615T/G | OM00042929 |  | Roof Southwest | NA | NA | NA | (1) 5Hp | 460 | 13.9 | NA | 3 | NA | NA | \Classifications\Building System Class\D30-HVAC Systems\D3040 - Distribution SYS\Hot Water Pump - PHW | 1019846
20-F1 | 20-F1 New Madera Courthouse | 20-F1-D4010-150-FMS05 | Combination Fire Riser 2nd. Flr. | Transbay Fire Protection | NA | VSK | OM00039857 |  | 2nd Flr. South Stairwell | NA | NA | NA | NA | NA | NA | NA |  | NA | NA | \Classifications\Building System Class\D40-Fire Protection SYS\D4010 - Sprinkler SYS\Fire Systems, stand pipes - FMS | 1019849
20-F1 | 20-F1 New Madera Courthouse | 20-F1-D4010-150-FMS06 | Combination Fire Riser 3rd. Flr. | Transbay Fire Protection | NA | VSK | OM00039856 |  | 3rd Flr. South Stairwell | NA | NA | NA | NA | NA | NA | NA |  | NA | NA | \Classifications\Building System Class\D40-Fire Protection SYS\D4010 - Sprinkler SYS\Fire Systems, stand pipes - FMS | 1019850
20-F1 | 20-F1 New Madera Courthouse | 20-F1-D3044-125-PHW03 | Hot Water Pump HWP-3 | Taco | F1307234354 | EJMM3615T/G | OM00042930 |  | Roof Southwest | NA | NA | NA | (1) 5Hp | 460 | 13.9 | Electric | 3 | NA | NA | \Classifications\Building System Class\D30-HVAC Systems\D3040 - Distribution SYS\Hot Water Pump - PHW | 1019856
20-F1 | 20-F1 New Madera Courthouse | 20-F1-D3031-140-CLR01 | Air-Cooled Chiller CH-1 | Arctic Cool | AC1308163 | ACA220BT3512F | OM00042922 |  | Roof South | NA | NA | R-134a | NA | 460 | 487 | Electric | 3 | NA | NA | \Classifications\Building System Class\D30-HVAC Systems\D3030 - Cooling SYS\Chiller, Air Cooled - CLR | 1019858
20-F1 | 20-F1 New Madera Courthouse | 20-F1-D3031-140-CLR02 | Air-Cooled Chiller CH-2 | Arctic Cool | AC1308164 | ACA220BT3512F | OM00042923 |  | Roof South | NA | NA | R-134a | NA | 460 | 487 | Electric | 3 | NA | NA | \Classifications\Building System Class\D30-HVAC Systems\D3030 - Cooling SYS\Chiller, Air Cooled - CLR | 1019859
20-F1 | 20-F1 New Madera Courthouse | 20-F1-D3031-100-PCH01 | Chilled Water Pump CHWP-1 | Taco | Z1201160771 | EJMM2334T/G | OM00042924 |  | Roof Southwest | NA | NA | NA | (1) 20Hp | 460 | 48.4 | Electric | 3 | NA | NA | \Classifications\Building System Class\D30-HVAC Systems\D3030 - Cooling SYS\Chilled Water Pump - PCH | 1019861
20-F1 | 20-F1 New Madera Courthouse | 20-F1-D3031-100-PCH02 | Chilled Water Pump CHWP-2 | Taco | Z1201160751 | EJMM2334T/G | OM00042925 |  | Roof Southwest | NA | NA | NA | (1) 20Hp | 460 | 48.4 | Electric | 3 | NA | NA | \Classifications\Building System Class\D30-HVAC Systems\D3030 - Cooling SYS\Chilled Water Pump - PCH | 1019862
20-F1 | 20-F1 New Madera Courthouse | 20-F1-D3031-100-PCH03 | Chilled Water Pump CHWP-3 | Taco | F13011250 | EJMM37HT/G | OM00042926 |  | Roof Southwest | NA | NA | NA | (1) 10Hp | 460 | 25.4 | Electric | 3 | NA | NA | \Classifications\Building System Class\D30-HVAC Systems\D3030 - Cooling SYS\Chilled Water Pump - PCH | 1019863
20-F1 | 20-F1 New Madera Courthouse | 20-F1-D3031-100-PCH04 | Chilled Water Pump CHWP-4 | Taco | F1310093095 | EJMM37HT/G | OM00042927 |  | Roof Southwest | NA | NA | NA | (1) 10Hp | 460 | 25.4 | Electric | 3 | NA | NA | \Classifications\Building System Class\D30-HVAC Systems\D3030 - Cooling SYS\Chilled Water Pump - PCH | 1019865
20-F1 | 20-F1 New Madera Courthouse | 20-F1-D3031-210-CDR01 | Air Cooled VRF Unit CU-1 | Mitsubishi Electric | 3XW00342 /23W00143 | PUHY-P120YKMU-A | OM00042656 |  | Roof Southeast Corner | NA | NA | R-410A | NA | 460 | 35 | Electric | 3 | NA | NA | \Classifications\Building System Class\D30-HVAC Systems\D3030 - Cooling SYS\Condensing Unit, Air Cooled - CDR | 1019868
20-F1 | 20-F1 New Madera Courthouse | 20-F1-D3031-210-CDR02 | Air Cooled VRF Unit CU-2 | Mitsubishi Electric | 3XW00342 /23W00143 | PUHY-P120YKMU-A | OM00042654 |  | Roof Southwest Corner | NA | NA | R-410A | NA | 460 | 35 | Electric | 3 | NA | NA | \Classifications\Building System Class\D30-HVAC Systems\D3030 - Cooling SYS\Condensing Unit, Air Cooled - CDR | 1019869
20-F1 | 20-F1 New Madera Courthouse | 20-F1-D3031-210-CDR03 | Air Cooled VRF Unit CU-3 | Mitsubishi Electric | 3XW00344 | PUHY-P72YKMU-A | OM00042655 |  | Roof Southwest Corner | NA | NA | R-410A | NA | 460 | 35 | Electric | 3 | NA | NA | \Classifications\Building System Class\D30-HVAC Systems\D3030 - Cooling SYS\Condensing Unit, Air Cooled - CDR | 1019870
20-F1 | 20-F1 New Madera Courthouse | 20-F1-D3041-110-AHU01 | Air Handler Unit AHU-1 | Energy Labs | 1304-6750-1 | C115142-FC-I | OM00042919 |  | Roof Eastside | NA | Pre-Filters: (20) 24"X24"X2" and (9) 12"x 24"x 2" MERV 6 Secondary Filters: (20)- 24" X 24" X 12" and (9) 12" x 24" x 12" MERV 13 | NA | (4) Supply 15Hp, (4) Return 10 Hp | 460 | Supply: 18.1 A Return: 14.1A | Electric | 3 | NA | NA | \Classifications\Building System Class\D30-HVAC Systems\D3040 - Distribution SYS\Air Handling Unit - AHU | 1019871
20-F1 | 20-F1 New Madera Courthouse | 20-F1-D3041-110-AHU02 | Air Handler Unit AHU-2 | Energy Labs | 1304-6750-2 | C115142-FC-I | OM00042653 |  | Roof Westside | NA | Pre-Filters: (20) 24"X24"X2" and (9) 12"x 24"x 2" MERV 6 Secondary Filters: (20)- 24" X 24" X 12" and (9) 12" x 24" x 12" MERV 13 | NA | (4) Supply 15Hp, (4) Return 10 Hp | 460 | Supply: 18.1 A Return: 14.1A | Electric | 3 | NA | NA | \Classifications\Building System Class\D30-HVAC Systems\D3040 - Distribution SYS\Air Handling Unit - AHU | 1019872
20-F1 | 20-F1 New Madera Courthouse | 20-F1-D3041-110-AHU03 | Air Handler Unit AHU-3 | Energy Labs | 1304-6750-3 | C8476-FCH-I | OM00042921 |  | Roof Southeast | NA | OSA Intake Pre-Filter: (3)-24"X24"X2" & (3)-24"X12"X2 MERV 7 OSA Final Filter (3)-24"X24"X12" (3)-24"X12"X12" MERV 13 Exhaust Air Pre-Filter: (4)-24"X24"X2" (2)-24"X12"X2" MERV 7 | NA | (1) Supply 10Hp, (1) Return 7.5Hp | 460 | Supply: 12 A Return: 9.4 A | Electric | 3 | NA | NA | \Classifications\Building System Class\D30-HVAC Systems\D3040 - Distribution SYS\Air Handling Unit - AHU | 1019874
20-F1 | 20-F1 New Madera Courthouse | 20-F1-D3041-110-AHU04 | Air Handler Unit AHU-4 | Energy Labs | 1304-6750-4 | C5353-FC-I | OM00042962 |  | Sallyport Roof Above S01A Sallyport Tunnel | NA | Pre-Filters: (4)-24"X24"X2" MERV 8 Final Filters: (4)-24"X24"X2" MERV 13 | NA | NA | 460 | DNA | Electric | 3 | NA | NA | \Classifications\Building System Class\D30-HVAC Systems\D3040 - Distribution SYS\Air Handling Unit - AHU | 1019875
20-F1 | 20-F1 New Madera Courthouse | 20-F1-D3040-120-FCU01 | VRF Fan Coil Unit AC-1-1 | Mitsubishi | 38A01824D | PLFY-P36NBMU-E | OM00042936 |  | Floor 1, Security/AV/IT Room | NA | NA | NA | NA | 208/230 | DNA | Electric | 1 | NA | NA | \Classifications\Building System Class\D30-HVAC Systems\D3040 - Distribution SYS\Fan Coil Unit - FCU | 1019878
20-F1 | 20-F1 New Madera Courthouse | 20-F1-D3040-120-FCU02 | VRF Fan Coil Unit AC-1-2 | Mitsubishi | 38M0106D | PLFY-P15NCMU-E | OM00042934 |  | Floor 1, Electrical Room | NA | (1) Polypropylene Honeycomb | NA | NA | 208/230 | DNA | Electric | 1 | NA | NA | \Classifications\Building System Class\D30-HVAC Systems\D3040 - Distribution SYS\Fan Coil Unit - FCU | 1019879
20-F1 | 20-F1 New Madera Courthouse | 20-F1-D3040-120-FCU03 | VRF Fan Coil Unit AC-1-3 | Mitsubishi | 37A01713D | PLFY-P36NBMU-E | OM00042633 |  | Floor 1, Security/AV/IT Room | NA | (1) Polypropylene Honeycomb MERV 10 PAC-SH59KF-E | NA | NA | 208/230 | < 15 | Electric | 1 | NA | NA | \Classifications\Building System Class\D30-HVAC Systems\D3040 - Distribution SYS\Fan Coil Unit - FCU | 1019880
20-F1 | 20-F1 New Madera Courthouse | 20-F1-D3040-120-FCU04 | VRF Fan Coil Unit AC-1-4 | Mitsubishi | 25M00126 | PLFY-P15NCMU-E | OM00042634 |  | Floor 1 - Electrical Room | NA | (1) Polypropylene Honeycomb | NA | NA | 208/230 | DNA | Electric | 1 | NA | NA | \Classifications\Building System Class\D30-HVAC Systems\D3040 - Distribution SYS\Fan Coil Unit - FCU | 1019881
20-F1 | 20-F1 New Madera Courthouse | 20-F1-D3040-120-FCU05 | VRF Fan Coil Unit AC-1-5 | Mitsubishi | 11W0340 | PEFY-P48NMHU-E | OM00042935 |  | Floor 1 Server Room | NA | (2) Long Life Filters PAC-KE89LAF | NA | NA | 208/230 | < 15 | Electric | 1 | NA | NA | \Classifications\Building System Class\D30-HVAC Systems\D3040 - Distribution SYS\Fan Coil Unit - FCU | 1019882
20-F1 | 20-F1 New Madera Courthouse | 20-F1-D3040-120-FCU06 | VRF Fan Coil Unit AC-2-1 | Mitsubishi | 38A01820D | PLFY-P36NBMU-E | OM00042940 |  | Floor 2, Security/AV/IT Room | NA | (1) Polypropylene Honeycomb MERV 10 PAC-SH59KF-E | NA | NA | 208/230 | DNA | Electric | 1 | NA | NA | \Classifications\Building System Class\D30-HVAC Systems\D3040 - Distribution SYS\Fan Coil Unit - FCU | 1019883
20-F1 | 20-F1 New Madera Courthouse | 20-F1-D3040-120-FCU07 | VRF Fan Coil Unit AC-2-2 | Mitsubishi | 38M01057 | PLFY-P15NCMU-E | OM00042939 |  | Floor 2, Electrical Room | NA | (1) Polypropylene Honeycomb | NA | NA | 208/230 | DNA | Electric | 1 | NA | NA | \Classifications\Building System Class\D30-HVAC Systems\D3040 - Distribution SYS\Fan Coil Unit - FCU | 1019884
20-F1 | 20-F1 New Madera Courthouse | 20-F1-D3040-120-FCU08 | VRF Fan Coil Unit AC-2-3 | Mitsubishi | 37A01715B | PLFY-P36NBMU-E | OM00042937 |  | Floor 2 - Security/AV/IT Room | NA | (1) Polypropylene Honeycomb MERV 10 PAC-SH59KF-E | NA | NA | 208/230 | DNA | Electric | 1 | NA | NA | \Classifications\Building System Class\D30-HVAC Systems\D3040 - Distribution SYS\Fan Coil Unit - FCU | 1019885
20-F1 | 20-F1 New Madera Courthouse | 20-F1-D3040-120-FCU09 | VRF Fan Coil Unit AC-2-4 | Mitsubishi | 3XM01096 | PLFY-P15NCMU-E | OM00042938 |  | Floor 2, Electrical Room | NA | (1) Polypropylene Honeycomb | NA | NA | 208/230 | DNA | Electric | Electric | NA | NA | \Classifications\Building System Class\D30-HVAC Systems\D3040 - Distribution SYS\Fan Coil Unit - FCU | 1019886
20-F1 | 20-F1 New Madera Courthouse | 20-F1-D3040-120-FCU10 | VRF Fan Coil Unit AC-3-1 | Mitsubishi | 38A01822D | PLFY-P36NBMU-E | OM00042909 |  | Floor 3, Security/AV/IT Room | NA | (1) Polypropylene Honeycomb MERV 10 PAC-SH59KF-E | NA | NA | 208/230 | DNA | Electric | 1 | NA | NA | \Classifications\Building System Class\D30-HVAC Systems\D3040 - Distribution SYS\Fan Coil Unit - FCU | 1019887
20-F1 | 20-F1 New Madera Courthouse | 20-F1-D3040-120-FCU11 | VRF Fan Coil Unit AC-3-2 | Mitsubishi | 2ZM00820 | PLFY-P15NCMU-E | OM00042944 |  | Floor 3 ,Electrical Room | NA | (1) Polypropylene Honeycomb | NA | NA | 208/230 | DNA | Electric | 1 | NA | NA | \Classifications\Building System Class\D30-HVAC Systems\D3040 - Distribution SYS\Fan Coil Unit - FCU | 1019889
20-F1 | 20-F1 New Madera Courthouse | 20-F1-D3040-120-FCU12 | VRF Fan Coil Unit AC-3-3 | Mitsubishi | 37A01779D | PLFY-P36NBMU-E | OM00042967 |  | Floor 3, Security/AV/IT Room | NA | NA | NA | NA | 208/230 | DNA | Electric | 1 | NA | NA | \Classifications\Building System Class\D30-HVAC Systems\D3040 - Distribution SYS\Fan Coil Unit - FCU | 1019891
20-F1 | 20-F1 New Madera Courthouse | 20-F1-D3040-120-FCU13 | VRF Fan Coil Unit AC-3-4 | Mitsubishi | 25M00137 | PLFY-P15NCMU-E | OM00042965 |  | Floor 3 Electrical Room | NA | (1) Polypropylene Honeycomb | NA | NA | 208/230 | DNA | Electric | 1 | NA | NA | \Classifications\Building System Class\D30-HVAC Systems\D3040 - Distribution SYS\Fan Coil Unit - FCU | 1019896
20-F1 | 20-F1 New Madera Courthouse | 20-F1-D3040-120-FCU14 | VRF Fan Coil Unit AC-4-1 | Mitsubishi | 37A01781D | PLFY-P36NBMU-E | OM00042916 |  | Floor 4, Security/AV/IT Room | NA | (1) Polypropylene Honeycomb MERV 10 PAC-SH59KF-E | NA | NA | 208/230 | DNA | Electric | 1 | NA | NA | \Classifications\Building System Class\D30-HVAC Systems\D3040 - Distribution SYS\Fan Coil Unit - FCU | 1019897
20-F1 | 20-F1 New Madera Courthouse | 20-F1-D3040-120-FCU15 | VRF Fan Coil Unit AC-4-2 | Mitsubishi | 25M00143 | PLFY-P15NCMU-E | OM00042943 |  | Floor 4, Electrical Room | NA | (1) Polypropylene Honeycomb | NA | NA | 208/230 | DNA | Electric | 1 | NA | NA | \Classifications\Building System Class\D30-HVAC Systems\D3040 - Distribution SYS\Fan Coil Unit - FCU | 1019898
20-F1 | 20-F1 New Madera Courthouse | 20-F1-D3040-120-FCU16 | VRF Fan Coil Unit AC-4-3 | Mitsubishi | 3YA02039A | PLFY-P36NBMU-E | OM00042942 |  | Floor 4, Security/AV/IT Room | NA | (1) Polypropylene Honeycomb MERV 10 PAC-SH59KF-E | NA | NA | 208/230 | DNA | Electric | 1 | NA | NA | \Classifications\Building System Class\D30-HVAC Systems\D3040 - Distribution SYS\Fan Coil Unit - FCU | 1019899
20-F1 | 20-F1 New Madera Courthouse | 20-F1-D3040-120-FCU17 | VRF Fan Coil Unit AC-4-4 | Mitsubishi | 2Z00816 | PLFY-P15NCMU-E | OM00042941 |  | Floor 4, Electrical Room | NA | (1) Polypropylene Honeycomb | NA | NA | 208/230 | DNA | Electric | 1 | NA | NA | \Classifications\Building System Class\D30-HVAC Systems\D3040 - Distribution SYS\Fan Coil Unit - FCU | 1019900
20-F1 | 20-F1 New Madera Courthouse | 20-F1-D3040-120-FCU18 | VRF Fan Coil Unit AC-B-1 | Mitsubishi | 35W00971 | PLFY-P72NMHSU-E | OM00042894 |  | MDF Room | NA | 4" Merv 13 Filters FBH4-4 (2) 24 X 24 X 4 | NA | NA | 208/230 | DNA | Electric | 1 | NA | NA | \Classifications\Building System Class\D30-HVAC Systems\D3040 - Distribution SYS\Fan Coil Unit - FCU | 1019901
20-F1 | 20-F1 New Madera Courthouse | 20-F1-D3040-120-FCU19 | VRF Fan Coil Unit AC-B-2 | Mitsubishi | 37A01756D | PLFY-P18NBMU-E | OM00042891 |  | Basement, Electrical Room | NA | (1) Polypropylene Honeycomb MERV 10 PAC-SH59KF-E | NA | NA | 208/230 | < 15 A | Electric | 1 | NA | NA | \Classifications\Building System Class\D30-HVAC Systems\D3040 - Distribution SYS\Fan Coil Unit - FCU | 1019902
20-F1 | 20-F1 New Madera Courthouse | 20-F1-D3042-220-EFN01 | Exhaust Fan EF-1 | Greenheck | 13509361 | Gb-220-20-X | OM00042920 |  | Roof Northeast | (1) AX28 | NA | NA | (1) 2Hp | 460 | DNA | Electric | 3 | NA | NA | \Classifications\Building System Class\D30-HVAC Systems\D3040 - Distribution SYS\Supply/Exhaust/Return fans- FAN | 1019903
20-F1 | 20-F1 New Madera Courthouse | 20-F1-D3042-220-EFN02 | Exhaust Fan EF-2 | Greenheck | 13509362 | Gb-220-20-X | OM00042652 |  | Roof Northwest | (1) AX28 | NA | NA | (1) 2Hp | 460 | DNA | Electric | 3 | NA | NA | \Classifications\Building System Class\D30-HVAC Systems\D3040 - Distribution SYS\Supply/Exhaust/Return fans- FAN | 1019904
20-F1 | 20-F1 New Madera Courthouse | 20-F1-D3042-220-EFN03 | Exhaust Fan EF-3 | Greenheck | 13509363 | Gb-220-20-X | OM00042882 |  | Roof Southeast | (1) AX28 | NA | NA | (1) 2Hp | 460 | DNA | Electric | 3 | NA | NA | \Classifications\Building System Class\D30-HVAC Systems\D3040 - Distribution SYS\Supply/Exhaust/Return fans- FAN | 1019905
20-F1 | 20-F1 New Madera Courthouse | 20-F1-D3042-220-EFN04 | Exhaust Fan EF-4 | Greenheck | 13460016 | BSQ-220-20-X | OM00042895 |  | Secured Judges Parking Area | (1) AP58 | NA | NA | (1) 2Hp | 460 | DNA | Electric | 3 | NA | NA | \Classifications\Building System Class\D30-HVAC Systems\D3040 - Distribution SYS\Supply/Exhaust/Return fans- FAN | 1019906
20-F1 | 20-F1 New Madera Courthouse | 20-F1-D3042-220-EFN05 | Exhaust Fan EF-5 | Greenheck | 13509729 | BSQ-220-20-X | OM00042901 |  | Sallyport Southeast | (1) AP58 | NA | NA | (1) 2Hp | 460 | DNA | Electric | 3 | NA | NA | \Classifications\Building System Class\D30-HVAC Systems\D3040 - Distribution SYS\Supply/Exhaust/Return fans- FAN | 1019907
20-F1 | 20-F1 New Madera Courthouse | 20-F1-D3042-220-EFN06 | Exhaust Fan EF-6 | Greenheck | 13509364 | Cube-141-3-X | OM00042963 |  | Sallyport Roof @ Ramp | NA | NA | NA | (1) 1/3Hp | 120 | DNA | Electric | 1 | NA | NA | \Classifications\Building System Class\D30-HVAC Systems\D3040 - Distribution SYS\Supply/Exhaust/Return fans- FAN | 1019908
20-F1 | 20-F1 New Madera Courthouse | 20-F1-D3042-220-EFN07 | Exhaust Fan EF-7 | Greenheck | 13509730 | BSQ-140-3-X | OM00042896 |  | Sallyport Roof @ Ramp | (1) 3L460 | NA | NA | (1) 1/3Hp | 120 | DNA | Electric | 1 | NA | NA | \Classifications\Building System Class\D30-HVAC Systems\D3040 - Distribution SYS\Supply/Exhaust/Return fans- FAN | 1019909
20-F1 | 20-F1 New Madera Courthouse | 20-F1-D3042-220-EFN08 | Exhaust Fan EF-8 | Greenheck | 13510581 | 20-TCF-9-HBM-1-X | OM00042648 |  | Atrium Roof | (2) A54 | NA | NA | (1) 3Hp | 460 | DNA | Electric | 3 | NA | NA | \Classifications\Building System Class\D30-HVAC Systems\D3040 - Distribution SYS\Supply/Exhaust/Return fans- FAN | 1019910
20-F1 | 20-F1 New Madera Courthouse | 20-F1-D3042-240-SEF01 | Smoke Exhaust Fan SEF-1 | Greenheck | 13510583 | 54-TCF-9-HBM-1-X | OM00042645 |  | Roof South | (5) B136 | NA | NA | (1) 40Hp | 460 | DNA | Electric | 3 | NA | NA | \Classifications\Building System Class\D30-HVAC Systems\D3040 - Distribution SYS\Supply/Exhaust/Return fans- FAN | 1019911
20-F1 | 20-F1 New Madera Courthouse | 20-F1-D3042-240-SEF02 | Smoke Exhaust Fan SEF-2 | Greenheck | 13510582 | 54-TCF-9-HBM-1-X | OM00042646 |  | Roof South | (5) B136 | NA | NA | (1) 40Hp | 460 | DNA | Electric | 3 | NA | NA | \Classifications\Building System Class\D30-HVAC Systems\D3040 - Distribution SYS\Supply/Exhaust/Return fans- FAN | 1019912
20-F1 | 20-F1 New Madera Courthouse | 20-F1-D3050-210-PKU01 | Elevator Packaged AC unit AC-R1 | Liebert | Y13KH50097 | ET0607RA00TA007 | OM00042651 |  | Elevator Control Room R-01 | NA | (1) 21"X36.25"X2" Merv 7 Filters | R-407c | NA | 480 | DNA | Electric | 3 | NA | NA | \Classifications\Building System Class\D30-HVAC Systems\D3050 - Package SYS\Package Unit - PKU | 1019913
20-F1 | 20-F1 New Madera Courthouse | 20-F1-D3050-210-PKU02 | Elevator Packaged AC unit AC-R2 | Liebert | Y13KH50098 | ET0367RA00TA007 | OM00042884 |  | Elevator Control Room R-02 | NA | (1) 16"X32.5X2" Merv 7 Filters | R-407c | NA | 480 | DNA | Electric | 3 | NA | NA | \Classifications\Building System Class\D30-HVAC Systems\D3050 - Package SYS\Package Unit - PKU | 1019914
20-F1 | 20-F1 New Madera Courthouse | 20-F1-D3050-210-PKU03 | Elevator Packaged AC unit AC-R3 | Liebert | Y13KH50099 | ET0607RA00TA007 | OM00042883 |  | Elevator Control Room R-02 | NA | (1) 16"X32.5X2" Merv 7 Filters | R-407c | NA | 480 | DNA | Electric | 3 | NA | NA | \Classifications\Building System Class\D30-HVAC Systems\D3050 - Package SYS\Package Unit - PKU | 1019915
20-F1 | 20-F1 New Madera Courthouse | 20-F1-D3068-100-BAS01 | Building Automation System | Distech | 00186-234-871-965 | Dell, OPTIPLEX, D07D | OM00042885 |  | SERVICE OFFICE BASEMEN,Room B12 Building Maintenance/AGC | NA | NA | NA | NA | NA | NA | NA | NA | NA | NA | \Classifications\Building System Class\D30-HVAC Systems\D3060 - Control & Inst Air\Building Automation System - BAS | 1019916
20-F1 | 20-F1 New Madera Courthouse | 20-F1-D4010-150-FMS01 | Fire Sprinkler System FMS01 | Transbay Fire Protection, Inc. | NA | unable to identify | OM00042623 |  | Fire Pump Room | NA | NA | NA | NA | NA | NA | NA | NA | NA | NA | \Classifications\Building System Class\D40-Fire Protection SYS\D4010 - Sprinkler SYS\Fire Systems, stand pipes - FMS | 1019917
20-F1 | 20-F1 New Madera Courthouse | 20-F1-D3021-130-BLR02 | Hot Water Boiler B-2 | Raypak | 1308363298 | H7-1505a | OM00042931 |  | Roof Southwest | NA | NA | NA | NA | 120 | NA | Natural Gas | 1 | 1500000 | 1470000 | \Classifications\Building System Class\D30-HVAC Systems\D3020 - Heat SYS\Boiler,Hot Water,Oil/Gas/Comb. - BLR | 1019918
20-F1 | 20-F1 New Madera Courthouse | 20-F1-D3021-130-BLR01 | Hot Water Boiler B-1 | Raypak | 1308363299 | H7-1505a | OM00042932 |  | Roof Southwest | NA | NA | NA | NA | 120 | NA | Natural Gas | 1 | 1500000 | 1470000 | \Classifications\Building System Class\D30-HVAC Systems\D3020 - Heat SYS\Boiler,Hot Water,Oil/Gas/Comb. - BLR | 1019919
20-F1 | 20-F1 New Madera Courthouse | 20-F1-D4010-150-FMS02 | Combination Fire Riser LV-0 | Transbay Fire Protection | NA | VSR | OM00042622 |  | Stair 6 | NA | NA | NA | NA | NA | NA | NA | NA | NA | NA | \Classifications\Building System Class\D40-Fire Protection SYS\D4010 - Sprinkler SYS\Fire Systems, stand pipes - FMS | 1019920
20-F1 | 20-F1 New Madera Courthouse | 20-F1-D4010-150-FMS03 | Combination Fire Riser LV-1-3 | Transbay Fire Protection | NA | VSR | OM00042621 |  | Floor 1 Stair 6 | NA | NA | NA | NA | NA | NA | NA | NA | NA | NA | \Classifications\Building System Class\D40-Fire Protection SYS\D4010 - Sprinkler SYS\Fire Systems, stand pipes - FMS | 1019921
20-F1 | 20-F1 New Madera Courthouse | 20-F1-D4010-150-FMS04 | Combination Fire Riser LV-4 | Transbay Fire Protection | NA | UNABLE TO IDENTIFY | OM00042624 |  | Floor 4 Stair 6 | NA | NA | NA | NA | NA | NA | NA | NA | NA | NA | \Classifications\Building System Class\D40-Fire Protection SYS\D4010 - Sprinkler SYS\Fire Systems, stand pipes - FMS | 1019922
20-F1 | 20-F1 New Madera Courthouse | 20-F1-D4022-210-FSG01 | Fire Protection Main Pump FP-1 | AC Fire Pump ITT Industries | 13-066972-01-01/OK88 | 8x6x18F 8100 Series | OM00042957 |  | Fire Pump Room | NA | NA | NA | (1) 100 HP | 480 | NA | Electric | 3 | NA | NA | \Classifications\Building System Class\D40-Fire Protection SYS\D4020 - Stand Pipe\Pump,Fire,Electric Motor Driven - FSG | 1019923
20-F1 | 20-F1 New Madera Courthouse | 20-F1-D4031-100-FEX33 | Portable Hand Held Fire Extinguisher | Amerex | 99037 | B 402 | OM00043017 |  | All Floors | NA | NA | NA | NA | NA | NA | NA | NA | NA | NA | \Classifications\Building System Class\D40-Fire Protection SYS\D4030 - FIRE SPEC\Fire Extinguisher - FEX | 1019924
20-F1 | 20-F1 New Madera Courthouse | 20-F1-D5010-200-ESD01 | Main Switchboard S1 | Square-D | G-754108 | QED-3R 4000A | OM00042865 |  | Southside of Building Exterior | NA | NA | NA | NA | 480 | 4000A 3P 4W | Electric | 3 | NA | NA | \Classifications\Building System Class\D50-Electrical SYS\D5010 - Elec Service & Dist\Electical Service and Distribution - ESD | 1019925
20-F1 | 20-F1 New Madera Courthouse | 20-F1-D5010-200-ESD02 | Main Switchboard S2 | Square-D | NA | QED-3R 4000A | OM00042864 |  | Southside of Building Exterior | NA | NA | NA | NA | 480 | 200A 3P 4W | Electric | 3 | NA | NA | \Classifications\Building System Class\D50-Electrical SYS\D5010 - Elec Service & Dist\Electical Service and Distribution - ESD | 1019926
20-F1 | 20-F1 New Madera Courthouse | 20-F1-D5010-200-ESD03 | Main Switchboard MSB1 | Square-D | NA | QED-NEMA 1 4000A | OM00042874 |  | Electrical Room B63 | NA | NA | NA | NA | 480 | 4000A 3P 4W | Electric | 3 | NA | NA | \Classifications\Building System Class\D50-Electrical SYS\D5010 - Elec Service & Dist\Electical Service and Distribution - ESD | 1019927
20-F1 | 20-F1 New Madera Courthouse | 20-F1-D5010-234-ATS01 | Automatic Tranfer Switch ATS-LSHB | Caterpillar (CAT) | UNABLE TO IDENTIFY | CTS Series Open Transition | OM00042876 |  | Main Electrical Room B63 | NA | NA | NA | NA | 480 | 600A, 4 Pole | Electric | 3 | NA | NA | \Classifications\Building System Class\D50-Electrical SYS\D5010 - Elec Service & Dist\Automatic Transfer Switch - ATS | 1019928
20-F1 | 20-F1 New Madera Courthouse | 20-F1-D5010-234-ATS02 | Automatic Tranfer Switch ATS-EHB | Caterpillar (CAT) | UNABLE TO IDENTIFY | CTS Series Open Transition | OM00042875 |  | Main Electrical Room B63 | NA | NA | NA | NA | 480 | 600A, 4 Pole | Electric | 3 | NA | NA | \Classifications\Building System Class\D50-Electrical SYS\D5010 - Elec Service & Dist\Automatic Transfer Switch - ATS | 1019929
20-F1 | 20-F1 New Madera Courthouse | 20-F1-D5010-234-ATS03 | Automatic Tranfer Switch ATS-SHR | Caterpillar (CAT) | CANNOT REMOVE LID | CTS Series Open Transition | OM00042647 |  | Roof South | NA | NA | NA | NA | 480 | 200A, 4 Pole | Electric | 3 | NA | NA | \Classifications\Building System Class\D50-Electrical SYS\D5010 - Elec Service & Dist\Automatic Transfer Switch - ATS | 1019930
20-F1 | 20-F1 New Madera Courthouse | 20-F1-D5010-234-ATS04 | Fire Pump ATS | Firetol | 987305-01RE | FTA 950-AM150B | OM00042959 |  | Fire Pump Room | NA | NA | NA | NA | 480 | DNA | NA | 3 | NA | NA | \Classifications\Building System Class\D50-Electrical SYS\D5010 - Elec Service & Dist\Automatic Transfer Switch - ATS | 1019931
20-F1 | 20-F1 New Madera Courthouse | 20-F1-D5010-200-ESD06 | Distribution Panel EDPH | Square-D | 31047 | 316-C04 QED Switchboards | OM00042513 |  | Southeast of Sallyport, Parralel to Sallyport Ramp S03 | NA | NA | NA | NA | 480 | 1000A 3P 4W | Electric | 3 | NA | NA | \Classifications\Building System Class\D50-Electrical SYS\D5010 - Elec Service & Dist\Electical Service and Distribution - ESD | 1019932
20-F1 | 20-F1 New Madera Courthouse | 20-F1-D5010-200-ESD07 | Distribution Panel LSDPHB | Square-D | NA | QED Switchboards | OM00042878 |  | Main Electrical Room B63 | NA | NA | NA | NA | 480 | 600A 3P 4W | Electric | 3 | NA | NA | \Classifications\Building System Class\D50-Electrical SYS\D5010 - Elec Service & Dist\Electical Service and Distribution - ESD | 1019933
20-F1 | 20-F1 New Madera Courthouse | 20-F1-D5010-200-ESD08 | Distribution Panel LSDPH4 | Square-D | NA | QED Switchboards | OM00042913 |  | Floor 4 West Electrical Room 462 | NA | NA | NA | NA | 480 | 400A 3P 4W | Electric | 3 | NA | NA | \Classifications\Building System Class\D50-Electrical SYS\D5010 - Elec Service & Dist\Electical Service and Distribution - ESD | 1019934
20-F1 | 20-F1 New Madera Courthouse | 20-F1-D5010-200-ESD04 | Distribution Panel EDPHB | Square-D | E1 | HL4286TSHL | OM00042877 |  | Main Electrical Room B63 | NA | NA | NA | NA | 480 | 600A 3P 4W | Electric | 3 | NA | NA | \Classifications\Building System Class\D50-Electrical SYS\D5010 - Elec Service & Dist\Electical Service and Distribution - ESD | 1019935
20-F1 | 20-F1 New Madera Courthouse | 20-F1-D5010-200-ESD05 | Distribution Panel DPH4 | Square-D | 31047316-008 | QED Switchboards | OM00042964 |  | Floor 4 East Electrical Room 463 | NA | NA | NA | NA | 480 | 600A 3P 4W | Electric | 3 | NA | Na | \Classifications\Building System Class\D50-Electrical SYS\D5010 - Elec Service & Dist\Electical Service and Distribution - ESD | 1019936
20-F1 | 20-F1 New Madera Courthouse | 20-F1-D5011-240-TRN01 | Transformer TBA | Square-D | 2122013004A | EE112T3HISNLP | OM00042879 |  | Main Electrical Room B63 | NA | NA | NA | NA | 480 | 112.5 KVA IG K-13 Rated | Electric | 3 | NA | NA | \Classifications\Building System Class\D50-Electrical SYS\D5010 - Elec Service & Dist\Transformer - TRN | 1019937
20-F1 | 20-F1 New Madera Courthouse | 20-F1-D5011-240-TRN02 | Transformer T1A | Square-D | 2091913020A | EE75T3HISNLP | OM00042636 |  | Floor 1 East Electrical Room 163 | NA | NA | NA | NA | 480 | 75 KVA IG K-13 Rated | Electric | 3 | NA | NA | \Classifications\Building System Class\D50-Electrical SYS\D5010 - Elec Service & Dist\Transformer - TRN | 1019938
20-F1 | 20-F1 New Madera Courthouse | 20-F1-D5011-240-TRN03 | Transformer T1B | Square-D | 2092313019A | EE75T3HISNLP | OM00042635 |  | Floor 1 West Electrical Room 162 | NA | NA | NA | NA | 480 | 75 KVA IG K-13 Rated | Electric | 3 | NA | NA | \Classifications\Building System Class\D50-Electrical SYS\D5010 - Elec Service & Dist\Transformer - TRN | 1019939
20-F1 | 20-F1 New Madera Courthouse | 20-F1-D5011-240-TRN04 | Transformer T2A | Square-D | 2100713025A | EE75T3HISNLP | OM00042639 |  | Floor 2 East Electrical Room 263 | NA | NA | NA | NA | 480 | 75 KVA IG K-13 Rated | Electric | 3 | NA | NA | \Classifications\Building System Class\D50-Electrical SYS\D5010 - Elec Service & Dist\Transformer - TRN | 1019940
20-F1 | 20-F1 New Madera Courthouse | 20-F1-D5011-240-TRN05 | Transformer T2B | Square-D | 2091913017A | EE75T3HISNLP | OM00042638 |  | Floor 2 West Electrical Room 262 | NA | NA | NA | NA | 480 | 75 KVA IG K-13 Rated | Electric | 3 | NA | NA | \Classifications\Building System Class\D50-Electrical SYS\D5010 - Elec Service & Dist\Transformer - TRN | 1019941
20-F1 | 20-F1 New Madera Courthouse | 20-F1-D5011-240-TRN06 | Transformer T3A | Square-D | 2093013010A | EE75T3HISNLP | OM00042643 |  | Floor 3 East Electrical Room 363 | NA | NA | NA | NA | 480 | 75 KVA IG K-13 Rated | Electric | 3 | NA | NA | \Classifications\Building System Class\D50-Electrical SYS\D5010 - Elec Service & Dist\Transformer - TRN | 1019942
20-F1 | 20-F1 New Madera Courthouse | 20-F1-D5011-240-TRN07 | Transformer T3B | Square-D | 2091313004A | EE75T3HISNLP | OM00042620 |  | Floor 3 West Electrical Room 362 | NA | NA | NA | NA | 480 | 75 KVA IG K-13 Rated | Electric | 3 | NA | NA | \Classifications\Building System Class\D50-Electrical SYS\D5010 - Elec Service & Dist\Transformer - TRN | 1019943
20-F1 | 20-F1 New Madera Courthouse | 20-F1-D5011-240-TRN08 | Transformer T4A | Square-D | 2100513009A | EE75T3HISNLP | OM00042642 |  | Floor 4 East Electrical Room 463 | NA | NA | NA | NA | 480 | 75 KVA IG K-13 Rated | Electric | 3 | NA | NA | \Classifications\Building System Class\D50-Electrical SYS\D5010 - Elec Service & Dist\Transformer - TRN | 1019944
20-F1 | 20-F1 New Madera Courthouse | 20-F1-D5011-240-TRN09 | Transformer T4B | Square-D | 2101113005A | EE75T3HISNLP | OM00042524 |  | Floor 4 West Electrical Room 462 | NA | NA | NA | NA | 480 | 75 KVA IG K-13 Rated | Electric | 3 | NA | NA | \Classifications\Building System Class\D50-Electrical SYS\D5010 - Elec Service & Dist\Transformer - TRN | 1019945
20-F1 | 20-F1 New Madera Courthouse | 20-F1-D5011-240-TRN10 | Transformer ETBA | Square-D | 2121913005A | EE112T3HISNLP | OM00042880 |  | Main Electrical Room B63 | NA | NA | NA | NA | 480 | 112.5 KVA IG K-13 Rated | Electric | 3 | NA | NA | \Classifications\Building System Class\D50-Electrical SYS\D5010 - Elec Service & Dist\Transformer - TRN | 1019946
20-F1 | 20-F1 New Madera Courthouse | 20-F1-D5011-240-TRN11 | Transformer ET2A | Square-D | 2100413027A | EE75T3HISNLP | OM00042640 |  | Floor 2 East Electrical Room 263 | NA | NA | NA | NA | 480 | 75 KVA IG K-13 Rated | Electric | 3 | NA | NA | \Classifications\Building System Class\D50-Electrical SYS\D5010 - Elec Service & Dist\Transformer - TRN | 1019947
20-F1 | 20-F1 New Madera Courthouse | 20-F1-D5011-240-TRN12 | Transformer ET2B | Square-D | 2092713004A | EE75T3HISNLP | OM00042637 |  | Floor 2 West Electrical Room 262 | NA | NA | NA | NA | 480 | 75 KVA IG K-13 Rated | Electric | 3 | NA | NA | \Classifications\Building System Class\D50-Electrical SYS\D5010 - Elec Service & Dist\Transformer - TRN | 1019948
20-F1 | 20-F1 New Madera Courthouse | 20-F1-D5011-240-TRN13 | Transformer ET4A | Square-D | 2100513008A | EE75T3HISNLP | OM00042641 |  | Floor 4 East Electrical Room 463 | NA | NA | NA | NA | 480 | 75 KVA IG K-13 Rated | Electric | 3 | NA | NA | \Classifications\Building System Class\D50-Electrical SYS\D5010 - Elec Service & Dist\Transformer - TRN | 1019949
20-F1 | 20-F1 New Madera Courthouse | 20-F1-D5011-240-TRN14 | Transformer ET4B | Square-D | 2092713009A | EE75T3HISNLP | OM00042523 |  | Floor 4 West Electrical Room 462 | NA | NA | NA | NA | 480 | 75 KVA IG K-13 Rated | Electric | 3 | NA | NA | \Classifications\Building System Class\D50-Electrical SYS\D5010 - Elec Service & Dist\Transformer - TRN | 1019950
20-F1 | 20-F1 New Madera Courthouse | 20-F1-D5011-240-TRN15 | Transformer LSTBA | Square-D | 1051713050 | EE15T3H | OM00042881 |  | Floor 4 Main Electrical Room B63 | NA | NA | NA | NA | 480 | 15 KVA IG K-13 Rated | Electric | 3 | NA | NA | \Classifications\Building System Class\D50-Electrical SYS\D5010 - Elec Service & Dist\Transformer - TRN | 1019951
20-F1 | 20-F1 New Madera Courthouse | 20-F1-D5011-240-TRN16 | Transformer LST3A | Square-D | 103071426 | EE15T3H | OM00042644 |  | Floor 3 East Electrical Room 363 | NA | NA | NA | NA | 480 | 15 KVA IG K-13 Rated | Electric | DNA | NA | NA | \Classifications\Building System Class\D50-Electrical SYS\D5010 - Elec Service & Dist\Transformer - TRN | 1019952
20-F1 | 20-F1 New Madera Courthouse | 20-F1-D5011-240-TRN17 | Transformer LST3B | Square-D | 1111813392 | EE15T3H | OM00042966 |  | Floor 3 West Electrical Room 362 | NA | NA | NA | NA | 480 | 15 KVA IG K-13 Rated | Electric | 3 | NA | NA | \Classifications\Building System Class\D50-Electrical SYS\D5010 - Elec Service & Dist\Transformer - TRN | 1019953
20-F1 | 20-F1 New Madera Courthouse | 20-F1-D5092-250-EML344 | Emergency Exit Lights | Emersi Lite | Multiple | BAP2L21R | OM00043018 |  | Throughout | NA | NA | NA | NA | NA | NA | NA | NA | NA | NA | \Classifications\Building System Class\D50-Electrical SYS\D5090 - Elec SYS\Emergency And Exit Lighting - EML | 1019954
20-F1 | 20-F1 New Madera Courthouse | 20-F1-G2023-150-PEG01 | Generator Area Gate | Doorking, INC. | 6460 | 9100-080 | OM00042887 |  | Exterior 7th & H St. Generator Yard | NA | NA | NA | NA | 120 | NA | NA | NA | NA | NA | \Classifications\Building System Class\G20-Other Systems\G2020 - Parking Lots\Secured Parking Gate - PEG | 1019955
20-F1 | 20-F1 New Madera Courthouse | 20-F1-D2030-410-PMS01 | Sewage Ejector Pumps SE-1 & 2 | HOMA Weil Aquatronics | 14-01011 | AMX334-184/4DFM | OM00042892 |  | Open Space @ Electrical Room | NA | NA | NA | (2) 4 HP | 480 | 11.8 | Electric | 3 | NA | NA | \Classifications\Building System Class\D20-Plumbing\D2030 - Sani Waste\Sewage Ejector Pump - PMS | 1019956
20-F1 | 20-F1 New Madera Courthouse | 20-F1-D2030-410-PMS02 | Sewage Ejector Pumps SE-3 & 4 | HOMA Weil Aquatronics | 292983 | TP70V20/4/3/C | OM00042518 |  | Sallyport North wall of parking | NA | NA | NA | (2) 1.5 HP | 480 | 2.8 | Electric | 3 | NA | NA | \Classifications\Building System Class\D20-Plumbing\D2030 - Sani Waste\Sewage Ejector Pump - PMS | 1019957
20-F1 | 20-F1 New Madera Courthouse | 20-F1-G2050-200-LSC01 | Landscape | NA | NA | NA | OM00043020 |  | Exterior of Building | NA | NA | NA | NA | NA | NA | NA | NA | NA | NA | \Classifications\Building System Class\G20-Other Systems\G2050 - Landscaping\Landscaping - LSC | 1019958
20-F1 | 20-F1 New Madera Courthouse | 20-F1-D5092-250-ELT61 | Exteroir Lighting | NA | NA | NA | OM00043019 |  | Exterior of Building | NA | NA | NA | NA | NA | NA | NA | NA | NA | NA | \Classifications\Building System Class\D50-Electrical SYS\D5090 - Elec SYS\Exterior Lighting - ELT | 1019959
20-F1 | 20-F1 New Madera Courthouse | 20-F1-G2049-300-HSC01 | Hardscape | NA | NA | NA | OM00043021 |  | Throughout | NA | NA | NA | NA | NA | NA | NA | NA | NA | NA | \Classifications\Building System Class\G20-Other Systems\G2040 - Site Development\Hardscape - HSC | 1019960
20-F1 | 20-F1 New Madera Courthouse | 20-F1-G2023-150-PEG02 | Judges Parking Lot Gate | Doorking, INC. | 159 | 9210-081 | OM00042888 |  | H St. Judges Parking Gate | NA | NA | NA | NA | 120 | DNA | Electric | DNA | NA | NA | \Classifications\Building System Class\G20-Other Systems\G2020 - Parking Lots\Secured Parking Gate - PEG | 1019961
20-F1 | 20-F1 New Madera Courthouse | 20-F1-C1020-110-FRD19 | Fire Rollup Overhead Door for Juvenile | Cookson | NO ACCESS | NO ACCESS | OM00042910 |  | 3rd. Flor Juvenile Window | NA | NA | NA | NA | NA | NA | NA | NA | NA | NA | \Classifications\Building System Class\C10-General Building Interior\C1020 - Fire Doors\Fire Doors - FRD | 1021622
20-F2 | 20-F2 New Madera Courthouse Parking Garage | 20-F2-D1010-100-ELE01 | Parking Garage Elevator - Hydralic State ID#167457 | Otis | 211-1331306 | ABA212410 | OM00039854 | State ID# 167457 | 1st. Flr. Behind elevator | NA | NA | NA | 40 | 480 | 53 | Electric | 3 | NA | NA | \Classifications\Building System Class\D10-Conveyance Systems\D1010 - Elevator\Elevator,Electric,Pass/Freight - ELE | 1019851
20-F2 | 20-F2 New Madera Courthouse Parking Garage | 20-F2-D3042-220-EFN01 | Exhaust Fan PEF-1 | Greenheck | 13509365 | CWB-131-4-X | OM00042983 |  | Elevator Equipment Room 101 | (1) 3L200R | NA | NA | 1/4 | 115 | 5.8 | Electric | 1 | NA | NA | \Classifications\Building System Class\D30-HVAC Systems\D3040 - Distribution SYS\Supply/Exhaust/Return fans- FAN | 1021312
20-F2 | 20-F2 New Madera Courthouse Parking Garage | 20-F2-D3050-250-ACU01 | Split System - DX Split Fan Coil PAC-1 / Outdoor Condenser PCU-1 | Mitsubishi Electric | 3XA08521A/3YU05086A | PKA-A12HA4 / PUY-A12NHA4 | OM00042982 |  | Electrical Room 102 | NA | NA | R-410A | NA | 208 | NA | Electric | 1 | 1,190 | 12,000 | \Classifications\Building System Class\D30-HVAC Systems\D3050 - Package SYS\Air Conditioning,Split System - ACU | 1021313
20-F2 | 20-F2 New Madera Courthouse Parking Garage | 20-F2-D4031-100-FEX12 | Hand Held Fire Extinguisher | Amerex | A37795644 | B402 | OM00043005 |  | All floors | NA | NA | NA | NA | NA | NA | NA | NA | NA | NA | \Classifications\Building System Class\D40-Fire Protection SYS\D4030 - FIRE SPEC\Fire Extinguisher - FEX | 1021314
20-F2 | 20-F2 New Madera Courthouse Parking Garage | 20-F2-D5092-250-EML36 | Emergency Lighting | Emersi Lite | BASVX1R-4X-2CKT | UNABLE TO IDENTIFY | OM00043006 |  | All floors | NA | NA | NA | NA | NA | NA | Electric | NA | NA | NA | \Classifications\Building System Class\D50-Electrical SYS\D5090 - Elec SYS\Emergency And Exit Lighting - EML | 1021315
20-F2 | 20-F2 New Madera Courthouse Parking Garage | 20-F2-D5092-250-ELT05 | Exterior Lights | NA | Y-5 LED | NA | OM00043007 |  | All floors | NA | NA | NA | NA | NA | NA |  | NA | NA |  | \Classifications\Building System Class\D50-Electrical SYS\D5090 - Elec SYS\Exterior Lighting - ELT | 1021316
20-F2 | 20-F2 New Madera Courthouse Parking Garage | 20-F2-B2010-100-BLD01 | Building Structure | NA | NA | NA | OM00043010 |  | All floors | NA | NA | NA | NA | NA | NA | NA | NA | NA | NA | \Classifications\Building System Class\B20-General Building Exterior\B2010 - Exterior Walls\Building - BLD | 1021317
20-F2 | 20-F2 New Madera Courthouse Parking Garage | 20-F2-B2034-400-DOH01 | Rollup Gates Exit | Cookson | C 00198 | SGH5023ESR | OM00042985 |  | 1st Floor | NA | NA | NA | 1/2 | 208 | 1.3 | Electric | 3 | NA | NA | \Classifications\Building System Class\B20-General Building Exterior\B2030 - Exterior Doors\Door,Overhead-Shutter,Manual,Elec,Roll-up - DOH | 1021319
20-F2 | 20-F2 New Madera Courthouse Parking Garage | 20-F2-G2050-200-LSC01 | Landscaping | NA | NA | NA | OM00043008 |  | Throughout | NA | NA | NA | NA | NA | NA | NA | NA | NA | NA | \Classifications\Building System Class\G20-Other Systems\G2050 - Landscaping\Landscaping - LSC | 1021323
20-F2 | 20-F2 New Madera Courthouse Parking Garage | 20-F2-B2034-400-DOH02 | Rollup Gates Entrance | Cookson | C 00074 | SGH5023ESL | OM00042984 |  | 1st Floor | NA | NA | NA | 1/2 | 208 | 1.3 | Electric | 3 | NA | NA | \Classifications\Building System Class\B20-General Building Exterior\B2030 - Exterior Doors\Door,Overhead-Shutter,Manual,Elec,Roll-up - DOH | 1021318
20-F2 | 20-F2 New Madera Courthouse Parking Garage | 20-F2-D5092-100-UPS01 | UPS 24KVA | Online Power | PVO866 | Powerwave | OM00042988 |  | Electrical Room #102 | NA | NA | NA | NA | 480 | DNA | Electric and lead-sulfuric acid | 3 | NA | NA | \Classifications\Building System Class\D50-Electrical SYS\D5090 - Elec SYS\Uninterruptible Power System - UPS | 1021320
20-F2 | 20-F2 New Madera Courthouse Parking Garage | 20-F2-D5011-240-TRN01 | Transformer 45KVA TXF | Square D | 1120613011 | EE45T3HCU | OM00042987 |  | Electrical Room #102 | NA | NA | NA | NA | 480 208/120 | 125 | Electric | 3 | NA | NA | \Classifications\Building System Class\D50-Electrical SYS\D5010 - Elec Service & Dist\Transformer - TRN | 1021321
20-F2 | 20-F2 New Madera Courthouse Parking Garage | 20-F2-D5010-200-ESD01 | Switchboard DET "DPHPS" | Square D | 14032 | 12310473161690001 | OM00042986 |  | Electrical Room #102 | NA | NA | NA | NA | 408/277 | 400 | Electric | 3 | NA | NA | \Classifications\Building System Class\D50-Electrical SYS\D5010 - Elec Service & Dist\Electical Service and Distribution - ESD | 1021322
20-F2 | 20-F2 New Madera Courthouse Parking Garage | 20-F2-G2049-300-HSC01 | Hardscape | NA | NA | NA | OM00043009 |  | Throughout | NA | NA | NA | NA | NA | NA | NA | NA | NA | NA | \Classifications\Building System Class\G20-Other Systems\G2040 - Site Development\Hardscape - HSC | 1021324
20-F2 | 20-F2 Main Courthouse Parking Garage | 20-F2-D4035-100-FEX13 | Portable Handheld | Amerex | NA | PRO 5- TCM-8 | OM00039858 |  | Behind elevator | NA | NA | NA | NA | NA | NA | NA | NA |  |  | \Classifications\Building System Class\D40-Fire Protection SYS\D4030 - FIRE SPEC\Fire Extinguisher - FEX | 1022901
23-A1 | 23-A1 County Courthouse | 23-A1-D1010-100-ELE01 | Elevator,Electric,Pass/Freight - ELE01 | Atlas | 2463078 | 32A1242 | OM00018222 | State ID# 027562 | Roof (Main) | NA | DNA | NA | 25 | DNA | 1165 | Electrical | 3 | NA | NA | \Classifications\Building System Class\D10-Conveyance Systems\D1010 - Elevator\Elevator,Electric,Pass/Freight - ELE | EQ-1005725
23-A1 | 23-A1 County Courthouse | 23-A1-D2022-260-HWG01 | Domestic Water Heater, Gas - HWG01 | State Industries, Inc. | F98972538 | CD552-20RS973 | OM00018248 | DNA | Floor 1, Fan Room - Ground floor | NA | DNA | NA | DNA | 208 | DNA | Gas | 1 | NA | NA | \Classifications\Building System Class\D20-Plumbing\D2020 - Domestic Water\Domestic Water Heater, Gas - HWG | EQ-1005726
23-A1 | 23-A1 County Courthouse | 23-A1-D3021-140-BLR01 | Boiler,Steam,Oil/Gas/Comb. - BLR01 | Burnham | 7590498 | PF513 | OM00018234 |  | Boiler Room | NA | DNA | NA | .75 | 208 | 5.5 | Natural Gas | 3 | 2655000 | 2,575,000 | \Classifications\Building System Class\D30-HVAC Systems\D3020 - Heat SYS\Boiler,Hot Water,Oil/Gas/Comb. - BLR | EQ-1005727
23-A1 | 23-A1 County Courthouse | 23-A1-D3021-140-BLR02 | Boiler,Steam,Oil/Gas/Comb. - BLR02 | Burnham | 7590502 | PF513 | OM00018235 |  | Boiler Room | NA | DNA | NA | .75 | 208 | 5.5 | Natural Gas | 3 | 2655000 | 2,575,000 | \Classifications\Building System Class\D30-HVAC Systems\D3020 - Heat SYS\Boiler,Hot Water,Oil/Gas/Comb. - BLR | EQ-1005728
23-A1 | 23-A1 County Courthouse | 23-A1-D2040-100-PSU03 | Sump Pump - PSU03 | Dayton | DNA | 8XU93 | OM00018236 | DNA | Boiler Room | NA | DNA | NA | 1/3 hp | 208 | 115 | Electrical | 1 | NA | NA | \Classifications\Building System Class\D20-Plumbing\D2040 - Rain Drain\Sump Pump - PSU | EQ-1005731
23-A1 | 23-A1 County Courthouse | 23-A1-D2040-100-PSU04 | Sump Pump - PSU04 | Little Giant | 07L1051088 | TSW-SP | OM00018237 | DNA | Basement, Boiler Room | NA | DNA | NA | 1 | 120 | DNA | Electrical | 1 | NA | NA | \Classifications\Building System Class\D20-Plumbing\D2040 - Rain Drain\Sump Pump - PSU | EQ-1005732
23-A1 | 23-A1 County Courthouse | 23-A1-D2040-100-PSU05 | Sump Pump - PSU05 | Little Giant | 08G1050730 | TSW-SP | OM00018238 | DNA | Basement Boiler Room | NA | DNA | NA | 1 | 120 | DNA | Electrical | 1 | NA | NA | \Classifications\Building System Class\D20-Plumbing\D2040 - Rain Drain\Sump Pump - PSU | EQ-1005733
23-A1 | 23-A1 County Courthouse | 23-A1-D3030-110-CTW01 | Cooling Tower - CTW01 | RSD | 7343 | Mod# 040 | OM00018230 |  | Chiller Mechanical Pit | NA | DNA | NA | 1 | 230/460 | 128 | Electrical | 3 | NA | NA | \Classifications\Building System Class\D30-HVAC Systems\D3030 - Cooling SYS\Cooling Tower - CTW | EQ-1005734
23-A1 | 23-A1 County Courthouse | 23-A1-D3030-110-CTW02 | Cooling Tower - CTW02 | RSD | 7342 | Mod# 040 | OM00018231 |  | Chiller Mechanical Pit | NA | DNA | DNA | 1 | 230/460 | 128 | Electrical | 3 | NA | NA | \Classifications\Building System Class\D30-HVAC Systems\D3030 - Cooling SYS\Cooling Tower - CTW | EQ-1005735
23-A1 | 23-A1 County Courthouse | 23-A1-D3042-210-FAN01 | Bath-Room Exhaust FAN01 | GE | 2F186 | 5K2C4D23 | OM00018219 |  | Roof (Main) | NA | DNA | R-22 | NA | 208/230 | NA | Electrical | 3 | DNA | DNA | \Classifications\Building System Class\D30-HVAC Systems\D3040 - Distribution SYS\Fan,Axial - FAN | EQ-1005739
23-A1 | 23-A1 County Courthouse | 23-A1-D3041-230-RFN01 | Supply Fan-RFN01 | Trane | 1-4540 | B1-21 | OM00018225 | DNA | Roof (Central) | (1) B-95 | DNA | NA | 1.5 | 230 | 6 | Electrical | 3 | NA | NA | \Classifications\Building System Class\D30-HVAC Systems\D3040 - Distribution SYS\Supply/Exhaust/Return fans- FAN | EQ-1005740
23-A1 | 23-A1 County Courthouse | 23-A1-D3041-110-AHU01 | Air Handling Unit - AHU01 | Western Blower | 72786 | Size 11 | OM00018247 |  | Fan Room | (5) DNA | 20x25x2 | NA | 25 | 208/230 | DNA | Electrical | 3 | DNA | DNA | \Classifications\Building System Class\D30-HVAC Systems\D3040 - Distribution SYS\Air Handling Unit - AHU | EQ-1005741
23-A1 | 23-A1 County Courthouse | 23-A1-D3041-110-AHU02 | Air Handling Unit - AHU02 | Western Blower | 72787 | Size 8 | OM00018246 |  | Fan Room | (5) DNA | 20x25x2 | NA | 15 | 208/230 | DNA | Electrical | 3 | DNA | DNA | \Classifications\Building System Class\D30-HVAC Systems\D3040 - Distribution SYS\Air Handling Unit - AHU | EQ-1005742
23-A1 | 23-A1 County Courthouse | 23-A1-D3050-210-PKU01 | Package Unit- PKU01 | Bryant | 4485G73-174 | 579DP048080 | OM00018217 | DNA | Roof (Main) | NA | 20x25x2 -(x2) | R-22 | NA | 230 | DNA | Natural Gas | 3 | 80,000 | 61,600 | \Classifications\Building System Class\D30-HVAC Systems\D3050 - Package SYS\Package Unit - PKU | EQ-1005743
23-A1 | 23-A1 County Courthouse | 23-A1-D3050-210-PKU02 | Package Unit- PKU02 | Bryant | 1885G22-163 | 579DP090148 | OM00018218 | DNA | Roof (Main) | A-45 | 20x25x2 -(x2) | R-22 | NA | 230 | DNA | Natural Gas | 3 | 86,000 | 116,800 | \Classifications\Building System Class\D30-HVAC Systems\D3050 - Package SYS\Package Unit - PKU | EQ-1005744
23-A1 | 23-A1 County Courthouse | 23-A1-D3050-250-ACU06 | Air Conditioning,Split System - ACU06 | Trane | P3743AAAH | TTA240B300CA | OM00018224 |  | Roof (Central) | NA | NA | R-22 | NA | 230 | DNA | Electrical | 3 | NA | 246000 | \Classifications\Building System Class\D30-HVAC Systems\D3050 - Package SYS\Air Conditioning,Split System - ACU | EQ-1005745
23-A1 | 23-A1 County Courthouse | 23-A1-D3031-100-PCH01 | Chilled Water Pump - PCH01 | Baldor | 37F614T853 | EM3313T | OM00032123 |  | Fan Room | NA | DNA | NA | 5 | 230 | DNA | Electrical | 3 | NA | NA | \Classifications\Building System Class\D30-HVAC Systems\D3030 - Cooling SYS\Chilled Water Pump - PCH | EQ-1005746
23-A1 | 23-A1 County Courthouse | 23-A1-D3050-250-ACU01 | Air Conditioning,Split System - ACU01 | Fujitsu | EBN008068 | ACU36CLX | OM00018226 |  | ROOF (1ST FLOOR) | NA | NA | R-410A | NA | 208/230 | NA | Electrical | 1 | DNA | DNA | \Classifications\Building System Class\D30-HVAC Systems\D3050 - Package SYS\Air Conditioning,Split System - ACU | EQ-1005748
23-A1 | 23-A1 County Courthouse | 23-A1-D3050-250-ACU02 | Air Conditioning,Split System - ACU02 | Fujitsu | EBN008070 | ACU36CLX | OM00018227 |  | ROOF (1ST FLOOR) | NA | NA | R-410A | NA | 208/230 | NA | Electrical | 1 | DNA | DNA | \Classifications\Building System Class\D30-HVAC Systems\D3050 - Package SYS\Air Conditioning,Split System - ACU | EQ-1005749
23-A1 | 23-A1 County Courthouse | 23-A1-D3050-250-ACU05 | Air Conditioning,Split System - ACU05 | Trane | M501575FF | TTA072C300A0 | OM00018220 |  | CENTER OF ROOF | NA | DNA | R-410A | NA | 208/230 | DNA | Electrical | 3 | DNA | DNA | \Classifications\Building System Class\D30-HVAC Systems\D3050 - Package SYS\Air Conditioning,Split System - ACU | EQ-1005751
23-A1 | 23-A1 County Courthouse | 23-A1-D3050-250-ACU04 | Air Conditioning,Split System - ACU04 | Mitsubishi Electric | 3000307 | MU17TN | OM00018244 |  | IT Security Camera Room | NA | NA | R-22 | NA | 208/230 | NA | Electrical | 1 | DNA | DNA | \Classifications\Building System Class\D30-HVAC Systems\D3050 - Package SYS\Air Conditioning,Split System - ACU | EQ-1005755
23-A1 | 23-A1 County Courthouse | 23-A1-D4031-100-FEX26 | Fire Extinguisher - FEX22 | Amerex | NA | A456 | OM00019501 |  | All | NA | NA | NA | NA | NA | NA | NA | NA | NA | NA | \Classifications\Building System Class\D40-Fire Protection SYS\D4030 - FIRE SPEC\Fire Extinguisher - FEX | EQ-1005756
23-A1 | 23-A1 County Courthouse | 23-A1-D2017-100-SHW01 | Eye Washes & Emergency Showers - SHW01 | Haws | DNA | DNA | OM00019503 | DNA | Basement, Boiler Room | NA | DNA | NA | DNA | NA | NA | NA | NA | NA | NA | \Classifications\Building System Class\D20-Plumbing\D2010 - Plumb Fix\Showers - SHW | EQ-1005757
23-A1 | 23-A1 County Courthouse | 23-A1-B2010-100-BLD01 | Building Structure | NA | NA | NA | OM00032394 |  | NA | NA | NA | NA | NA | NA | NA | NA | NA | NA | NA | \Classifications\Building System Class\B20-General Building Exterior\B2010 - Exterior Walls\Building - BLD | EQ-1007290
23-A1 | 23-A1 County Courthouse | 23-A1-B3010-100-RUF01 | Roof - RUF01 | NA | NA | NA | OM00019505 |  | NA | NA | NA | NA | NA | NA | NA | NA | NA | NA | NA | \Classifications\Building System Class\B30-Roofing\B3010 - Roof Types\Roof - RUF | EQ-1007467
23-A1 | 23-A1 County Courthouse | 23-A1-D4010-150-FMS01 | System Extinguishing, Wet Pipe - FMS01 | DNA | DNA | DNA | OM00032078 | DNA |  |  |  | NA |  | NA |  | NA | NA | NA | NA | \Classifications\Building System Class\D40-Fire Protection SYS\D4010 - Sprinkler SYS\Fire Systems, stand pipes - FMS | EQ-1007680
23-A1 | 23-A1 County Courthouse | 23-A1-D3055-260-WAC04 | Window Air Conditioner- WAC04 | Friedrich | LGFR07051 | YS09L10-E | OM00019511 | DNA | Office | NA | NA | R-22 | DNA | 120 | 7.4 | Electric | 1 | 9200 | DNA | \Classifications\Building System Class\D30-HVAC Systems\D3050 - Package SYS\Window Air Conditioner- WAC | 1009195
23-A1 | 23-A1 County Courthouse | 23-A1-D3055-260-WAC05 | Window Air Conditioner- WAC05 | AMANA | DNA | AH123A35MA | OM00019525 | DNA | Office | NA | NA | R-22 | DNA | 120 | DNA | Electric | 1 | DNA | DNA | \Classifications\Building System Class\D30-HVAC Systems\D3050 - Package SYS\Window Air Conditioner- WAC | 1009196
23-A1 | 23-A1 County Courthouse | 23-A1-D3055-260-WAC06 | Window Air Conditioner- WAC06 | Friedrick | LCCK00780 | ZQ07A10B | OM00019526 | DNA | Chamber E Admin Office | NA | NA | R-22 | DNA | 120 | 6 | Electric | 1 | DNA | 7000 | \Classifications\Building System Class\D30-HVAC Systems\D3050 - Package SYS\Window Air Conditioner- WAC | 1009197
23-A1 | 23-A1 County Courthouse | 23-A1-D3055-260-WAC07 | Window Air Conditioner- WAC07 | Westinghouse | AHB148721 | AC058H7A1 | OM00019527 | DNA | Judges Chambers E | NA | NA | R-22 | DNA | 120 | 6.6 | Electric | 1 | DNA | 5050 | \Classifications\Building System Class\D30-HVAC Systems\D3050 - Package SYS\Window Air Conditioner- WAC | 1009198
23-A1 | 23-A1 County Courthouse | 23-A1-D3055-260-WAC08 | Window Air Conditioner- WAC08 | Friedrick | LGJR05882 | EQ08L11A-A | OM00019528 | DNA | Judges Chambers E | NA | NA | R-22 | DNA | 120 | 11.2 | Electric | 1 | DNA | 7700 | \Classifications\Building System Class\D30-HVAC Systems\D3050 - Package SYS\Window Air Conditioner- WAC | 1009199
23-A1 | 23-A1 County Courthouse | 23-A1-D3055-260-WAC09 | Window Air Conditioner- WAC09 | Frigidare | KK7063931 | FAC105P1A1 | OM00019529 | DNA | Manager's Office | NA | NA | R-22 | DNA | 120 | 15 | Electric | 1 | DNA | 10000 | \Classifications\Building System Class\D30-HVAC Systems\D3050 - Package SYS\Window Air Conditioner- WAC | 1009200
23-A1 | 23-A1 County Courthouse | 23-A1-D4024-100-FHS04 | Other Stand Pipe and Hose Systems-FHS04 | DNA | DNA | DNA | OM00019537 | DNA | Exterior & Roof | NA | NA | NA | NA | NA | NA | NA | NA | NA | NA | \Classifications\Building System Class\D40-Fire Protection SYS\D4020 - Stand Pipe\Other Stand Pipe Hose Systems - FHS | 1009201
23-A1 | 23-A1 County Courthouse | 23-A1-D5010-200-ESD01 | Main Electrical Panel - SBR01 | Zinsco | DNA | 241998 | OM00019509 |  | Electrical Room | NA | NA | NA | NA | 120/208 | 1200 | Electric | 3 | NA | NA | \Classifications\Building System Class\D50-Electrical SYS\D5010 - Elec Service & Dist\Electical Service and Distribution - ESD | 1009202
23-A1 | 23-A1 County Courthouse | 23-A1-D5037-710-FAP01 | Fire Alarm Panel - FAP01 | Notifier | 11203 | MD4112-24VDC | OM00019506 | DNA | Hallway | NA | NA | NA | NA | 24 | DNA | Electric | 1 | NA | NA | \Classifications\Building System Class\D50-Electrical SYS\D5030 - Comm & Security\Fire Alarm Panel - FAP | 1009203
23-A1 | 23-A1 County Courthouse | 23-A1-D5092-250-EML12 | Exit signs EML12 | DNA | 388087 | LQMSW3G | OM00019502 | NA | THROUGHOUT | NA | NA | NA | NA | 115 | NA | Electric | 1 | NA | NA | \Classifications\Building System Class\D50-Electrical SYS\D5090 - Elec SYS\Emergency And Exit Lighting - EML | 1009204
23-A1 | 23-A1 County Courthouse | 23-A1-D2090-650-WSR01 | Water Softener - WSR01 | ECO Water Systems | DNA | DNA | OM00019507 | DNA | Boiler Room | NA | NA | NA | NA | 120 | DNA | Electric | 1 | NA | NA | \Classifications\Building System Class\D20-Plumbing\D2090 - Other Plumbing SYS\Water Softener - WSR | 1009205
23-A1 | 23-A1 County Courthouse | 23-A1-D5010-110-EMT01 | Electric Meter Readings - EMT01 | Asea Brown Boveri | 1628053 | A1D | OM00019530 |  | Electrical Room | NA | NA | NA | NA | DNA | 1200 | Electric | 3 | NA | NA | \Classifications\Building System Class\D50-Electrical SYS\D5010 - Elec Service & Dist\Electric Meter Readings - EMT | 1009206
23-A1 | 23-A1 County Courthouse | 23-A1-D3012-120-GMR01 | Gas Meter - GMR01 | American Meters | 44824703 | AL-1400 | OM00019531 |  | Exterior | NA | NA | NA | NA | NA | NA | NA | NA | NA | NA | \Classifications\Building System Class\D30-HVAC Systems\D3010 - Energy Supply\Gas Meter Readings - GMR | 1009207
23-A1 | 23-A1 County Courthouse | 23-A1-D2020-130-WMR01 | Water Meter Readings - WMR01 | DNA | DNA | DNA | OM00019532 | DNA | Exterior | NA | NA | NA | NA | NA | NA | NA | NA | NA | NA | \Classifications\Building System Class\D20-Plumbing\D2020 - Domestic Water\Water Meter Readings - WMR | 1009208
23-A1 | 23-A1 County Courthouse | 23-A1-D5092-250-ELT16 | Exterior Lighting - ELT16 | DNA | DNA | DNA | OM00019534 | DNA | Exterior | NA | NA | NA | NA | DNA | DNA | Electric | DNA | NA | NA | \Classifications\Building System Class\D50-Electrical SYS\D5090 - Elec SYS\Exterior Lighting - ELT | 1009209
23-A1 | 23-A1 County Courthouse | 23-A1-D2023-100-BFP01 | Backflow Preventer - BFP01 Water supply for boiler system. | Watts | B26877 | 009-M3QT B22677 | OM00019508 | ID#:1 | Boiler Room | NA | NA | NA | NA | NA | NA | NA | NA | NA | NA | \Classifications\Building System Class\D20-Plumbing\D2020 - Domestic Water\Backflow Preventer - BFP | 1009226
23-A1 | 23-A1 County Courthouse | 23-A1-D2023-100-BFP02 | Backflow Preventer - BFP02 Water supply for chilled water loop. | Watts | A99981 | 009-M3QT B22677 | OM00019504 | ID#:2 | Fan Room | NA | NA | NA | NA | NA | NA | NA | NA | NA | NA | \Classifications\Building System Class\D20-Plumbing\D2020 - Domestic Water\Backflow Preventer - BFP | 1009227
23-A1 | 23-A1 County Courthouse | 23-A1-D3055-260-WAC01 | Window Air Conditioner- WAC01 | AMANA | 2011570000205- | AH123A35MA | OM00018249 | DNA | Conference Room | NA | NA | R-22 | DNA | 120 | DNA | Electric | 1 | DNA | DNA | \Classifications\Building System Class\D30-HVAC Systems\D3050 - Package SYS\Window Air Conditioner- WAC | 1010133
23-A1 | 23-A1 County Courthouse | 23-A1-D3055-260-WAC02 | Window Air Conditioner- WAC02 | AMANA | 2011570000000- | AH123A35MA | OM00018250 | DNA | Office | NA | NA | R-22 | DNA | 120 | DNA | Electric | 1 | DNA | DNA | \Classifications\Building System Class\D30-HVAC Systems\D3050 - Package SYS\Window Air Conditioner- WAC | 1010134
23-A1 | 23-A1 County Courthouse | 23-A1-D3055-260-WAC03 | Window Air Conditioner- WAC03 | Carrier | 51QDB208151 | 27-104 | OM00018251 | DNA | Floor 2, Court Room C | NA | NA | R-22 | DNA | 120 | DNA | Electric | 1 | DNA | DNA | \Classifications\Building System Class\D30-HVAC Systems\D3050 - Package SYS\Window Air Conditioner- WAC | 1010135
23-A1 | 23-A1 County Courthouse | 23-A1-D2023-100-CTY03 | Backflow Prevention BFP03 Water supply sprinklers | Watts | 121247 | 800 1-1/2 inch | OM00032113 | ID#:4 | SW corner of building | [10 empty] | \Classifications\Building System Class\D20-Plumbing\D2020 - Domestic Water\Backflow Preventer - BFP | 1011645
23-A1 | 23-A1 County Courthouse | 23-A1-D3055-260-WAC10 | Window Air Conditioner- WAC10 | AMANA | 206125944 | MC14A1TA2 | OM00020253 |  | Stairwell | NA | NA | R-22 | DNA | 120 | 12 | electric | 1 | DNA | 13800 | \Classifications\Building System Class\D30-HVAC Systems\D3050 - Package SYS\Window Air Conditioner- WAC | 1013572
23-A1 | 23-A1 County Courthouse | 23-A1-D3055-260-WAC11 | Window Air Conditioner- WAC11 | AMANA | 503783922 | MH12A3BP235 | OM00020252 |  | Self Help | NA | NA | R-22 | DNA | 208-230 | 14.2 | electric | 1 | DNA | 11400 | \Classifications\Building System Class\D30-HVAC Systems\D3050 - Package SYS\Window Air Conditioner- WAC | 1013573
23-A1 | 23-A1 County Courthouse | 23-A1-D2023-100-BFP05 | Backflow Preventer - BFP05 Fire Sprinkler Backflow | Wilkins | P06129 | 450DA | OM00032077 |  | Northwest Corner File Room | NA | NA | NA | NA | NA | NA | NA | NA | NA | NA | \Classifications\Building System Class\D20-Plumbing\D2020 - Domestic Water\Backflow Preventer - BFP | 1014733
23-A1 | 23-A1 County Courthouse | 23-A1-D2023-100-BFP04 | Backflow Preventer - BFP04 Domestic water backflow | Wilkins | Q06826 | 475 | OM00032124 | ID#:3 06826 | SW Corner of Building | NA | NA | NA | NA | NA | NA | NA | NA | NA | NA | \Classifications\Building System Class\D20-Plumbing\D2020 - Domestic Water\Backflow Preventer - BFP | 1014734
23-A1 | 23-A1 County Courthouse | 23-A1-D3031-100-PCH04 | Condenser Water Pump PCH04 | Dayton | A10030691 | LTAF21TB | OM00032080 |  | Ground Floor | NA | NA | NA | DNA | 208 | 9.4 | Electric | 1 | NA | NA | \Classifications\Building System Class\D30-HVAC Systems\D3030 - Cooling SYS\Chilled Water Pump - PCH | 1018918
23-A1 | 23-A1 County Courthouse | 23-A1-D3031-100-PCH05 | Condenser Water Pump PCH05 | Dayton | A10030689 | LTAF21TB | OM00020254 |  | Ground Floor | NA | NA | NA | DNA | 208 | 9.4 | Electric | 1 | NA | NA | \Classifications\Building System Class\D30-HVAC Systems\D3030 - Cooling SYS\Chilled Water Pump - PCH | 1018919
23-A1 | 23-A1 County Courthouse | 23-A1-D3041-110-AHU10 | Air Handling Unit AHU10 | Trane | DNA | 21 | OM00020251 |  | Building 1 Roof | DNA | DNA | NA | 3 | 240 | 6.2 | Electric | 3 | NA | NA | \Classifications\Building System Class\D30-HVAC Systems\D3040 - Distribution SYS\Air Handling Unit - AHU | 1018920
23-A1 | 23-A1 County Courthouse | 23-A1-D3031-130-CLR03 | Chiller, Water Cooled/Condenserless - CLR03 | Carrier | 4315Q23029 | 3OMPW04054A02015 | OM00019517 |  | Exterior Chiller Pit | NA | NA | R-410A | NA | 208 | 75.1A | Electric | 3 | NA | NA | \Classifications\Building System Class\D30-HVAC Systems\D3030 - Cooling SYS\Chiller, Water Cooled - CLR | 1020343
23-A1 | 23-A1 County Courthouse | 23-A1-D3031-130-CLR04 | Chiller, Water Cooled/Condenserless - CLR04 | Carrier | 4315Q23035 | 30MPW04054A02015 | OM00019516 |  | Exterior Chiller Pit | NA | NA | R-410A | NA | 208 | 75.1A | Electric | 3 |  |  | \Classifications\Building System Class\D30-HVAC Systems\D3030 - Cooling SYS\Chiller, Water Cooled - CLR | 1020344
23-A1 | 23-A1 County Courthouse | 23-A1-D2023-100-BFP06 | Fire Sprinkler Backflow Preventer - BFP06 | Wilkins | 43420567 | 25 | OM00019518 |  | Basement File Room | NA | NA | NA | NA | NA | NA | NA | NA | NA | NA | \Classifications\Building System Class\D20-Plumbing\D2020 - Domestic Water\Backflow Preventer - BFP | 1020345
23-A1 | 23-A1 County Courthouse | 23-A1-E1099-100-PSE01 | Utility Scaffolding PSE01 | Biljax | NA | Pro-jax | OM00019500 |  | 1st Floor - Chiller Pit | NA | 16 x 25 x 2 pleat | NA | NA | NA | NA | NA | NA | NA | NA | \Classifications\Building System Class\E10-Equipment\E1090 - Other Equipment\Portable, Scaffolding - PSE | 1021342
23-B1 | 23-B1 Ft. Bragg Justice Center | 23-B1-B2010-100-BLD01 | Building | [16 empty] | \Classifications\Building System Class\B20-General Building Exterior\B2010 - Exterior Walls\Building - BLD | 1011695
24-A1 | 24-A1 Old Court | 24-A1-D3050-210-PKU02 | HVAC Package Unit #2 | American Standard | 912100845L | YSC072E3RLA000000C | OM00003090 | HVAC #1 | Roof | 1- AX32 | 4-16X25X2 | R-410A | NA | 208/230 | 36.5 | Electric and natural gas | 3 | 80,000 | 64,000 | \Classifications\Building System Class\D30-HVAC Systems\D3050 - Package SYS\Package Unit - PKU | EQ-1003966
24-A1 | 24-A1 Old Court | 24-A1-D3050-210-PKU03 | HVAC Package Unit #3 | American Standard | 913100406L | YSC072E3RLA000000C | OM00003091 | HVAC #2 | Roof | 1- AX32 | 4-16X25X2 | R-410A | NA | 208/230 | 36.5 | Natural gas and electric | 3 | 80,000 | 64,000 | \Classifications\Building System Class\D30-HVAC Systems\D3050 - Package SYS\Package Unit - PKU | EQ-1003967
24-A1 | 24-A1 Old Court | 24-A1-D2040-100-PSU01 | Sump Pump | Baldor | F195 | VL 1307A | OM00000165 | SP #1 | Basement | NA | NA | NA | 3/4 | 115/230 | 10.8 | Electrical | 1 Ph, 60Hz | NA | NA | \Classifications\Building System Class\D20-Plumbing\D2040 - Rain Drain\Sump Pump - PSU | EQ-1003973
24-A1 | 24-A1 Old Court | 24-A1-D5092-250-EML22 | LIGHT, EMERGENCY, HARDWIRED SYSTEM EML22 | SIMKAR |  |  | OM00029154 |  | Thoughout |  |  |  | NA | NA | NA | Electrical | NA | NA | NA | \Classifications\Building System Class\D50-Electrical SYS\D5090 - Elec SYS\Emergency And Exit Lighting - EML | EQ-1004596
24-A1 | 24-A1 Old Court | 24-A1-D4031-100-FEX09 | Portable, Hand Held, Fire Extinguisher FEX09 | Amerex | ZX-23182 | B402 | OM00037490 |  | Multiple | NA | NA | NA | NA | NA | NA | NA | NA | NA | NA | \Classifications\Building System Class\D40-Fire Protection SYS\D4030 - FIRE SPEC\Fire Extinguisher - FEX | EQ-1004598
24-A1 | 24-A1 Old Court | 24-A1-D3031-210-CDR04 | Condenser Unit 04 | Bryant | 2808E14944 | 180ANA060-B | OM00003088 |  | BACK OF OLD COURTHOUSE | D/D | 16x25x2 | R-410A | NA | 208/230 | 50 | Electric | 1 | NA | NA | \Classifications\Building System Class\D30-HVAC Systems\D3030 - Cooling SYS\Condensing Unit (Air and/or Water) - CDR | EQ-1005237
24-A1 | 24-A1 Old Court | 24-A1-D3031-210-CDR01 | Condenser Unit 01 | Bryant | 2108E08339 | 180ANA036-B | OM00003085 |  | BACK OF OLD COURTHOUSE | D/D | 16x25x2 | R-410A | NA | 208/230 | 30 | Electrical | 1 | NA | NA | \Classifications\Building System Class\D30-HVAC Systems\D3030 - Cooling SYS\Condensing Unit (Air and/or Water) - CDR | EQ-1005238
24-A1 | 24-A1 Old Court | 24-A1-D3031-210-CDR03 | Condenser Unit 03 | Bryant | 2708E18773 | 180ANA036-B | OM00003087 |  | BACK OF OLD COURTHOUSE | D/D | 16x25x2 | R-410A | NA | 208/230 | 30 | Electrical | 1 | NA | NA | \Classifications\Building System Class\D30-HVAC Systems\D3030 - Cooling SYS\Condensing Unit (Air and/or Water) - CDR | EQ-1005239
24-A1 | 24-A1 Old Court | 24-A1-D3031-210-CDR02 | Condenser Unit 02 | Bryant | 2708E18783 | 180ANA036-B | OM00003086 |  | BACK OF OLD COURTHOUSE | d/d | 16x25x2 | R-410A | NA | 208/230 | 30 | Electrical | 1 | NA | NA | \Classifications\Building System Class\D30-HVAC Systems\D3030 - Cooling SYS\Condensing Unit (Air and/or Water) - CDR | EQ-1005240
24-A1 | 24-A1 Old Court | 24-A1-B2010-100-BLD01 | Building Structure | NA | NA | NA | OM00029213 |  | NA | NA | NA | NA | NA | NA | NA | NA | NA | NA | NA | \Classifications\Building System Class\B20-General Building Exterior\B2010 - Exterior Walls\Building - BLD | EQ-1007291
24-A1 | 24-A1 Old Court | 24-A1-B3010-100-RUF01 | Roofing Systems | NA | NA | NA | OM00029171 |  | NA | NA | NA | NA | NA | NA | NA | NA | NA | NA | NA | \Classifications\Building System Class\B30-Roofing\B3010 - Roof Types\Roof - RUF | EQ-1007468
24-A1 | 24-A1 Old Court | 24-A1-D2023-100-CTY01 | Domestic Water Backflow Assembly | Febco | J000306 | LF825YA | OM00029155 |  | Back of Courthouse by Parking Lot | NA | NA | NA | NA | NA | NA | NA | NA | NA | NA | \Classifications\Building System Class\D20-Plumbing\D2020 - Domestic Water\Backflow Preventer - BFP | 1010546
24-A1 | 24-A1 Old Court | 24-A1-D2022-100-HWE01 | Dom Hot Water Heater HWE01 | AO Smith | 0809J009043 | EJCT 20 200 | OM00029157 | Water Heater | Chambers #9 CLOSET | NA | NA | NA | NA | 120 | WATTS 2500 | Electrical | 1 | 150 | NA | \Classifications\Building System Class\D20-Plumbing\D2020 - Domestic Water\Domestic Water Heater, Electric - HWE | 1010612
24-A1 | 24-A1 Old Court | 24-A1-D2022-100-HWE02 | Do Hot Water 30 Gallons HWE02 | BRADFORD | FE119466924 | M230l7DS-INAPP | OM00029156 | Water Heater | Janitor's closet - room #13 | NA | NA | NA | NA | 120 | WATTS 3000 | Electrical | 1 | NA |  | \Classifications\Building System Class\D20-Plumbing\D2020 - Domestic Water\Domestic Water Heater, Electric - HWE | 1010613
24-A1 | 24-A1 Old Court | 24-A1-D3050-210-PKU01 | HVAC Package Unit #1 | American Standard | 909100424L | YSC092E3ELA0K000000D | OM00003132 |  | Roof | 1- AX32 | 4-20X25X2 | R-410A | NA | 208/230 | 36.5 | Electric and natural gas | 3 | 120,000 | 96,000 | \Classifications\Building System Class\D30-HVAC Systems\D3050 - Package SYS\Package Unit - PKU | 1010819
24-A1 | 24-A1 Old Court | 24-A1-D3050-210-PKU04 | HVAC Package Unit #4 | American Standard | 912100409L | YSC072E3ELA0M000000000000C | OM00003092 |  | Roof | 1- AX32 | 4-16X25X2 | R-410A | NA | 208/230 | 36.5 | Electric and natural gas | 3 | 80,000 | 64,000 | \Classifications\Building System Class\D30-HVAC Systems\D3050 - Package SYS\Package Unit - PKU | 1010820
24-A1 | 24-A1 Old Court | 24-A1-D3050-210-PKU05 | HVAC Package Unit #5 | American Standard | 912100051L | YSC072E3ELA0M000000000000C | OM00003093 |  | Roof | 1- AX32 | 4-16X25X2 | R-410A | NA | 208/230 | 36.5 | Electric and natural gas | 3 | NA | NA | \Classifications\Building System Class\D30-HVAC Systems\D3050 - Package SYS\Package Unit - PKU | 1010821
24-A1 | 24-A1 Old Court | 24-A1-D3050-210-PKU06 | HVAC Package Unit #6 | American Standard | 846102023L | YSC048ELA0P000000B | OM00003094 |  | Roof | NA | 2-20X30X1 | R-410A | NA | 208/230 | 36.5 | Electric and natural gas | 3 | 60,000 | 48,000 | \Classifications\Building System Class\D30-HVAC Systems\D3050 - Package SYS\Package Unit - PKU | 1010822
24-A1 | 24-A1 Old Court | 24-A1-D3050-210-PKU07 | HVAC Package Unit #7 | American Standard | 911101279L | YSC072E3RLA000000C | OM00003095 |  | Roof | 1- AX32 | 4-16X25X2 | R-410A | NA | 208/230 | 36.5 | Electric and natural gas | 3 | 80,000 | 64,000 | \Classifications\Building System Class\D30-HVAC Systems\D3050 - Package SYS\Package Unit - PKU | 1010823
24-A1 | 24-A1 Old Court | 24-A1-D3050-210-PKU08 | HVAC Package Unit #8 | American Standard | 912100456L | YSC072E3RLA000000C | OM00003096 |  | Roof | 1- AX32 | 4-16X25X2 | R-410A | NA | 208/230 | 36.5 | Electric and natural gas | 3 | 80,000 | 64,000 | \Classifications\Building System Class\D30-HVAC Systems\D3050 - Package SYS\Package Unit - PKU | 1010824
24-A1 | 24-A1 Old Court | 24-A1-D3050-310-HPU01 | HEAT PUMP - Air Cooled | DAIKIN | E002094 | RX18FVJU | OM00003089 |  | Back of Old Courthouse | NA | NA | R-410A | NA | 208/230 | 20 | Electrical | 1 | NA | NA | \Classifications\Building System Class\D30-HVAC Systems\D3050 - Package SYS\Heat Pump,Air Cooled - HPU | 1010825
24-A1 | 24-A1 Old Court | 24-A1-D4010-150-FMS01 | System Extinguishing,Wet Pipe - SEW | Hydraulic |  |  | OM00029161 |  | Closet by Conference Room | [10 empty] | \Classifications\Building System Class\D40-Fire Protection SYS\D4010 - Sprinkler SYS\Fire Systems, stand pipes - FMS | 1011057
24-A1 | 24-A1 Old Court | 24-A1-D5010-200-ESD01 | Switchboard | Zinsco |  |  | OM00029163 |  | DNA | NA | NA | NA | NA | 480 | DNA | Electric | DNA | NA | NA | \Classifications\Building System Class\D50-Electrical SYS\D5010 - Elec Service & Dist\Electical Service and Distribution - ESD | 1011058
24-A1 | 24-A1 Old Court | 24-A1-D5037-710-FAP01 | Fire Alarm Panel - FAP | Siemens |  | FS 250 | OM00029160 |  | Closet by Conference Room | NA | NA | NA | NA | 120 | DNA | Electrical | DNA | 150 | NA | \Classifications\Building System Class\D50-Electrical SYS\D5030 - Comm & Security\Fire Alarm Panel - FAP | 1011059
24-A1 | 24-A1 Old Court | 24-A1-G2050-200-LSC01 | LANDSCAPING | NA | NA | NA | OM00029207 |  | Exterior Landscape | NA | NA | NA | NA | NA | NA | NA | NA | NA | NA | \Classifications\Building System Class\G20-Other Systems\G2050 - Landscaping\Landscaping - LSC | 1012065
24-A1 | 24-A1 Old Court | 24-A1-D5092-250-ELT07 | EXTERIOR LIGHTING | MULTIPLE | MULTIPLE | MULTIPLE | OM00029209 |  | Throughout Exterior | NA | NA | NA | NA | NA | NA | Electric | NA | NA | NA | \Classifications\Building System Class\D50-Electrical SYS\D5090 - Elec SYS\Exterior Lighting - ELT | 1012066
24-A1 | 24-A1 Old Court | 24-A1-G2049-300-HSC01 | HARDSCAPE | NA | NA | NA | OM00029208 |  | NA | NA | NA | NA | NA | NA | NA | NA | NA | NA | NA | \Classifications\Building System Class\G20-Other Systems\G2040 - Site Development\Hardscape - HSC | 1012067
24-A1 | 24-A1 Old Court | 24-A1-D2023-100-CTY02 | Landscape Backflow | WILKINS | Z37859 | 575 3' | OM00029172 |  | NA | NA | NA | NA | NA | NA | NA | NA | NA | NA | NA | \Classifications\Building System Class\D20-Plumbing\D2020 - Domestic Water\Backflow Preventer - BFP | 1014882
24-A1 | 24-A1 Old Court | 24-A1-D2023-100-CTY03 | FIRE BACKFLOW PREVENTER | WILKINS | U15477 | 350A 6' | OM00029173 |  | Exterior | [10 empty] | \Classifications\Building System Class\D20-Plumbing\D2020 - Domestic Water\Backflow Preventer - BFP | 1014883
24-A1 | 24-A1 Old Court | 24-A1-G2023-150-PEG01 | Judges Parkinglot Gate | Chamberlain Elite | 2712N3444 | SL3000ULDC3 | OM00029215 |  | Judges Parkinglot | NA | NA | NA | 5 | 110 | 4 | Electric | 1 | NA | NA | \Classifications\Building System Class\G20-Other Systems\G2020 - Parking Lots\Secured Parking Gate - PEG | 1015683
24-A1 | 24-A1 Old Court | 24-A1-D5038-810-ITA02 | Intrusion Alarm System | GE | GCQ!AL01BNXV2 | Networx NX-8V2 | OM00037489 | OM00029159 | Admin. Electrical Closet | NA | NA | NA |  | NA | NA | Electric |  |  |  | \Classifications\Building System Class\D50-Electrical SYS\D5030 - Comm & Security\Intrusion Alarm - ITA | 1015812
24-A1 | 24-A1 Old Court | 24-A1-D3050-122-FAH01 | Forced Air Heater to Condenser01 | Bryant | 2208A01513 | 355CAV060100 | OM00039396 |  | Admin Area above ceiling tile over front Admins desk | NA | (1) 20x25x2 | NA | 1 | 110 | 13.8 | Gas | 1 | 120000 | 40000 | \Classifications\Building System Class\D30-HVAC Systems\D3050 - Package SYS\Forced Air Heater,Oil/Gas fired - FAH | 1018032
24-A1 | 24-A1 Old Court | 24-A1-D3050-122-FAH04 | Forced Air Heater to Condenser04 | Bryant | 16068A009 | 355CAV042060 | OM00039395 |  | Above ceiling tile in HR Office | NA | (1) 16x25x2 | NA | 1/2 | 110 | 9.0 | Gas | 1 | 120000 | 24000 | \Classifications\Building System Class\D30-HVAC Systems\D3050 - Package SYS\Forced Air Heater,Oil/Gas fired - FAH | 1018035
24-A1 | 24-A1 Old Court | 24-A1-D3050-122-FAH02 | Forced Air Heater to Condenser02 | Bryant | 2308A04763 | 355CAV042060 | OM00039394 |  | Admin Area above ceiling tile over storage closet | NA | (1) 16x25x2 | NA | 1/2 | 110 | 9.0 | Gas | 1 | 120000 | 24000 | \Classifications\Building System Class\D30-HVAC Systems\D3050 - Package SYS\Forced Air Heater,Oil/Gas fired - FAH | 1018033
24-A1 | 24-A1 Old Court | 24-A1-D3050-122-FAH03 | Forced Air Heater to Condenser03 | Bryant | 2808A02342 | 355CAV042060 | OM00039393 |  | Over ceiling tile at Admin entrance | NA | (1) 16x25x2 | NA | 1/2 | 110 | 9.0 | Gas | 1 | 120000 | 24000 | \Classifications\Building System Class\D30-HVAC Systems\D3050 - Package SYS\Forced Air Heater,Oil/Gas fired - FAH | 1018034
24-A8 | 24-A8 New Downtown Merced Courthouse | 24-A8-D4010-150-FMS01 | Fire Sprinkler Sytsem | Notifier | DNA | RP-1001 | OM00037275 | DNA | Recieving | NA | NA | NA | NA | NA | NA | NA | NA | NA | NA | \Classifications\Building System Class\D40-Fire Protection SYS\D4010 - Sprinkler SYS\Fire Systems, stand pipes - FMS | EQ-1003979
24-A8 | 24-A8 New Downtown Merced Courthouse | 24-A8-D5092-250-EML57 | Emergency Exit Lights | Edge-Lit Exits | Lrp 1 gw 120/277 el n | LRP EL N | OM00029170 |  | Throughout Building | NA | NA | NA | NA | DNA | DNA | Electrical | DNA | NA | NA | \Classifications\Building System Class\D50-Electrical SYS\D5090 - Elec SYS\Emergency And Exit Lighting - EML | EQ-1003980
24-A8 | 24-A8 New Downtown Merced Courthouse | 24-A8-D2023-100-CTY03 | Fire System Backflow Assembly BFP03 City of Merced does testing | REG | 66248 | Fire System Bypass - 3/4inch | OM00029224 | BKFL01349 | SW Corner of property | NA | NA | NA | NA | NA | NA | NA | NA | NA | NA | \Classifications\Building System Class\D20-Plumbing\D2020 - Domestic Water\Backflow Preventer - BFP | EQ-1003981
24-A8 | 24-A8 New Downtown Merced Courthouse | 24-A8-D2023-100-CTY02 | Landscaping, Irrigation Backflow Assembly BFP02 City of Merced does testing | WILKINS | 2376225 | Irrigation - 2inch Type:RP 975 XL | OM00029222 | BKFL01348 | SE Corner of Property Line | NA | NA | NA | NA | NA | NA | NA | NA | NA | NA | \Classifications\Building System Class\D20-Plumbing\D2020 - Domestic Water\Backflow Preventer - BFP | EQ-1003982
24-A8 | 24-A8 New Downtown Merced Courthouse | 24-A8-D2023-100-CTY01 | Domestic Water Backflow Assembly BFP01 City of Merced does testing | AMES | 11632 0304 | Domestic - 4inch 4000 SS | OM00029223 | BKFL01347 | SE Corner of Property Line | NA | NA | NA | NA | NA | NA | NA | NA | NA | NA | \Classifications\Building System Class\D20-Plumbing\D2020 - Domestic Water\Backflow Preventer - BFP | EQ-1003983
24-A8 | 24-A8 New Downtown Merced Courthouse | 24-A8-D3050-210-PKU01 | Package Unit #1 | McQuay | FBOU06030084002 | RPS115CLW | OM00000185 | AHU # 1 | Roof of Courthouse | (5) BX140, (3) BX70 | Pre-(16) 24x24x2, (8) 12x24x2, Boxed-(16) 24x24x12, (8) 12x24x12 | R-22 | DNA | 460/60 Hz | 15 | Electric | 3 | NA | NA | \Classifications\Building System Class\D30-HVAC Systems\D3050 - Package SYS\Package Unit - PKU | EQ-1003988
24-A8 | 24-A8 New Downtown Merced Courthouse | 24-A8-D3050-210-PKU02 | Package Unit #2 | McQuay | FBOU06030084102 | RPS115CLW | OM00000186 | AHU # 2 | Roof of Courthouse | (5) BX140, (3) BX70 | Pre-(16)24x24x2, (8)12x24x2, Boxed-(16) 24x24x12, (8) 12x24x12 | R-22 | DNA | 460 | 15AMP 60HZ | Electric | 3 | NA | NA | \Classifications\Building System Class\D30-HVAC Systems\D3050 - Package SYS\Package Unit - PKU | EQ-1003989
24-A8 | 24-A8 New Downtown Merced Courthouse | 24-A8-D3021-130-BLR01 | Gas Fired Hot Water Boiler | Bryant Heating & Cooling Systems | 93916 | AB250-W-FDG-LX | OM00000187 | Boiler | Roof | NA | NA | NA | DNA | 480 | DNA | Natural Gas | 3PH, 60Hz | 2,500,000 | 2,087,000 | \Classifications\Building System Class\D30-HVAC Systems\D3020 - Heat SYS\Boiler,Hot Water,Oil/Gas/Comb. - BLR | EQ-1003991
24-A8 | 24-A8 New Downtown Merced Courthouse | 24-A8-D3044-125-PHW03 | Boiler Pump PHW03 | Bell and Gossett | CO 14278-01 B60 | 80 BF 6 | OM00029168 | Boiler Pumps | Roof | NA | NA | NA | 1 1/2 | 208/460 | 4.8/2.4 | NA | 3 | NA | NA | \Classifications\Building System Class\D30-HVAC Systems\D3040 - Distribution SYS\Hot Water Pump - PHW | EQ-1003992
24-A8 | 24-A8 New Downtown Merced Courthouse | 24-A8-D2022-260-HWG01 | Dom Hot Water Heater | Lochinvar | BM7081689 | PNR200-100 | OM00000181 | Water Heater | Mechanical Room | NA | NA | NA | 1.5 | 208/460 | 4.8/2.4 | NA | 3 | NA | NA | \Classifications\Building System Class\D20-Plumbing\D2020 - Domestic Water\Domestic Water Heater, Gas - HWG | EQ-1003993
24-A8 | 24-A8 New Downtown Merced Courthouse | 24-A8-D2023-310-HWP01 | Dom Hot Water Circulation Pump HWP01 | Bell & Gossett | 102210 | SERIES HV G01 | OM00029153 | Water Circ Pump | Mechanical Room | NA | NA | NA | DNA | 115 | 30 | NA | 1Ph, 60Hz | NA | NA | \Classifications\Building System Class\D20-Plumbing\D2020 - Domestic Water\Domestic Hot Water Circulating Pump - HWP | EQ-1003994
24-A8 | 24-A8 New Downtown Merced Courthouse | 24-A8-D1010-100-ELE02 | Elevator #2 Conveyance # 146146 | ThyssenKrupp | EU8811 | TAL-20 | OM00004202 | State ID# 146146 | FLOOR 1 | NA | NA | NA | 20 | 480 | 28.4 | hydraulic | 3 | NA | NA | \Classifications\Building System Class\D10-Conveyance Systems\D1010 - Elevator\Elevator,Electric,Pass/Freight - ELE | EQ-1003996
24-A8 | 24-A8 New Downtown Merced Courthouse | 24-A8-D1010-100-ELE03 | Elevator #3 Conveyance # 146147 | ThyssenKrupp | EU8812 | TAL-20 | OM00004201 | State ID# 146147 | FLOOR 1, ELEVATOR ROOM | NA | NA | NA | 20 | 480 | 28.4 | hydraulic | 3 | NA | NA | \Classifications\Building System Class\D10-Conveyance Systems\D1010 - Elevator\Elevator,Electric,Pass/Freight - ELE | EQ-1003997
24-A8 | 24-A8 New Downtown Merced Courthouse | 24-A8-D1010-100-ELE04 | Elevator #4 Conveyance # 146148 | ThyssenKrupp | EU8813 | TAL-20 | OM00004204 | State ID# 146148 | FLOOR 1, Elevator Room | NA | NA | NA | 20 | 480 | 28.4 | Hydraulic | 3 | NA | NA | \Classifications\Building System Class\D10-Conveyance Systems\D1010 - Elevator\Elevator,Electric,Pass/Freight - ELE | EQ-1003998
24-A8 | 24-A8 New Downtown Merced Courthouse | 24-A8-D3042-220-EFN01 | Exhaust Fan (aluminum cover) | Greenheck | 06c190145 | cube-220hp-50-x | OM00000184 | Exhaust Fan # 1 | Roof South West | AP-30 2ea | DNA | NA | 5hp | 460 | 10.2amp 60hz | NA | 3ph | NA | NA | \Classifications\Building System Class\D30-HVAC Systems\D3040 - Distribution SYS\Supply/Exhaust/Return fans- FAN | EQ-1003999
24-A8 | 24-A8 New Downtown Merced Courthouse | 24-A8-D3042-220-EFN02 | Exhaust Fan (aluminum cover) | Greenheck | 06C19016 | CUBE-220HP-30-X | OM00000183 | Exhaust Fan # 2 | Roof South East | AP-30 2EA | DNA | NA | 5 | 460 | 10.2amp 60hz | NA | 3PH | NA | NA | \Classifications\Building System Class\D30-HVAC Systems\D3040 - Distribution SYS\Supply/Exhaust/Return fans- FAN | EQ-1004000
24-A8 | 24-A8 New Downtown Merced Courthouse | 24-A8-D5092-210-GEN01 | Emergency Generator GEN01 | Caterpillar | OLY 00000CD4P01138 | D50P4 | OM00000192 | Generator | Generator Pad | DNA | P604996 | NA | 71 | 480/277 | 75 A | Diesel | 3 | NA | NA | \Classifications\Building System Class\D50-Electrical SYS\D5090 - Elec SYS\Emergency Generator - GEN | EQ-1004001
24-A8 | 24-A8 New Downtown Merced Courthouse | 24-A8-D4031-100-FEX24 | Fire Extinguishers FEX24 | Amerex | YS-321527 | B402 | OM00037481 |  | 1st & 2nd floor | NA | NA | NA | NA | NA | NA | NA | NA | NA | NA | \Classifications\Building System Class\D40-Fire Protection SYS\D4030 - FIRE SPEC\Fire Extinguisher - FEX | EQ-1004002
24-A8 | 24-A8 New Downtown Merced Courthouse | 24-A8-D1010-100-ELE01 | Elevator #1 Conveyance # 146145 | ThyssenKrupp | EU8810 | TAL-20 | OM00004203 | State ID# 146145 | DNA | NA | NA | NA | NA | 480 | DNA | hydraulic | DNA | NA | NA | \Classifications\Building System Class\D10-Conveyance Systems\D1010 - Elevator\Elevator,Electric,Pass/Freight - ELE | EQ-1004625
24-A8 | 24-A8 New Downtown Merced Courthouse | 24-A8-B2010-100-BLD01 | Building Structure | NA | NA | NA | OM00029177 | NA | NA | NA | NA | NA | NA | NA | NA | NA | NA | NA | NA | \Classifications\Building System Class\B20-General Building Exterior\B2010 - Exterior Walls\Building - BLD | EQ-1007292
24-A8 | 24-A8 New Downtown Merced Courthouse | 24-A8-B3010-100-RUF01 | Roofing System 60m PVC | NA | NA | NA | OM00029178 |  | NA | NA | NA | NA | NA | NA | NA | NA | NA | NA | NA | \Classifications\Building System Class\B30-Roofing\B3010 - Roof Types\Roof - RUF | EQ-1007469
24-A8 | 24-A8 New Downtown Merced Courthouse | 24-A8-D5037-710-FAP01 | Fire Alarm Panel - FAP | Honey Well | XMI5027 | E3 Series | OM00029166 | DNA | Next to Room 1407 | NA | NA | NA | 1/8 | DNA | 3.5 | Electric | 1 | NA | NA | \Classifications\Building System Class\D50-Electrical SYS\D5030 - Comm & Security\Fire Alarm Panel - FAP | 1009832
24-A8 | 24-A8 New Downtown Merced Courthouse | 24-A8-D3044-125-PHW02 | Pump, Hot Water - PHW (D3025-126-PHW) | Bell and Gossett | Co14279-01 B60 | 1510 BF 7.875 | OM00029167 | Water Circ Pump | Boiler Platform | NA | NA | NA | 5 | 230/460 | 12.90/6.50 | NA | 3 | NA | NA | \Classifications\Building System Class\D30-HVAC Systems\D3040 - Distribution SYS\Hot Water Pump - PHW | 1009922
24-A8 | 24-A8 New Downtown Merced Courthouse | 24-A8-D2023-100-CTY04 | Fire System Backflow Assembly BFP04 City of Merced does testing | AMES | 6144803 | 6 inch 4000 SS | OM00029164 | BKFL01350 | SW Corner of Property | NA | NA | NA | NA | NA | NA | NA | NA | NA | NA | \Classifications\Building System Class\D20-Plumbing\D2020 - Domestic Water\Backflow Preventer - BFP | 1010108
24-A8 | 24-A8 New Downtown Merced Courthouse | 24-A8-C1020-110-FRD01 | Fire Door | Fire Door | 4002128 | DNA | OM00029183 |  | Holding Cell | DNA | DNA | DNA | DNA | 115 | DNA | No Fuel | DNA | DNA | DNA | \Classifications\Building System Class\C10-General Building Interior\C1020 - Fire Doors\Fire Doors - FRD | 1012068
24-A8 | 24-A8 New Downtown Merced Courthouse | 24-A8-C1020-110-FRD02 | Fire Door | Fire Door | 4002127 | DNA | OM00029184 |  | Basement | DNA | DNA | DNA | DNA | 115 | DNA | No Fuel | DNA | DNA | DNA | \Classifications\Building System Class\C10-General Building Interior\C1020 - Fire Doors\Fire Doors - FRD | 1012069
24-A8 | 24-A8 New Downtown Merced Courthouse | 24-A8-D2023-310-WBS01 | DOMESTIC WATER BOOSTER PUMP'S | FLOWTHERM | FAB06-054 | 70M-02 | OM00029174 |  | DNA | NA | NA | NA | DNA | DNA | DNA | DNA | DNA | NA | NA | \Classifications\Building System Class\D20-Plumbing\D2020 - Domestic Water\Domestic Water Booster System - WBS | 1012070
24-A8 | 24-A8 New Downtown Merced Courthouse | 24-A8-D2023-310-WBS02 | LANDSCAPING BOOSTER PUMP | RAIN BIRD | DNA | DNA | OM00029181 |  | DNA | NA | NA | NA | DNA | 208/120 AC | DNA | DNA | DNA | NA | NA | \Classifications\Building System Class\D20-Plumbing\D2020 - Domestic Water\Domestic Water Booster System - WBS | 1012071
24-A8 | 24-A8 New Downtown Merced Courthouse | 24-A8-D3020-100-HET01 | Expansion Tank | Bell & Gossett | 138673 | B300 | OM00029188 |  | roof top | DNA | DNA | DNA | DNA | DNA | DNA | No Fuel | DNA | DNA | DNA | \Classifications\Building System Class\D30-HVAC Systems\D3020 - Heat SYS\Heater Water Expansion Tank - HET | 1012074
24-A8 | 24-A8 New Downtown Merced Courthouse | 24-A8-D3020-100-HET02 | EXPANSION TANK | BELL & GOSSETT | 138362 | MBY536304F12001 | OM00029186 |  | ROOF TOP | DNA | DNA | DNA | DNA | DNA | DNA | No Fuel | DNA | DNA | DNA | \Classifications\Building System Class\D30-HVAC Systems\D3020 - Heat SYS\Heater Water Expansion Tank - HET | 1012075
24-A8 | 24-A8 New Downtown Merced Courthouse | 24-A8-D3050-250-ACU01 | Fan Coil Unit / Condenser | MCQUAY | TLNU 06 04 00002 | LAH 005 ADH | OM00039357 |  | Rooftop North East | A 37 | 1 20X24X2 | R-22 | DNA | 208/230 | DNA | Electrical | 3 PH | NA | NA | \Classifications\Building System Class\D30-HVAC Systems\D3050 - Package SYS\Air Conditioning,Split System - ACU | 1012077
24-A8 | 24-A8 New Downtown Merced Courthouse | 24-A8-D4013-114-FAC01 | COMPRESSOR FIRE S | GE COM MOTORS | XY3140669 | ILAA-10-M100X | OM00029191 |  | Fire Riser Room | NA | NA | NA | 1/5 | 120 60HZ | DNA | Electrical | 1PH | NA | NA | \Classifications\Building System Class\D40-Fire Protection SYS\D4010 - Sprinkler SYS\Air Compressor (Dry) Used w/ Fire S - FAC | 1012079
24-A8 | 24-A8 New Downtown Merced Courthouse | 24-A8-D5010-200-ESD02 | SWITCHING BOARD FOR GENERATOR POWER Main Electrical Panel | CUTLER & HAMMER | DNA | SSR07054 | OM00029193 | HRM | DNA | NA | DNA | NA | DNA | Other | 1200 | Electrical | 3PH | NA | NA | \Classifications\Building System Class\D50-Electrical SYS\D5010 - Elec Service & Dist\Electical Service and Distribution - ESD | 1012081
24-A8 | 24-A8 New Downtown Merced Courthouse | 24-A8-D5010-234-ATS01 | AUTOMATIC TRANSFER SWITCH | ASCO | DNA | DNA | OM00029192 |  | Exterior | NA | NA | NA | DNA | 480 | DNA | Electrical | 3 | NA | NA | \Classifications\Building System Class\D50-Electrical SYS\D5010 - Elec Service & Dist\Automatic Transfer Switch - ATS | 1012082
24-A8 | 24-A8 New Downtown Merced Courthouse | 24-A8-G2023-150-PEG01 | GAT | EAGLE CONTERL SYSTEMS INC | EAGLE D27645 | EAGLE-200-1HP | OM00029200 |  | Exterior East Gate | NA | NA | NA | 1 | 110 | 5 | Electrical | 1 | NA | NA | \Classifications\Building System Class\G20-Other Systems\G2020 - Parking Lots\Secured Parking Gate - PEG | 1012089
24-A8 | 24-A8 New Downtown Merced Courthouse | 24-A8-G2023-150-PEG02 | GAT | VIKING ACCESS SYSTEMS | 0311-313-14780 | F-1 | OM00029197 |  | Exterior South Side | NA | NA | NA | 1 | 120 |  | Electrical | 1 PH 60HZ |  |  | \Classifications\Building System Class\G20-Other Systems\G2020 - Parking Lots\Secured Parking Gate - PEG | 1012090
24-A8 | 24-A8 New Downtown Merced Courthouse | 24-A8-G2023-150-PEG03 | GAT | EAGLE CONTROL SYSTOM INC | EAGLE D27644 | EAGLE-200-1HP | OM00029199 |  | Exterior West Gate | NA | NA | NA | 1 | 120 | 5.0 | Electrical | 1 |  |  | \Classifications\Building System Class\G20-Other Systems\G2020 - Parking Lots\Secured Parking Gate - PEG | 1012091
24-A8 | 24-A8 New Downtown Merced Courthouse | 24-A8-G2050-200-LSC01 | LANDSCAPING | NA | NA | NA | OM00029211 |  | Exterior Landscape | NA | NA | NA | NA | NA | NA | NA | NA | NA | NA | \Classifications\Building System Class\G20-Other Systems\G2050 - Landscaping\Landscaping - LSC | 1012095
24-A8 | 24-A8 New Downtown Merced Courthouse | 24-A8-D5092-250-ELT20 | EXTERIOR LIGHTING | MULTIPLE | MULTIPLE | MULTIPLE | OM00029212 |  | DNA | NA | NA | NA | DNA | DNA | DNA | Electrical | DNA | NA | NA | \Classifications\Building System Class\D50-Electrical SYS\D5090 - Elec SYS\Exterior Lighting - ELT | 1012096
24-A8 | 24-A8 New Downtown Merced Courthouse | 24-A8-G2049-300-HSC01 | HARDSCAPE | NA | NA | NA | OM00029210 |  | NA | NA | NA | NA | NA | NA | NA | NA | NA | NA | NA | \Classifications\Building System Class\G20-Other Systems\G2040 - Site Development\Hardscape - HSC | 1012097
24-A8 | 24-A8 New Downtown Merced Courthouse | 24-A8-D2023-100-BFP01 | Boiler Backflow | WILKINS/ZURN | DNA | 975XL 1 1/2 | OM00029179 |  | Roof top | [10 empty] | \Classifications\Building System Class\D20-Plumbing\D2020 - Domestic Water\Backflow Preventer - BFP | 1014887
24-A8 | 24-A8 New Downtown Merced Courthouse | 24-A8-D5038-810-ITA07 | Intrusion Alarm System | GE |  | Networx NX-8V2 | OM00037486 |  | Central Control | NA | NA | NA |  | NA | NA | Electric |  |  |  | \Classifications\Building System Class\D50-Electrical SYS\D5030 - Comm & Security\Intrusion Alarm - ITA | 1015855
24-A8 | 24-A8 New Downtown Merced Courthouse | 24-A8-C1020-110-FRD03 | Jury Assembly Fire Door #1 | Marshfield |  | UBC7-2 | OM00037483 |  | Jury Assembly Room | NA | NA | NA |  | NA | NA | NA |  |  |  | \Classifications\Building System Class\C10-General Building Interior\C1020 - Fire Doors\Fire Doors - FRD | 1015857
24-A8 | 24-A8 New Downtown Merced Courthouse | 24-A8-C1020-110-FRD04 | Jury Assembly Fire Door #2 | Marshfield |  | UBC7-2 | OM00037484 |  | Jury Assembly Room | NA | NA | NA |  | NA | NA | NA |  |  |  | \Classifications\Building System Class\C10-General Building Interior\C1020 - Fire Doors\Fire Doors - FRD | 1015858
24-A8 | 24-A8 New Downtown Merced Courthouse | 24-A8-D3020-100-HET03 | Domestic hot water expansion tank | Bell & Gossett | 1BN002 | PT-12 | OM00037482 |  | Mechanical Room | NA | NA | NA |  | NA |  | NA |  |  |  | \Classifications\Building System Class\D30-HVAC Systems\D3020 - Heat SYS\Heater Water Expansion Tank - HET | 1015860
24-A8 | 24-A8 New Downtown Merced Courthouse | 24-A8-G2023-150-PEG05 | Sally Port Gate | VIKING ACCESS SYSTEMS | DNA | F-1 | OM00037274 | OM00029198 | South West | NA | NA | NA | 1 | 120 | DNA | Electric |  | NA | NA | \Classifications\Building System Class\G20-Other Systems\G2020 - Parking Lots\Secured Parking Gate - PEG | 1016867
24-A8 | 24-A8 New Downtown Merced Courthouse | 24-A8-D2040-100-PSU03 | Two (2) Pump System | Bell & Gossett | A0748904 | 2EC0311L | OM00037273 |  | DNA | NA | NA | NA | DNA | DNA | DNA | Electric |  | NA | NA | \Classifications\Building System Class\D20-Plumbing\D2040 - Rain Drain\Sump Pump - PSU | 1016868
24-A8 | 24-A8 New Downtown Merced Courthouse | 24-A8-D3068-100-BAS02 | BAS | SIEMENS | NA | NA | OM00039358 | OM00029169 | 1st Flr. Mech. Office | NA | NA | NA | NA | NA | NA | Electric |  | NA | NA | \Classifications\Building System Class\D30-HVAC Systems\D3060 - Control & Inst Air\Building Automation System - BAS | 1018036
24-A8 | 24-A8 New Downtown Merced Courthouse | 24-A8-D3050-250-ACU02 | Heat Pump / Condenser for | Mitsubishi Electric | 3YU03527A | PUZ-A36NHA4 | OM00029221 |  | South West outside of Sergeants Office and Control Room | NA |  | R-410A | 1 | 230 | 30 | Electric | 1 | NA | NA | \Classifications\Building System Class\D30-HVAC Systems\D3050 - Package SYS\Air Conditioning,Split System - ACU | 1018498
24-G1 | 24-G1 New Los Banos Courthouse | 24-G1-D5092-210-GEN01 | Emergency Generator GEN01 | Iveco | 9906865 | F3AE9685A-E | OM00045084 | N-9179-1-0 | East Side of Grounds in Generator Area | NA | NA | NA | 449 | 408 | NA | Diesel | NA | NA | NA | \Classifications\Building System Class\D50-Electrical SYS\D5090 - Elec SYS\Emergency Generator - GEN | 1020511
24-G1 | 24-G1 New Los Banos Courthouse | 24-G1-D3041-110-AHU01 | AC-1 - Air Handler | AAON | 201510-BNWW04776 | RN-050-3-0-EA09-EJL | OM00045057 |  | 2nd Flr Mezanine (Lower Roof) | NA | (24) 12X24X2 PLEATED (24) 12X24X4 PLEATED | R-410A | 10 & 7.5 | 460 | 150 | Electric | 3 | NA | NA | \Classifications\Building System Class\D30-HVAC Systems\D3040 - Distribution SYS\Air Handling Unit - AHU | 1021519
24-G1 | 24-G1 New Los Banos Courthouse | 24-G1-D3050-250-ACU01 | SCU-1 - Split System | LG | 502KCLH0GP36 | LUU247HV | OM00045059 |  | N.E. Corner of Upper Roof |  |  | R-410A |  | 280/230 | 30 | Electric | 1 |  |  | \Classifications\Building System Class\D30-HVAC Systems\D3050 - Package SYS\Air Conditioning,Split System - ACU | 1021521
24-G1 | 24-G1 New Los Banos Courthouse | 24-G1-D3050-250-ACU02 | SCU-2 - Split System | LG | 502KCKJ0GP41 | LUU247HV | OM00045060 |  | N.E. Corner of Upper Roof |  |  | R-410A |  | 208/230 | 30 | Electric | 1 |  |  | \Classifications\Building System Class\D30-HVAC Systems\D3050 - Package SYS\Air Conditioning,Split System - ACU | 1021522
24-G1 | 24-G1 New Los Banos Courthouse | 24-G1-D3021-130-BLR01 | Boiler #1 | Patterson-Kelly | W635-15-12131 | C-750 | OM00045078 |  | Northwest side of grounds in boiler area | NA | NA | NA | NA | 120 | DNA | Gas | DNA | 750,000 | 712,500 | \Classifications\Building System Class\D30-HVAC Systems\D3020 - Heat SYS\Boiler,Hot Water,Oil/Gas/Comb. - BLR | 1021525
24-G1 | 24-G1 New Los Banos Courthouse | 24-G1-D3021-130-BLR02 | Boiler #2 | Patterson-Kelly | W635-15-12132 | C-750 | OM00045079 |  | Northwest side of grounds in boiler area | NA | NA | NA | NA | 120 | DNA | Gas | DNA | 750,000 | 712,500 | \Classifications\Building System Class\D30-HVAC Systems\D3020 - Heat SYS\Boiler,Hot Water,Oil/Gas/Comb. - BLR | 1021526
24-G1 | 24-G1 New Los Banos Courthouse | 24-G1-D3041-110-AHU02 | AC-2 - Air Handler | AAON | 201510-BNWW04777 | RN-050-3-0-EA09-EJK | OM00045058 |  | 2nd Flr Mezanine (Lower Roof) | NA | (24) 12X24X2 PLEATED (24) 12X24X4 PLEATED | R-410A | 10 & 7.5 | 460 | 150 | Electric | 3 | NA | NA | \Classifications\Building System Class\D30-HVAC Systems\D3040 - Distribution SYS\Air Handling Unit - AHU | 1021520
24-G1 | 24-G1 New Los Banos Courthouse | 24-G1-D3050-250-ACU03 | SCU-3 - Split System | LG | 505KAGS1E311 | LSU360HV3 | OM00045061 |  | N.E. Corner of Upper Roof |  |  | R-410A |  | 208/230 | 25 | Electric | 1 |  |  | \Classifications\Building System Class\D30-HVAC Systems\D3050 - Package SYS\Air Conditioning,Split System - ACU | 1021523
24-G1 | 24-G1 New Los Banos Courthouse | 24-G1-D3050-250-ACU04 | SCU-4 - Split System | LG | 506KAPB0F088 | LSU180HSV4 | OM00045062 |  | S.W. Corner of Upper Roof |  |  | R-410A |  | 208/230 | 25 | Electric | 1 |  |  | \Classifications\Building System Class\D30-HVAC Systems\D3050 - Package SYS\Air Conditioning,Split System - ACU | 1021524
24-G1 | 24-G1 New Los Banos Courthouse | 24-G1-D3044-125-PHW01 | WHP-1 - Hot Water Pump #1 | Bell & Gossett | PH015427-A | 1.25 BC | OM00045080 |  | East Side of Grounds in Boiler Area |  | NA | NA | DNA | 208 | DNA | Electric | DNA | NA | NA | \Classifications\Building System Class\D30-HVAC Systems\D3040 - Distribution SYS\Hot Water Pump - PHW | 1021527
24-G1 | 24-G1 New Los Banos Courthouse | 24-G1-D3044-125-PHW02 | WHP-2 - Hot Water Pump #2 | Bell & Gossett | PH015427-B | 1.25 BC | OM00045081 |  | East Side of Grounds in Boiler Area | NA | NA | NA | DNA | 209 | DNA | Electric | DNA | NA | NA | \Classifications\Building System Class\D30-HVAC Systems\D3040 - Distribution SYS\Hot Water Pump - PHW | 1021528
24-G1 | 24-G1 New Los Banos Courthouse | 24-G1-D2023-100-BFP02 | 3/4" Fire Bypass Backflow | Wilkins | 4071880 | 950XLD | OM00045085 | ID#:2 | North Side of Grounds on G St. | NA | NA | NA | NA | NA | NA | NA | NA | NA | NA | \Classifications\Building System Class\D20-Plumbing\D2020 - Domestic Water\Backflow Preventer - BFP | 1021531
24-G1 | 24-G1 New Los Banos Courthouse | 24-G1-D2023-310-WBS01 | Landscaping Water Booster Pump | Emerson / Berkley | 0011A16R | S39504 | OM00045089 |  | North Side of Grounds on G St. |  | NA | NA |  | 208 |  | Electric | 3-Phase | NA | NA | \Classifications\Building System Class\D20-Plumbing\D2020 - Domestic Water\Domestic Water Booster System - WBS | 1021529
24-G1 | 24-G1 New Los Banos Courthouse | 24-G1-D2023-100-BFP01 | 6" Fire Backflow | Wilkins | 46478 | 350 DA | OM00045086 | ID#:1 | North Side of Grounds on G St. | NA | NA | NA | NA | NA | NA | NA | NA | NA | NA | \Classifications\Building System Class\D20-Plumbing\D2020 - Domestic Water\Backflow Preventer - BFP | 1021530
24-G1 | 24-G1 New Los Banos Courthouse | 24-G1-D2023-100-BFP03 | 1 1/2" Domestic Backflow | Wilkins | 3963751 | 975XLD | OM00045087 | ID#:3 | North Side of Grounds on G St. | NA | NA | NA | NA | NA | NA | NA | NA | NA | NA | \Classifications\Building System Class\D20-Plumbing\D2020 - Domestic Water\Backflow Preventer - BFP | 1021532
24-G1 | 24-G1 New Los Banos Courthouse | 24-G1-D2023-100-BFP04 | 1/2" Landscaping Backflow | Wilkins | 1014819 | 975XL2 | OM00045088 | ID#:4 | North Side of Grounds on G St. | NA | NA | NA | NA | NA | NA | NA | NA | NA | NA | \Classifications\Building System Class\D20-Plumbing\D2020 - Domestic Water\Backflow Preventer - BFP | 1021533
24-G1 | 24-G1 New Los Banos Courthouse | 24-G1-G2023-150-PEG01 | Sally Port Gate Exit Opener | Lift Master | 5015N1144 | SL595-200-43-G3 | OM00045083 |  | Grounds Sally Port Area | NA | NA | NA | NA | 208 | DNA | Electric | DNA | NA | NA | \Classifications\Building System Class\G20-Other Systems\G2020 - Parking Lots\Secured Parking Gate - PEG | 1021534
24-G1 | 24-G1 New Los Banos Courthouse | 24-G1-G2023-150-PEG02 | Sally Port Gate Entrance Opener | Lift Master | 5015N1138 | SL595-200-43-G3 | OM00045082 |  | Grounds Sally Port Area | NA | NA | NA | NA | 208 | DNA | Electric | DNA | NA | NA | \Classifications\Building System Class\G20-Other Systems\G2020 - Parking Lots\Secured Parking Gate - PEG | 1021535
24-G1 | 24-G1 New Los Banos Courthouse | 24-G1-G2023-150-PEG03 | Judges Parking lot Gate Opener | Lift Master | 5015N1143 | SL595-200-43-G3 | OM00045075 |  | Grounds Judges Parking Lot | NA | NA | NA | 2 | 460 | DNA | Electric | 3 | NA | NA | \Classifications\Building System Class\G20-Other Systems\G2020 - Parking Lots\Secured Parking Gate - PEG | 1021536
24-G1 | 24-G1 New Los Banos Courthouse | 24-G1-D1010-100-ELE01 | Elevator #1 - Inmate - State ID # 170153 | Schindler | 6993C01G02 | E1B213M | OM00045090 | State ID# 170153 | 1st. Flr. Elevator Rm. | NA | NA | NA | NA | 480 |  | Electric |  | NA | NA | \Classifications\Building System Class\D10-Conveyance Systems\D1010 - Elevator\Elevator,Electric,Pass/Freight - ELE | 1021537
24-G1 | 24-G1 New Los Banos Courthouse | 24-G1-B2033-120-DOR01 | ADA Employee Exit Door | Oldcastle | 47770 | UNABLE TO LOCATE | OM00045068 |  | 1st. Flr. Employee Exit | NA | NA | NA | NA | 120 | DNA | Electric | DNA | NA | NA | \Classifications\Building System Class\B20-General Building Exterior\B2030 - Exterior Doors\Door,Automatic-Sliding,Revolving - DOR | 1021540
24-G1 | 24-G1 New Los Banos Courthouse | 24-G1-D1010-100-ELE02 | Elevator #2 - Employee - State ID # 170152 | Schindler | 69930C01G02 | E1B217M | OM00045069 | State ID# 170152 | 1st. Flr. Elevator Rm. | NA | NA | NA | 30 | 480 | DNA | Electric | DNA | NA | NA | \Classifications\Building System Class\D10-Conveyance Systems\D1010 - Elevator\Elevator,Electric,Pass/Freight - ELE | 1021538
24-G1 | 24-G1 New Los Banos Courthouse | 24-G1-D1010-100-ELE03 | Elevator #3 - State ID # 170151 | Schindler | 6993C01G02 | E1B217M | OM00045070 | State ID# 170151 | 1st. Flr. Elevator Rm. | NA | NA | NA | 30 | 480 | DNA | Electric | DNA | NA | NA | \Classifications\Building System Class\D10-Conveyance Systems\D1010 - Elevator\Elevator,Electric,Pass/Freight - ELE | 1021539
24-G1 | 24-G1 New Los Banos Courthouse | 24-G1-B2033-120-DOR02 | ADA Main Double Door Entrance | NA | NA | NA | OM00045067 |  | 1st. Flr. Public Entrance | NA | NA | NA | NA | 120 | DNA | Electric | DNA | NA | NA | \Classifications\Building System Class\B20-General Building Exterior\B2030 - Exterior Doors\Door,Automatic-Sliding,Revolving - DOR | 1021541
24-G1 | 24-G1 New Los Banos Courthouse | 24-G1-D3012-120-GMR01 | Gas Smart Meter #61686517 | PG&E Smart Meter | 1514383 | 2H175 | OM00045077 |  | Grounds in Boiler Area | NA | NA | NA | NA | NA | NA | Gas | NA |  |  | \Classifications\Building System Class\D30-HVAC Systems\D3010 - Energy Supply\Gas Meter Readings - GMR | 1021545
24-G1 | 24-G1 New Los Banos Courthouse | 24-G1-D2022-260-HWG01 | Gas Water Heater | State Industries, Inc. | 1535M001217 | SUF100150NE200 | OM00045065 |  | 2nd Flr. Janitors Closet | NA | NA | NA | NA | DNA | DNA | Natural gas | DNA | DNA | 1000BTU/Hr | \Classifications\Building System Class\D20-Plumbing\D2020 - Domestic Water\Domestic Water Heater, Gas - HWG | 1021542
24-G1 | 24-G1 New Los Banos Courthouse | 24-G1-C1020-110-FRD01 | Fire Door 2nd Flr. By Public Stairway | Intertek | WHI-0136415 | W/N1418 | OM00045064 |  | 2nd. Flr. By Public Stairway | [10 empty] | \Classifications\Building System Class\C10-General Building Interior\C1020 - Fire Doors\Fire Doors - FRD | 1021543
24-G1 | 24-G1 New Los Banos Courthouse | 24-G1-C1020-110-FRD02 | Fire Double Door 2nd Flr. In Public Hall near RR | NA | NA | NA | OM00045063 |  |  | NA | NA | NA | NA | DNA | DNA | NA | DNA | NA | NA | \Classifications\Building System Class\C10-General Building Interior\C1020 - Fire Doors\Fire Doors - FRD | 1021544
24-G1 | 24-G1 New Los Banos Courthouse | 24-G1-D5010-110-EMT01 | Electrical Smart Meter | PG&E Smart Meter | 1009515128 | NIC314K | OM00045076 |  | Gounds Outside of Judges Parking Lot | NA | NA | NA | NA | 120/480 | DNA | Electric | DNA | NA | NA | \Classifications\Building System Class\D50-Electrical SYS\D5010 - Elec Service & Dist\Electric Meter Readings - EMT | 1021546
24-G1 | 24-G1 New Los Banos Courthouse | 24-G1-D5010-200-ESD01 | SHD ELE Distribution Panel | Square D | 1235947830060000 | E-1 | OM00045073 |  | 1st. Flr. Electrical Rm. | NA | NA | NA | NA | 480/277 | DNA | Electric | DNA | NA | NA | \Classifications\Building System Class\D50-Electrical SYS\D5010 - Elec Service & Dist\Electical Service and Distribution - ESD | 1021547
24-G1 | 24-G1 New Los Banos Courthouse | 24-G1-D5092-100-UPS01 | Emergency Lighting UPS (8 Batteries) | Myers Power Products | 91050L1-1 | 6-E-3-S-BA2008-C-M-SNMP-T-Z | OM00045074 |  | 1st. Floor Electrical Rm. | NA | NA | NA | NA | 277 | DNA | Electric and lead-sulfuric acid | DNA | NA | NA | \Classifications\Building System Class\D50-Electrical SYS\D5090 - Elec SYS\Uninterruptible Power System - UPS | 1021548
24-G1 | 24-G1 New Los Banos Courthouse | 24-G1-D5010-234-ATS01 | Power Transfer & Bypass Switch | Emerson | 1247025 | ASCO 7000 Series | OM00045072 |  | 1st. Flr. Electrical Rm. | NA | NA | NA | NA | 480 | DNA | Electric | DNA | NA | NA | \Classifications\Building System Class\D50-Electrical SYS\D5010 - Elec Service & Dist\Automatic Transfer Switch - ATS | 1021549
24-G1 | 24-G1 New Los Banos Courthouse | 24-G1-D5010-234-ATS02 | Main Switch Board | SQUARE D | 35947483-001 | A3014337 | OM00045071 |  | 1st. Floor Electrical Rm. | NA | NA | NA | NA | 480 | DNA | Electric | DNA | NA | NA | \Classifications\Building System Class\D50-Electrical SYS\D5010 - Elec Service & Dist\Automatic Transfer Switch - ATS | 1021550
24-G1 | 24-G1 New Los Banos Courthouse | 24-G1-D2023-310-HWP01 | Hot Water Circulation Pump | Grundfos | 59898214 | UP15-18B5 | OM00045066 |  | 2nd Flr. Janitors Closet | NA | NA | NA | 1/4 | 120V | DNA | Electric | DNA | NA | NA | \Classifications\Building System Class\D20-Plumbing\D2020 - Domestic Water\Domestic Hot Water Circulating Pump - HWP | 1021551
24-G1 | 24-G1 New Los Banos Courthouse | 24-G1-B3010-100-RUF01 | Roof | NA | NA | NA | OM00045096 |  | Throughout Building | NA | NA | NA | NA | NA | NA | NA | NA | NA | NA | \Classifications\Building System Class\B30-Roofing\B3010 - Roof Types\Roof - RUF | 1021555
24-G1 | 24-G1 New Los Banos Courthouse | 24-G1-B2010-100-BLD01 | Building | NA | NA | NA | OM00045097 |  | Throughout Building | NA | NA | NA | NA | NA | NA | NA | NA | NA | NA | \Classifications\Building System Class\B20-General Building Exterior\B2010 - Exterior Walls\Building - BLD | 1021552
24-G1 | 24-G1 New Los Banos Courthouse | 24-G1-D5092-250-EML01 | Emergency Lights | Watt Stopper | NA | LMEP48 | OM00045092 |  | Throughout Building | NA | NA | NA | NA | 115V/ 277V | Multiple | Electric | Multiple | NA | NA | \Classifications\Building System Class\D50-Electrical SYS\D5090 - Elec SYS\Emergency And Exit Lighting - EML | 1021553
24-G1 | 24-G1 New Los Banos Courthouse | 24-G1-D5092-250-ELT116 | Exterior Lights | Watt Stopper | NA | LMEP48 | OM00045093 |  | Throughout Building | NA | NA | NA | NA | 115V/ 277V | Multiple | Electric | Multiple | NA | NA | \Classifications\Building System Class\D50-Electrical SYS\D5090 - Elec SYS\Exterior Lighting - ELT | 1021554
24-G1 | 24-G1 New Los Banos Courthouse | 24-G1-G2049-300-HSC01 | Hardscape | NA | NA | NA | OM00045095 |  | Throughout Building | NA | NA | NA | NA | NA | NA | NA | NA | NA | NA | \Classifications\Building System Class\G20-Other Systems\G2040 - Site Development\Hardscape - HSC | 1021556
24-G1 | 24-G1 New Los Banos Courthouse | 24-G1-G2050-200-LSC01 | Landscape | NA | NA | NA | OM00045094 |  | Throughout Building | NA | NA | NA | NA | NA | NA | NA | NA | NA | NA | \Classifications\Building System Class\G20-Other Systems\G2050 - Landscaping\Landscaping - LSC | 1021557
24-G1 | 24-G1 New Los Banos Courthouse | 24-G1-D4031-100-FEX17 | Fire Extinguishers | JL Industries | Multiple | Class ABC | OM00045091 |  | Throughout Building | NA | NA | NA | NA | NA | NA | NA | NA | NA | NA | \Classifications\Building System Class\D40-Fire Protection SYS\D4030 - FIRE SPEC\Fire Extinguisher - FEX | 1021558
24-G1 | 24-G1 New Los Banos Courthouse | 24-G1-D4010-150-FMS01 | Fire Sprinkler System - 2 nd. Flr | Cosco Fire Protection | NA | NA | OM00045099 |  | 2nd Flr. 15 sprinklers throughout 2nd floor/ North side next to the judges parking lot in FAP/FMS Room | NA | NA | NA | NA | NA | NA | NA | NA | NA | NA | \Classifications\Building System Class\D40-Fire Protection SYS\D4010 - Sprinkler SYS\Fire Systems, stand pipes - FMS | 1021559
24-G1 | 24-G1 New Los Banos Courthouse | 24-G1-D5037-710-FAP01 | Fire Alarm Panel | GE | UATL | EST3 | OM00045098 |  | North side next to the judges parking lot in FAP Room | NA | NA | NA | NA | 120 | DNA | Electric | DNA | NA | NA | \Classifications\Building System Class\D50-Electrical SYS\D5030 - Comm & Security\Fire Alarm Panel - FAP | 1021560
24-G1 | 24-G1 New Los Banos Courthouse | 24-G1-D2023-310-WBS02 | Domestic Water Booster System WBS02 | Flow Therm | FAB15-100 | 70VS-02 | OM00045101 |  | Grounds in the Equipment Area next to the Judges Parking lot by Boilers. | NA | NA | NA | 5 | 230/460 | 11.8/5.9 | Electric | 3 | NA | NA | \Classifications\Building System Class\D20-Plumbing\D2020 - Domestic Water\Domestic Water Booster System - WBS | 1021561
24-G1 | 24-G1 Robert M. Falasco Justice Center | 24-G1-D4010-150-FMS02 | Fire Sprinkler System - 1 st. Flr | Cosco Fire Protection | NA | NA | OM00045100 |  | 1st Flr.13 sprinklers throughout 1st floor/North side next to the judges parking lot in FAP/FMS Room | NA | NA | NA | NA | NA | NA | NA | NA | NA | NA | \Classifications\Building System Class\D40-Fire Protection SYS\D4010 - Sprinkler SYS\Fire Systems, stand pipes - FMS | 1021637
25-A1 | 25-A1 Barclay Justice Center | 25-A1-B3010-100-RUF01 | Roof - RUF | NA | NA | NA | OM00027058 |  | DNA | NA | NA | NA | NA | NA | NA | NA | DNA | NA | NA | \Classifications\Building System Class\B30-Roofing\B3010 - Roof Types\Roof - RUF | 1009235
25-A1 | 25-A1 Barclay Justice Center | 25-A1-D2022-100-HWE01 | Dom. Water Heater - Electric | Reliance | 0942J001857 | 620S0MSK---200 | OM00003988 | Dom Water Heater | South furnace room | NA | NA | NA | NA | 120 | DNA | Electrical | DNA | NA | NA | \Classifications\Building System Class\D20-Plumbing\D2020 - Domestic Water\Domestic Water Heater, Electric - HWE | 1009236
25-A1 | 25-A1 Barclay Justice Center | 25-A1-D5092-250-EML04 | Light, Emergency, Hardwired System EML01 | Emergency Lighting and Power Equipment | NA | Biz Line E9883887 | OM00027054 | OM00004241 | Thru-out Facility | NA | NA | NA | NA | 120 Volts | .02 amps | NA | Single | NA | NA | \Classifications\Building System Class\D50-Electrical SYS\D5090 - Elec SYS\Emergency And Exit Lighting - EML | 1009255
25-A1 | 25-A1 Barclay Justice Center | 25-A1-D4031-100-FEX07 | Fire Extinguisher - FEX07 | Amerex | NA | NA | OM00027053 |  | THROUGHOUT BUILDING | NA | NA | NA | NA | NA | NA | NA | NA | NA | NA | \Classifications\Building System Class\D40-Fire Protection SYS\D4030 - FIRE SPEC\Fire Extinguisher - FEX | 1009818
25-A1 | 25-A1 Barclay Justice Center | 25-A1-D5010-200-ESD02 | Main Electrical Panel for Service to Bldg. SBR01 | Square D Commercial | NA | NA | OM00027317 |  | Employee Hallway East Wall | NA | NA | NA | NA | 240 | 225 | Electric | 3PH | NA | NA | \Classifications\Building System Class\D50-Electrical SYS\D5010 - Elec Service & Dist\Electical Service and Distribution - ESD | 1010344
25-A1 | 25-A1 Barclay Justice Center | 25-A1-D3031-210-CDR09 | Condensor CDR09 | Bryant | 2910E02090 | 113APA060-G | OM00027320 |  | Exterior West Side | NA | NA | R-410A | NA | 208/230V | 30A | Electrical |  | NA | NA | \Classifications\Building System Class\D30-HVAC Systems\D3030 - Cooling SYS\Condensing Unit, Air Cooled - CDR | 1011002
25-A1 | 25-A1 Barclay Justice Center | 25-A1-D3031-210-CDR08 | Condesor - CDR08 | Bryant | 3010E00002 | 113APA048-E | OM00027319 |  | Exterior West Side | NA | NA | R-22 | NA | 208/230 V | 30 max fuse | Electrical | 3 PH | NA | NA | \Classifications\Building System Class\D30-HVAC Systems\D3030 - Cooling SYS\Condensing Unit, Air Cooled - CDR | 1011003
25-A1 | 25-A1 Barclay Justice Center | 25-A1-D3050-122-FAH05 | Bryant Propane Furnace #5 | Bryant | 5109A63303 5A212-51 | 359BAV060100AAAA | OM00027322 |  | FLOOR 1, #2 East Side of Furnace South Side of Bldg. | NA | Washable | NA | NA | 120 | 20 | Propane | 1 | 100,000 | 90,000 | \Classifications\Building System Class\D30-HVAC Systems\D3050 - Package SYS\Forced Air Heater,Oil/Gas fired - FAH | 1011032
25-A1 | 25-A1 Barclay Justice Center | 25-A1-D3050-122-FAH06 | Bryant Propane Furnace #6 | Bryant | 0910A59768 | 359BAV060100AAAA | OM00027321 |  | FLOOR 1, #1 West Side of Furnace South Side of Bldg. | NA | Washable | NA | NA | 120 | 20 | Propane | 1 | 100,000 | 90,000 | \Classifications\Building System Class\D30-HVAC Systems\D3050 - Package SYS\Forced Air Heater,Oil/Gas fired - FAH | 1011033
25-A1 | 25-A1 Barclay Justice Center | 25-A1-B2010-100-BLD01 | Building | NA | NA | NA | OM00027059 | NA | Building | NA | NA | NA | NA | NA | NA | NA | NA | NA | NA | \Classifications\Building System Class\B20-General Building Exterior\B2010 - Exterior Walls\Building - BLD | 1012098
25-A1 | 25-A1 Barclay Justice Center | 25-A1-G3063-100-AST02 | Propane Tank 400gal | American | 7CEQ4371 | NA | OM00037176 |  | NW OF BUILDING | NA | NA | NA | NA | NA | NA | Propane | NA | NA | NA | \Classifications\Building System Class\G30-Site Mechanical Utilities\G3060 - Fuel Distribution\Tank, Fuel Storage, Above Ground - AST | 1012099
25-A1 | 25-A1 Barclay Justice Center | 25-A1-G2050-200-LSC01 | Landscape | Landscape | NA | NA | OM00027056 |  | Exterior Landscape | NA | NA | NA | NA | NA | NA | NA | NA | NA | Na | \Classifications\Building System Class\G20-Other Systems\G2050 - Landscaping\Landscaping - LSC | 1012100
25-A1 | 25-A1 Barclay Justice Center | 25-A1-D5092-250-ELT19 | Exterior Lights | MULTIPLE | MULTIPLE | MULTIPLE | OM00027055 |  | Exterior Lights | NA | NA | NA | NA | 120 V | Less than 30 amps | Electrical | 1 Ph | NA | NA | \Classifications\Building System Class\D50-Electrical SYS\D5090 - Elec SYS\Exterior Lighting - ELT | 1012101
25-A1 | 25-A1 Barclay Justice Center | 25-A1-G2049-300-HSC01 | Parking and sidewalks (Hardscape) | NA | NA | NA | OM00027057 |  | Exterior | NA | NA | NA | NA | NA | NA | NA | NA | NA | NA | \Classifications\Building System Class\G20-Other Systems\G2040 - Site Development\Hardscape - HSC | 1012102
25-A1 | 25-A1 Barclay Justice Center | 25-A1-D3050-122-FAH07 | Propane Furnace 01 | International Comfort Products | A133046821 | F9MVE1002120A1 | OM00027245 | OM00003997 | serves back of Courtroom | NA | 20x20x1 | NA | 1 | 110 | 11.8 | Other |  | 100,000 | 75,000 | \Classifications\Building System Class\D30-HVAC Systems\D3050 - Package SYS\Forced Air Heater,Oil/Gas fired - FAH | 1016298
25-A1 | 25-A1 Barclay Justice Center | 25-A1-D3050-122-FAH08 | Propane Furnace 02 | International Comfort Products | A132650790 | F9MVE1002120A1 | OM00027246 | OM00003998 | Attic | (1) 20x20x1 | DNA | NA | 1 | 110 | 11.8 | Other |  | 100,000 | 75,000 | \Classifications\Building System Class\D30-HVAC Systems\D3050 - Package SYS\Forced Air Heater,Oil/Gas fired - FAH | 1016299
25-A1 | 25-A1 Barclay Justice Center | 25-A1-D3050-122-FAH09 | Propane Furnace 03 | International Comfort Products | A132546072 | F9MVE1002120A1 | OM00027247 | OM00003999 | Attic | (1) 20x20x1 | DNA | NA | 1 | 110 | 11.8 | Other |  | 100,000 | 75,000 | \Classifications\Building System Class\D30-HVAC Systems\D3050 - Package SYS\Forced Air Heater,Oil/Gas fired - FAH | 1016300
25-A1 | 25-A1 Barclay Justice Center | 25-A1-D3050-122-FAH10 | Forced Air Furnace 04 | International Comfort Products | A132546076 | F9MVE1002120A1 | OM00027248 | OM00004000 | Attic | (1) 20x20x1 | DNA | NA | 1 | 110 | 11.8 | Other | DNA | 100,000 | 75,000 | \Classifications\Building System Class\D30-HVAC Systems\D3050 - Package SYS\Forced Air Heater,Oil/Gas fired - FAH | 1016301
25-A1 | 25-A1 Barclay Justice Center | 25-A1-D2022-100-HWE02 | Water Heater 19 Gallons | Reliance | 0942J001854 | 620S0MK - 200 | OM00037201 |  | 1st Floor -Janitors Closet | NA | NA | NA | NA | 120 | DNA | Electric | DNA | NA | NA | \Classifications\Building System Class\D20-Plumbing\D2020 - Domestic Water\Domestic Water Heater, Electric - HWE | 1016872
25-A1 | 25-A1 Barclay Justice Center | 25-A1-D5010-200-ESD01 | Main electrical panel | GE | 47716997 | MM1211 | OM00037173 | NA | Electrical Room | NA | NA | NA | NA | 120 | 800 | Electric | 3 | NA | NA | \Classifications\Building System Class\D50-Electrical SYS\D5010 - Elec Service & Dist\Electical Service and Distribution - ESD | 1016873
25-A1 | 25-A1 Barclay Justice Center | 25-A1-D3050-250-ACU02 | ACU Split system 2 | ComfortStar | 527122134030032 | CHP030CD | OM00027249 |  | Exterior | NA | NA | R-410A | NA | 230 | 14 | Electric | 1 | NA | NA | \Classifications\Building System Class\D30-HVAC Systems\D3050 - Package SYS\Air Conditioning,Split System - ACU | 1017189
25-A1 | 25-A1 Barclay Justice Center | 25-A1-D3031-210-CDR12 | Air Conditioner 03 | Bryant | 1214E19385 | 113APA036-E | OM00027238 | OM00003985 | Equip Pad on west side | NA | NA | R-410A | 1/4 | 208/230 | 20 | Electric | 3 | NA | NA | \Classifications\Building System Class\D30-HVAC Systems\D3030 - Cooling SYS\Condensing Unit (Air and/or Water) - CDR | 1017654
25-A1 | 25-A1 Barclay Justice Center | 25-A1-D3031-210-CDR10 | Air Conditioner 01 | Bryant | 1214E19383 | 113APA036-E | OM00027237 | OM00004007 | Equip Pad on west side | NA | NA | R-410A | 1/4 | 208/230 | 20 | Electric | 3 | NA | NA | \Classifications\Building System Class\D30-HVAC Systems\D3030 - Cooling SYS\Condensing Unit (Air and/or Water) - CDR | 1017653
25-A1 | 25-A1 Barclay Justice Center | 25-A1-D3031-210-CDR11 | Air Conditioner 02 | Bryant | 1214E19376 | 113APA036-E | OM00027239 | OM00004008 | Equip Pad on west side | NA | NA | R-410A | 1/4 | 208/230 | 20 | Electric | 3 | NA | NA | \Classifications\Building System Class\D30-HVAC Systems\D3030 - Cooling SYS\Condensing Unit (Air and/or Water) - CDR | 1017760
25-A1 | 25-A1 Barclay Justice Center | 25-A1-D3031-210-CDR13 | Air Conditioner 04 | Bryant | 1214E19367 | 113APA036-E | OM00027240 | OM00003986 | Equip Pad on west side | NA | NA | R-410A | 1/4 | 208/230 | 20 | Electric | 3 | NA | NA | \Classifications\Building System Class\D30-HVAC Systems\D3030 - Cooling SYS\Condensing Unit (Air and/or Water) - CDR | 1017761
25-A1 | 25-A1 Barclay Justice Center | 25-A1-D5037-710-FAP02 | Fire Alarm Panel - FAP | Gamewell | S1869 | SLP-E3 | OM00031063 | OM00027316 | 1st Flr. Hall Next to Courtroom | NA | NA | NA | NA | NA | NA | Electric |  | NA | NA | \Classifications\Building System Class\D50-Electrical SYS\D5030 - Comm & Security\Fire Alarm Panel - FAP | 1019420
26-B2 | 26-B2 New Mammoth Lakes Courthouse | 26-B2-B2010-100-BLD01 | Building 23,210 SF | NA | NA | NA | OM00027616 |  | Building | NA | NA | NA | NA | NA | NA | NA | NA | NA | NA | \Classifications\Building System Class\B20-General Building Exterior\B2010 - Exterior Walls\Building - BLD | 1012103
26-B2 | 26-B2 New Mammoth Lakes Courthouse | 26-B2-B3010-100-RUF01 | Roof 13,822 SF | NA | NA | NA | OM00027615 |  | Roof | NA | NA | NA | NA | NA | NA | NA | NA | NA | NA | \Classifications\Building System Class\B30-Roofing\B3010 - Roof Types\Roof - RUF | 1012104
26-B2 | 26-B2 New Mammoth Lakes Courthouse | 26-B2-D1010-100-ELE01 | Elevator 1 - Passenger Elevator B - Passenger | ThyssenKrupp | EAM468 | TAC 20 | OM00027707 | State ID# 160571 | Lobby | NA | NA | NA | NA | 208 | DNA | Electrical | 3 | NA | NA | \Classifications\Building System Class\D10-Conveyance Systems\D1010 - Elevator\Elevator,Electric,Pass/Freight - ELE | 1012105
26-B2 | 26-B2 New Mammoth Lakes Courthouse | 26-B2-D1010-100-ELE02 | Elevator 2 - In-Custody Elevator A - In-Custody | ThyssenKrupp | P50708 | TAC 20 | OM00027708 | State ID# 160572 | Holding Area | NA | NA | NA | NA | 208 | DNA | Electrical | 3 | NA | NA | \Classifications\Building System Class\D10-Conveyance Systems\D1010 - Elevator\Elevator,Electric,Pass/Freight - ELE | 1012106
26-B2 | 26-B2 New Mammoth Lakes Courthouse | 26-B2-D2023-310-HWP01 | BP1 - Boiler Pump | Bell & Gossett | PH008544-A | Bell & Gossett 80 3x7 | OM00027741 |  | Mechanical Room | NA | NA | NA | .75 | 208 | 5.3 | Electrical | 1 | NA | NA | \Classifications\Building System Class\D20-Plumbing\D2020 - Domestic Water\Domestic Hot Water Circulating Pump - HWP | 1012107
26-B2 | 26-B2 New Mammoth Lakes Courthouse | 26-B2-D2023-310-HWP02 | BP2 - Boiler Pump | Bell & Gossett | PH008544-B | Bell & Gossett 80 3x7 | OM00027740 |  | Mechanical Room | NA | NA | NA | .75 | 208 | 5.5 | Electrical | 1 | NA | NA | \Classifications\Building System Class\D20-Plumbing\D2020 - Domestic Water\Domestic Hot Water Circulating Pump - HWP | 1012108
26-B2 | 26-B2 New Mammoth Lakes Courthouse | 26-B2-D2023-310-HWP03 | HHWP1 - Hot Water Pump for Convectors | Bell & Gossett | PH008540-B | Bell & Gossett 80 1.5x9.5 | OM00027758 |  | Mechanical Room | NA | NA | NA | 1 | 208 | DNA | Electrical | 1 | NA | NA | \Classifications\Building System Class\D20-Plumbing\D2020 - Domestic Water\Domestic Hot Water Circulating Pump - HWP | 1012109
26-B2 | 26-B2 New Mammoth Lakes Courthouse | 26-B2-D2023-310-HWP04 | HHWP2 - Hot Water Pump for Convectors | Bell & Gossett | PH008540-A | Bell & Gossett 80 1.5x7 | OM00027760 |  | Mechanical Room | NA | NA | NA | 1 | 208 | DNA | Electrical | 1 | NA | NA | \Classifications\Building System Class\D20-Plumbing\D2020 - Domestic Water\Domestic Hot Water Circulating Pump - HWP | 1012110
26-B2 | 26-B2 New Mammoth Lakes Courthouse | 26-B2-D2023-310-HWP05 | HHWP3 - Hot Water Pump for Reheat | Bell & Gossett | PH008541-B | Bell & Gossett 80 1.5x7 | OM00027757 |  | Mechanical Room | DNA | DNA | DNA | .75 | 208 | DNA | Electrical | 1 | NA | NA | \Classifications\Building System Class\D20-Plumbing\D2020 - Domestic Water\Domestic Hot Water Circulating Pump - HWP | 1012111
26-B2 | 26-B2 New Mammoth Lakes Courthouse | 26-B2-D2023-310-HWP06 | HHWP4 - Hot Water Pump for Reheat | Bell & Gossett | PH008541-A | Bell & Gossett 80 1.5x7 | OM00027759 |  | Mechanical Room | NA | NA | NA | .75 | 208 | DNA | Electrical | 1 | NA | NA | \Classifications\Building System Class\D20-Plumbing\D2020 - Domestic Water\Domestic Hot Water Circulating Pump - HWP | 1012112
26-B2 | 26-B2 New Mammoth Lakes Courthouse | 26-B2-D2023-310-HWP07 | HHWP5 - Hot Water Pump for Primary Heating Coil | Bell & Gossett | PH008542-B | Bell & Gossett 80 2.5x7 | OM00027701 |  | Mechanical Room | NA | NA | NA | .75 | 208 | 2.9 | Electrical | 3 | NA | NA | \Classifications\Building System Class\D20-Plumbing\D2020 - Domestic Water\Domestic Hot Water Circulating Pump - HWP | 1012113
26-B2 | 26-B2 New Mammoth Lakes Courthouse | 26-B2-D2023-310-HWP08 | HHWP6 - Hot Water Pump for Primary Heating Coil | Bell & Gossett | PH008542-A | Bell & Gossett 80 2.5x7 | OM00027702 |  | Mechanical Room | NA | NA | NA | .75 | 208 | 2.9 | Electrical | 3 | NA | NA | \Classifications\Building System Class\D20-Plumbing\D2020 - Domestic Water\Domestic Hot Water Circulating Pump - HWP | 1012114
26-B2 | 26-B2 New Mammoth Lakes Courthouse | 26-B2-D2023-310-HWP09 | HHWP7 - Hot Water Pump for Snow Melt | Bell & Gossett | PH00843-B | Bell & Gossett 80 2.5x7 | OM00027756 |  | Mechanical Room | NA | NA | NA | .75 | 208 | DNA | Electrical | 1 | NA | NA | \Classifications\Building System Class\D20-Plumbing\D2020 - Domestic Water\Domestic Hot Water Circulating Pump - HWP | 1012115
26-B2 | 26-B2 New Mammoth Lakes Courthouse | 26-B2-D2023-310-HWP10 | HHWP8 - Hot Water Pump for Snow Melt | Bell & Gossett | PH008543-A | Bell & Gossett 80 2.5x7 | OM00027755 |  | Mechanical Room | NA | NA | NA | .75 | 208 | DNA | Electrical | 1 | NA | NA | \Classifications\Building System Class\D20-Plumbing\D2020 - Domestic Water\Domestic Hot Water Circulating Pump - HWP | 1012116
26-B2 | 26-B2 New Mammoth Lakes Courthouse | 26-B2-D2023-310-HWP11 | PHWP1 - Hot Water Pre-Heat Pump | Bell & Gossett | PH008574-B | Bell & Gossett 80 1531 2BC | OM00027751 |  | Mechanical Room | NA | NA | NA | 1.5 | 208 | DNA | Electrical | 3 | NA | NA | \Classifications\Building System Class\D20-Plumbing\D2020 - Domestic Water\Domestic Hot Water Circulating Pump - HWP | 1012117
26-B2 | 26-B2 New Mammoth Lakes Courthouse | 26-B2-D2023-310-HWP12 | PHWP2 - Hot Water Pre-Heat Pump | Bell & Gossett | PH008574-A | Bell & Gossett 80 1531 2BC | OM00027750 |  | Mechanical Room | NA | NA | NA | 1.5 | 208 | DNA | Electrical | 3 | NA | NA | \Classifications\Building System Class\D20-Plumbing\D2020 - Domestic Water\Domestic Hot Water Circulating Pump - HWP | 1012118
26-B2 | 26-B2 New Mammoth Lakes Courthouse | 26-B2-D2023-310-HWP13 | SMWP1 - Hot Water Snow Melt Pump | Bell & Gossett | NA | Bell & Gossett 1531 1-1/4BC | OM00027738 |  | Mechanical Room | NA | NA | NA | 3 | 208 | DNA | Electrical | 3 | NA | NA | \Classifications\Building System Class\D20-Plumbing\D2020 - Domestic Water\Domestic Hot Water Circulating Pump - HWP | 1012119
26-B2 | 26-B2 New Mammoth Lakes Courthouse | 26-B2-D2023-310-HWP14 | SMWP2 - Hot Water Snow Melt Pump | Bell & Gossett | NA | Bell & Gossett 1531 1-1/4BC | OM00027737 |  | Mechanical Room | NA | NA | NA | 3 | 208 | DNA | Electrical | 3 | NA | NA | \Classifications\Building System Class\D20-Plumbing\D2020 - Domestic Water\Domestic Hot Water Circulating Pump - HWP | 1012120
26-B2 | 26-B2 New Mammoth Lakes Courthouse | 26-B2-D2022-260-HWG01 | Domestic Hot Water Heater 75 Gal | Bradford White | GL14139685 | DH75T60FS3X | OM00027752 |  | Mechanical Room | NA | NA | NA | NA | NA | NA | Natural Gas | NA | 57000 | NA | \Classifications\Building System Class\D20-Plumbing\D2020 - Domestic Water\Domestic Water Heater, Gas - HWG | 1012121
26-B2 | 26-B2 New Mammoth Lakes Courthouse | 26-B2-D3021-110-BLR01 | Boiler 1 | Aerco International, Inc. | 1060-09-0054HP | MLX1060HP | OM00027743 |  | Mechanical Room | NA | NA | NA | NA | 120 | 4.2 | Gas | 1 | 1,060,000 | 975,200 | \Classifications\Building System Class\D30-HVAC Systems\D3020 - Heat SYS\Boiler,Electric - BLR | 1012122
26-B2 | 26-B2 New Mammoth Lakes Courthouse | 26-B2-D3021-110-BLR02 | Boiler 2 | Aerco International, Inc. | 1060-09-0053HP | MLX1060HP | OM00027742 |  | Mechanical Room | NA | NA | NA | NA | 120 | 4.2 | Natural Gas | 1 | 1,060,000 | 975,200 | \Classifications\Building System Class\D30-HVAC Systems\D3020 - Heat SYS\Boiler,Electric - BLR | 1012123
26-B2 | 26-B2 New Mammoth Lakes Courthouse | 26-B2-D3050-250-ACU01 | AC-1B - Condenser Unit for AC-1A Server Room | Liebert | 1035N202664 | PFH037A | OM00027712 |  | Sallyport | NA | NA | R-407C | 1/5 | 208 | 19.3 | Electrical | 1 | NA | 25.6 MBH | \Classifications\Building System Class\D30-HVAC Systems\D3050 - Package SYS\Air Conditioning,Split System - ACU | 1012124
26-B2 | 26-B2 New Mammoth Lakes Courthouse | 26-B2-D3050-250-ACU02 | AC-2B - Condenser Unit for AC-2A Server Room | Liebert | 1035N202774 | PFH037A | OM00027711 |  | Sallyport | NA | NA | R-407C | 1/5 | 208 | 19.3 | Electrical | 1 | NA | 25.6 MBH | \Classifications\Building System Class\D30-HVAC Systems\D3050 - Package SYS\Air Conditioning,Split System - ACU | 1012125
26-B2 | 26-B2 New Mammoth Lakes Courthouse | 26-B2-D3050-250-ACU03 | AC-3B - Condenser Unit for AC-3A Elevator Mech Room | Liebert | 1035N202638 | PFH020A | OM00027605 |  | Sallyport | NA | NA | R-407C | 1/5 | 208 | 12.1 | Electrical | 1 | NA | 16.1 MBH | \Classifications\Building System Class\D30-HVAC Systems\D3050 - Package SYS\Air Conditioning,Split System - ACU | 1012126
26-B2 | 26-B2 New Mammoth Lakes Courthouse | 26-B2-D3050-250-ACU04 | AC | CARRIER | 3710Q40498 | 38APD05055A12050 | OM00037515 |  | UTILITY AREA | NA | NA | R-410A | NA | 208 | DNA | ELECTRIC | 3 | DNA | DNA | \Classifications\Building System Class\D30-HVAC Systems\D3050 - Package SYS\Air Conditioning,Split System - ACU | 1012127
26-B2 | 26-B2 New Mammoth Lakes Courthouse | 26-B2-D3041-110-AHU01 | Air Handling Unit | Alliance Air Products | 1462AHU1 | 2BN-47.92-AS-PF-EC-FF-HW-SX-DX-PF | OM00027746 |  | Mechanical Room | DNA | (6) 12x24x2 (24) 24x24x12 | NA | NA | 208 | DNA | Electrical | 3 | NA | NA | \Classifications\Building System Class\D30-HVAC Systems\D3040 - Distribution SYS\Air Handling Unit - AHU | 1012128
26-B2 | 26-B2 New Mammoth Lakes Courthouse | 26-B2-D3041-210-SFN01 | Supply Air Fan | Paldor Reliance Super E Motor | C0807290212 | NYB-12 PF02-40 | OM00027744 |  | Mechanical Room | (3) Hi-Power II B116 | NA | NA | 30 | 208 | DNA | Electrical | 3 | NA | NA | \Classifications\Building System Class\D30-HVAC Systems\D3040 - Distribution SYS\Supply/Exhaust/Return fans- FAN | 1012129
26-B2 | 26-B2 New Mammoth Lakes Courthouse | 26-B2-D3042-220-EFN01 | Exhaust Fan for Parking Garage & Sallyport | Greenheck | 079SD32222-1 | Greenheck SBE-2H24-5 | OM00027706 |  | Garage | (1) 4L240 | NA | NA | .5 | 120 | DNA | Electrical | 1 | NA | NA | \Classifications\Building System Class\D30-HVAC Systems\D3040 - Distribution SYS\Supply/Exhaust/Return fans- FAN | 1012130
26-B2 | 26-B2 New Mammoth Lakes Courthouse | 26-B2-D3042-220-EFN02 | Exhaust Fan for Restrooms, Kitchenette, Holding Areas | Greenheck | 079SD32222 | Greenheck BSQ-180-10 | OM00027705 |  | Parking Garage | (1) AX52 | NA | NA | 1 | 208 | DNA | Electrical | 1 | NA | NA | \Classifications\Building System Class\D30-HVAC Systems\D3040 - Distribution SYS\Supply/Exhaust/Return fans- FAN | 1012131
26-B2 | 26-B2 New Mammoth Lakes Courthouse | 26-B2-D3041-230-RFN01 | Retrun Air Fan | "Paldor Reliance | F1006186402 | NYB-12 PF02-44/ EM3774T-8 | OM00027745 |  | Mechanical Room | (2) Hi-PowerII B110 | NA | NA | 10 | 208 | DNA | Electrical | 3 | NA | NA | \Classifications\Building System Class\D30-HVAC Systems\D3040 - Distribution SYS\Supply/Exhaust/Return fans- FAN | 1012132
26-B2 | 26-B2 New Mammoth Lakes Courthouse | 26-B2-D3040-600-HES01 | HX-1 - Heating Hot Water Pre-Heat | Flow Therm (Bell & Gossett) | 144766-01 | WU 66-23 | OM00027749 |  | Mechanical Room | NA | NA | NA | NA | NA | NA |  |  | NA | NA | \Classifications\Building System Class\D30-HVAC Systems\D3040 - Distribution SYS\Heat Exchanger,Steam - HES | 1012133
26-B2 | 26-B2 New Mammoth Lakes Courthouse | 26-B2-D3040-600-HES02 | HX-2 - Heating Hot Water Snow Melt | Flow Therm (Bell & Gossett) | NA | WU 66-43 | OM00027739 |  | Mechanical Room | NA | NA | NA | NA | 208 | DNA | NA | DNA | NA | NA | \Classifications\Building System Class\D30-HVAC Systems\D3040 - Distribution SYS\Heat Exchanger,Steam - HES | 1012134
26-B2 | 26-B2 New Mammoth Lakes Courthouse | 26-B2-D4010-150-FMS01 | Fire Sprinkler System | VIKING | W00451526 | DN100 CK VLV | OM00027704 |  | Mechanical Room | NA | NA | NA | NA | NA | NA | NA | NA | NA | NA | \Classifications\Building System Class\D40-Fire Protection SYS\D4010 - Sprinkler SYS\Fire Systems, stand pipes - FMS | 1012136
26-B2 | 26-B2 New Mammoth Lakes Courthouse | 26-B2-D2023-100-BFP01 | Fire Bypass Backflow BFP01 | Ames | 64738 | 2000B 0.750" DC | OM00037501 | Account#: 008771-000 Meter ID: 570100 | Grounds Vault off Sierra Park Rd." | NA | NA | NA | NA | NA | NA | NA | NA | NA | NA | \Classifications\Building System Class\D20-Plumbing\D2020 - Domestic Water\Backflow Preventer - BFP | 1012137
26-B2 | 26-B2 New Mammoth Lakes Courthouse | 26-B2-D2023-100-BFP02 | Backflow Preventer Fire - 2 | Ames | 171320031 | 300SS .8.000" DC DA | OM00037502 | Account#: 008771-000 Meter ID: 570100 | Vault off Sierra Park Rd. | NA | NA | NA | NA | NA | NA | NA | NA | NA | NA | \Classifications\Building System Class\D20-Plumbing\D2020 - Domestic Water\Backflow Preventer - BFP | 1012138
26-B2 | 26-B2 New Mammoth Lakes Courthouse | 26-B2-D4031-100-FEX07 | Hand Held Fire Extinguishers (7) Total Building | MULTIPLE | MULTIPLE | MULTIPLE | OM00027610 |  | (7) locations 1st & 2nd floors | NA | NA | NA | NA | NA | NA | NA | NA | NA | NA | \Classifications\Building System Class\D40-Fire Protection SYS\D4030 - FIRE SPEC\Fire Extinguisher - FEX | 1012139
26-B2 | 26-B2 New Mammoth Lakes Courthouse | 26-B2-D5092-250-EML19 | EMERGENCY LIGHTING | IOSLITE | MULTIPLE | #ELT-EMG-X-BA-X-SU | OM00027611 |  | (30) locatons 1st & 2nd floors | NA | NA | NA | NA | 120 | .04 ea | Electrical | 1 | NA | NA | \Classifications\Building System Class\D50-Electrical SYS\D5090 - Elec SYS\Emergency And Exit Lighting - EML | 1012140
26-B2 | 26-B2 New Mammoth Lakes Courthouse | 26-B2-D2090-650-WSR01 | Water Softener | Culligan Hi-Flo3 | BC11565999 | Culligan Hi-Flo3 | OM00027703 |  | Mechanical Room | NA | NA | NA | NA | 120 | DNA | Electrical | 1 | NA | NA | \Classifications\Building System Class\D20-Plumbing\D2090 - Other Plumbing SYS\Water Softener - WSR | 1012141
26-B2 | 26-B2 New Mammoth Lakes Courthouse | 26-B2-G2050-200-LSC01 | Exterior Landscape | NA | NA | NA | OM00027613 |  | Exterior Landscape | NA | NA | NA | NA | NA | NA | NA | NA | NA | NA | \Classifications\Building System Class\G20-Other Systems\G2050 - Landscaping\Landscaping - LSC | 1012142
26-B2 | 26-B2 New Mammoth Lakes Courthouse | 26-B2-D5092-250-ELT40 | Exterior Lamps Wall & Pole Mounted | Willy Meyer Shon, Bega | MULTIPLE | Varies - See Record Drawings E0.2 | OM00027612 |  | Exterior Building & Parking Lot | NA | NA | NA | NA | 120 | 32 Amps Total | Electrical | 1 | NA | NA | \Classifications\Building System Class\D50-Electrical SYS\D5090 - Elec SYS\Exterior Lighting - ELT | 1012143
26-B2 | 26-B2 New Mammoth Lakes Courthouse | 26-B2-G2049-300-HSC01 | Exterior Hardscape | NA | NA | NA | OM00027614 |  | Exterior Hardscape | NA | NA | NA | NA | NA | NA | NA | NA | NA | NA | \Classifications\Building System Class\G20-Other Systems\G2040 - Site Development\Hardscape - HSC | 1012144
26-B2 | 26-B2 New Mammoth Lakes Courthouse | 26-B2-D5037-710-FAP01 | Main Fire Alarm Panel | GE | BJ-8645 | EST 3-10257 | OM00027710 |  | Server Room | NA | NA | NA | NA |  |  | Electric |  | NA |  | \Classifications\Building System Class\D50-Electrical SYS\D5030 - Comm & Security\Fire Alarm Panel - FAP | 1015861
26-B2 | 26-B2 New Mammoth Lakes Courthouse | 26-B2-D2023-100-BFP03 | Backflow Preventer Irrigation Water - 3 | Febco | J27490 | 825y2.000" RP | OM00037503 | Account#: 008771-000 Meter ID: 570100 | Sierra Park Rd. | NA | NA | NA | NA | NA | NA | NA | NA | NA | NA | \Classifications\Building System Class\D20-Plumbing\D2020 - Domestic Water\Backflow Preventer - BFP | 1015870
26-B2 | 26-B2 New Mammoth Lakes Courthouse | 26-B2-D2023-100-BFP04 | Backflow Preventer MAIN DOMESTIC - 4 | WILKINS | LG1984 | 975DA 3.000" RPDA | OM00037504 | Account#: 008771-000 Meter ID: 570100 | 1st. Flr. Fire Riser Rm. / Blr. Rm. | NA | NA | NA | NA | NA | NA | NA | NA | NA | NA | \Classifications\Building System Class\D20-Plumbing\D2020 - Domestic Water\Backflow Preventer - BFP | 1015871
26-B2 | 26-B2 New Mammoth Lakes Courthouse | 26-B2-D5010-200-ESD01 | Main Electrical Panel | GE | P24000179900103 | Spectra Sieries Switchboard | OM00027608 |  | DNA | NA | NA | NA | NA | 208 | DNA | Electric | 3 | NA | NA | \Classifications\Building System Class\D50-Electrical SYS\D5010 - Elec Service & Dist\Electical Service and Distribution - ESD | 1015944
26-B2 | 26-B2 New Mammoth Lakes Courthouse | 26-B2-D5010-234-ATS01 | Automatic Transfer Switch | GE | 1606282-1 | MX150/ZG5MA08031-64M601N | OM00037505 |  | Janitor's Room First Floor | NA | NA | NA | NA | 480 | DNA | Electric | DNA | NA | NA | \Classifications\Building System Class\D50-Electrical SYS\D5010 - Elec Service & Dist\Automatic Transfer Switch - ATS | 1016036
26-B2 | 26-B2 New Mammoth Lakes Courthouse | 26-B2-G2023-160-PBB01 | Security Parking Beam Barrier | Lift Master Chamberlain | 2911N8958 | BG790-50-11 | OM00037506 |  | Rear Parking Driveway | NA | NA | NA | NA | NA | NA | NA | NA | NA | NA | \Classifications\Building System Class\G20-Other Systems\G2020 - Parking Lots\Security Parking Beam Barrier - PBB | 1016037
26-B2 | 26-B2 New Mammoth Lakes Courthouse | 26-B2-B2034-400-DOH01 | Overhead Door #1 | Lift Master Chamberlain | 451N2088 | GT101164 E79930 | OM00037507 |  | Rear of Building | NA | NA | NA | NA | NA | NA |  | NA | NA | NA | \Classifications\Building System Class\B20-General Building Exterior\B2030 - Exterior Doors\Door,Overhead-Shutter,Manual,Elec,Roll-up - DOH | 1016038
26-B2 | 26-B2 New Mammoth Lakes Courthouse | 26-B2-B2034-400-DOH02 | Overhead Door #2 | Lift Master Chamberlain | 4510N2090 | GT101164 E79930 | OM00037508 |  | Rear of Building | NA | NA | NA | NA | NA | NA | NA | NA | NA | NA | \Classifications\Building System Class\B20-General Building Exterior\B2030 - Exterior Doors\Door,Overhead-Shutter,Manual,Elec,Roll-up - DOH | 1016039
26-B2 | 26-B2 New Mammoth Lakes Courthouse | 26-B2-B2034-400-DOH03 | Overhead Door #3 | Lift Master Chamberlain | 4510N2089 | GT101164 E79930 | OM00037509 |  | Rear of Building | NA | NA | NA | NA | NA | NA | NA | NA | NA | NA | \Classifications\Building System Class\B20-General Building Exterior\B2030 - Exterior Doors\Door,Overhead-Shutter,Manual,Elec,Roll-up - DOH | 1016040
26-B2 | 26-B2 New Mammoth Lakes Courthouse | 26-B2-B2034-400-DOH04 | Overhead Door #4 | Lift Master Chamberlain | 4510N2087 | GT101164 E79930 | OM00037510 |  | Rear of Building | NA | NA | NA | NA | NA | NA | NA | NA | NA | NA | \Classifications\Building System Class\B20-General Building Exterior\B2030 - Exterior Doors\Door,Overhead-Shutter,Manual,Elec,Roll-up - DOH | 1016041
26-B2 | 26-B2 New Mammoth Lakes Courthouse | 26-B2-B2034-400-DOH05 | Overhead Door #5 | Lift Master Chamberlain | 4510N2091 | GT101164 E79930 | OM00037511 |  | Rear of BuildingsALLYPORT, | NA | NA | NA | NA | NA | NA | NA | NA | NA | NA | \Classifications\Building System Class\B20-General Building Exterior\B2030 - Exterior Doors\Door,Overhead-Shutter,Manual,Elec,Roll-up - DOH | 1016042
26-B2 | 26-B2 New Mammoth Lakes Courthouse | 26-B2-D3020-100-HET01 | Heater Water Expansion Tank HET01 | Bell & Gossett | 207521 | D-60V/SG | OM00037516 |  | Back corner of Mech. Room | NA | NA | NA | NA | NA | NA | NA |  | NA | NA | \Classifications\Building System Class\D30-HVAC Systems\D3020 - Heat SYS\Heater Water Expansion Tank - HET | 1016507
26-B2 | 26-B2 New Mammoth Lakes Courthouse | 26-B2-D2023-310-HWP15 | Domestic Hot Water Circulation pump15 | Bell & Gossett | NA | NA | OM00039743 |  | 1st Floor Mech Room Ceiling | NA | NA | NA | NA | NA | NA | NA | NA | NA | NA | \Classifications\Building System Class\D20-Plumbing\D2020 - Domestic Water\Domestic Hot Water Circulating Pump - HWP | 1018735
26-B2 | 26-B2 New Mammoth Lakes Courthouse | 26-B2-D2023-100-BFP05 | Domestic water backflow 5 | Wilkins | 3328066 | 328265XLTCU Zurn 975XL | OM00039741 | Account#: 008771-000 Meter ID: 570100 | 1st Floor Mech Room Far Wall | NA | NA | NA | NA | NA | NA | NA | NA | NA | NA | \Classifications\Building System Class\D20-Plumbing\D2020 - Domestic Water\Backflow Preventer - BFP | 1018734
26-B2 | 26-B2 New Mammoth Lakes Courthouse | 26-B2-G2023-160-PEB01 | Lift arm Barrier 01 | Lift Master | 2911N8958 | BG790-50-11 | OM00039744 |  | Exterior Rear Entry Sallyport | NA | NA | NA | 1/2 | NA | 11.2 | Electric | 1 | NA | NA | \Classifications\Building System Class\G20-Other Systems\G2020 - Parking Lots\Security Parking Electric Barrier - PEB | 1018736
26-B2 | 26-B2 New Mammoth Lakes Courthouse | 26-B2-B2033-120-DOR01 | Front Entrance Sliding Doors | ASSA ABLOY | NA | Besam SL500 Eco Door | OM00031061 |  | 1st. Flr. Front Entrance | NA | NA | NA | NA | 120 | DNA | Electric | 1 | NA | NA | \Classifications\Building System Class\B20-General Building Exterior\B2030 - Exterior Doors\Door,Automatic-Sliding,Revolving - DOR | 1019337
26-B2 | 26-B2 New Mammoth Lakes Courthouse | 26-B2-B2033-120-DOR02 | Front Exit Sliding Doors DOR02 | ASSA ABLOY | NA | Besam SL500 Eco Door | OM00031062 |  | 1st. Flr. Front Entrance | NA | NA | NA | NA | 120 | DNA | Electric | 1 | NA | NA | \Classifications\Building System Class\B20-General Building Exterior\B2030 - Exterior Doors\Door,Automatic-Sliding,Revolving - DOR | 1019338
26-B2 | 26-B2 Mammoth Lakes Courthouse | 26-B2-D4010-150-FMS02 | Dry Standpipe System | Tyco | DN63 | TFP DPV-1 | OM00031064 |  | 1st. Flr. Boiler Room | NA | NA | NA | NA | NA | NA | NA | NA | NA | NA | \Classifications\Building System Class\D40-Fire Protection SYS\D4010 - Sprinkler SYS\Fire Systems, stand pipes - FMS | 1021363
26-B2 | 26-B2 Mammoth Lakes Courthouse | 26-B2-D5092-250-ELI01 | Emergency Lighting Inverter | Digital Signal Power Manufacturing | 10717-4 | Eternalight-1 | OM00037525 |  | DNA | NA | NA | NA | NA | 208 | DNA | Electric | DNA | NA |  | \Classifications\Building System Class\D50-Electrical SYS\D5090 - Elec SYS\Emergency Light Inverter - ELI | 1022348
26-B2 | 26-B2 Mammoth Lakes Courthouse | 26-B2-D3068-100-BAS02 | BAS | SCHNEIDER ELECTRIC | DNA | ECO STRUCTURE | OM00043148 |  | Air Handler Room | NA | NA | NA | NA | NA | NA | NA | NA | NA | NA | \Classifications\Building System Class\D30-HVAC Systems\D3060 - Control & Inst Air\Building Automation System - BAS | 1022892
27-A1 | 27-A1 Salinas Courthouse- North Wing | 27-A1-B2033-120-DOR01 | Door,Swinging Electric-DOR01 | LCN | 10010224 | SENIOR SWING 7101-6400-C | OM00025115 | NA | PUBLIC EXIT | NA | NA | NA | 1/12 | 110 | DNA | Electric | 1 | NA | NA | \Classifications\Building System Class\B20-General Building Exterior\B2030 - Exterior Doors\Door,Automatic-Sliding,Revolving - DOR | 1010136
27-A1 | 27-A1 Salinas Courthouse- North Wing | 27-A1-B2033-120-DOR02 | Door,Swinging Electric-DOR02 | LCN | 9091049 | SENIOR SWING 7101-6400-C | OM00025086 | NA | EMPLOYEE HALLWAY | NA | NA | NA | 1/12 | 110 | DNA | Electric | 1 | NA | NA | \Classifications\Building System Class\B20-General Building Exterior\B2030 - Exterior Doors\Door,Automatic-Sliding,Revolving - DOR | 1010137
27-A1 | 27-A1 Salinas Courthouse- North Wing | 27-A1-B2033-120-DOR03 | Door,Swinging Electric-DOR03 | LCN | 1001912 | SENIOR SWING 7101-6400-C | OM00025087 | NA | MAIN ENTRANCE | NA | NA | NA | 1/12 | 110 | DNA | Electric | 1 | NA | NA | \Classifications\Building System Class\B20-General Building Exterior\B2030 - Exterior Doors\Door,Automatic-Sliding,Revolving - DOR | 1010138
27-A1 | 27-A1 Salinas Courthouse- North Wing | 27-A1-B2034-400-DOH01 | Door,Overhead,Roll-up,Electric - DOH01 | DNA | DNA | DNA | OM00025073 | NA | JURY ASSEMBLY ROOM | NA | NA | NA | 1/4 | 115 | DNA | Electric | 1 | NA | NA | \Classifications\Building System Class\B20-General Building Exterior\B2030 - Exterior Doors\Door,Overhead-Shutter,Manual,Elec,Roll-up - DOH | 1010139
27-A1 | 27-A1 Salinas Courthouse- North Wing | 27-A1-D1010-100-ELE02 | Elevator,Electric,Pass/Freight - ELE02 Conveyance #046893 | Otis | DNA | DNA | OM00025076 | State ID# 046893 | ELEVATOR ROOM | NA | NA | NA | 20 | 480 | 23.2 | Electric | 3 | NA | NA | \Classifications\Building System Class\D10-Conveyance Systems\D1010 - Elevator\Elevator,Hydraulic,Pass/Freight - ELE | 1010140
27-A1 | 27-A1 Salinas Courthouse- North Wing | 27-A1-D1010-100-ELE03 | Elevator,Electric,Pass/Freight - ELE03 Conveyance# 046892 | Otis | DNA | DNA | OM00025077 | State ID# 046892 | ELEVATOR ROOM | NA | NA | NA | 20 | 480 | 23.2 | Electric | 3 | NA | NA | \Classifications\Building System Class\D10-Conveyance Systems\D1010 - Elevator\Elevator,Hydraulic,Pass/Freight - ELE | 1010141
27-A1 | 27-A1 Salinas Courthouse- North Wing | 27-A1-D1010-100-ELE01 | Elevator,Hydraulic,Pass/Freight - ELE01 Conveyance #159085 | Otis | DNA | DNA | OM00025074 | State ID# 159085 | ELEVATOR ROOM | NA | NA | NA | DNA | DNA | DNA | Electric | 3 | NA | NA | \Classifications\Building System Class\D10-Conveyance Systems\D1010 - Elevator\Elevator,Hydraulic,Pass/Freight - ELE | 1010142
27-A1 | 27-A1 Salinas Courthouse- North Wing | 27-A1-D1010-100-ELE04 | Elevator,Hydraulic,Pass/Freight - ELE04 Conveyance #159086 | Northern | DNA | DNA | OM00025075 | State ID# 159086 | ELEVATOR ROOM | NA | NA | NA | DNA | DNA | DNA | Electric | 3 | NA | NA | \Classifications\Building System Class\D10-Conveyance Systems\D1010 - Elevator\Elevator,Hydraulic,Pass/Freight - ELE | 1010143
27-A1 | 27-A1 Salinas Courthouse- North Wing | 27-A1-D1013-310-WCL01 | Wheelchair Lift - WCL01 Conveyance #159191 | BALDOR-RELIANCE | B0905201288 | 33-1736W87 | OM00025081 | State ID# 159191 | COURTROOM | NA | NA | NA | 1 | 115/230 | 21 | Electric | 1 | NA | NA | \Classifications\Building System Class\D10-Conveyance Systems\D1010 - Elevator\Wheelchair Lift - WCL | 1010144
27-A1 | 27-A1 Salinas Courthouse- North Wing | 27-A1-D1013-310-WCL02 | Wheelchair Lift - WCL02 Conveyance #159192 | BALDOR-RELIANCE | B0905201298 | 33-1736W87 | OM00025082 | State ID# 159192 | COURTROOM | NA | NA | NA | 1 | 115/230 | 21 | Electric | 1 | NA | NA | \Classifications\Building System Class\D10-Conveyance Systems\D1010 - Elevator\Wheelchair Lift - WCL | 1010145
27-A1 | 27-A1 Salinas Courthouse- North Wing | 27-A1-D1013-310-WCL03 | Wheelchair Lift - WCL03 Conveyance #159194 | BALDOR-RELIANCE | B0908061189 | 33-1736W87 | OM00025080 | State ID# 159194 | COURTROOM | NA | NA | NA | 1 | 115/230 | 21 | Electric | 1 | NA | NA | \Classifications\Building System Class\D10-Conveyance Systems\D1010 - Elevator\Wheelchair Lift - WCL | 1010146
27-A1 | 27-A1 Salinas Courthouse- North Wing | 27-A1-D1013-310-WCL04 | Wheelchair Lift - WCL04 | BALDOR-RELIANCE | B0905201313 | 33-1736W87 | OM00025083 | State ID# 159193 | COURTROOM | NA | NA | NA | 1 | 115/230 | 21 | Electric | 1 | NA | NA | \Classifications\Building System Class\D10-Conveyance Systems\D1010 - Elevator\Wheelchair Lift - WCL | 1010147
27-A1 | 27-A1 Salinas Courthouse- North Wing | 27-A1-D2023-310-HWP01 | Domestic Hot Water Circulating Pump - P-1 | BELL & GOSSETT | DNA | SERIES PRAB | OM00025031 | NA | MECHANICAL ROOM | NA | NA | NA | 1/6 | 110 | 1.9 | Electric | 1 | NA | NA | \Classifications\Building System Class\D20-Plumbing\D2020 - Domestic Water\Domestic Hot Water Circulating Pump - HWP | 1010148
27-A1 | 27-A1 Salinas Courthouse- North Wing | 27-A1-D2023-310-WBS01 | Domestic Water Booster System - WBS01 | ARMSTRONG | DNA | DNA | OM00025028 | NA | MECHANICAL ROOM | NA | NA | NA | 3 | 230/460 | 8 / 4 | Electric | 3 | NA | NA | \Classifications\Building System Class\D20-Plumbing\D2020 - Domestic Water\Domestic Water Booster System - WBS | 1010149
27-A1 | 27-A1 Salinas Courthouse- North Wing | 27-A1-D2040-100-PSU01 | Sump Pump - PP-1A | PACIFIC PUMPING | 11EE15232A | 1-1/2 SO-SLD | OM00025019 | NA | MECHANICAL ROOM | NA | NA | NA | 1/2 | 230/460 | 2.2 / 1.1 | Electric | 3 | NA | NA | \Classifications\Building System Class\D20-Plumbing\D2040 - Rain Drain\Sump Pump - PSU | 1010150
27-A1 | 27-A1 Salinas Courthouse- North Wing | 27-A1-D2040-100-PSU02 | Sump Pump - PP-1B | PACIFIC PUMPING | 11EE15232B | 1-1/2 SO-SLD | OM00025020 | NA | MECHANICAL ROOM | NA | NA | NA | 1/2 | 230/460 | 2.2 / 1.1 | Electric | 3 | NA | NA | \Classifications\Building System Class\D20-Plumbing\D2040 - Rain Drain\Sump Pump - PSU | 1010151
27-A1 | 27-A1 Salinas Courthouse- North Wing | 27-A1-D3030-100-TSP01 | Thermal Storage Pump - P-10 | BELL & GOSSETT | C10K240096 | JVC48T17D175B | OM00025022 | NA | MECHANICAL ROOM | NA | NA | NA | 1/2 | 208/230/460 | 2.1 / 2.2 / 1.1 | Electric | 3 | NA | NA | \Classifications\Building System Class\D30-HVAC Systems\D3030 - Cooling SYS\Thermal Storage Pump - TSP | 1010152
27-A1 | 27-A1 Salinas Courthouse- North Wing | 27-A1-D3030-100-TSP02 | Thermal Storage Pump - P-8 | BELL & GOSSETT | 960043 | 15313RR91/2RF | OM00025024 | NA | MECHANICAL ROOM | NA | NA | NA | 15 | 230/460 | 41 / 20.5 | Electric | 3 | NA | NA | \Classifications\Building System Class\D30-HVAC Systems\D3030 - Cooling SYS\Thermal Storage Pump - TSP | 1010153
27-A1 | 27-A1 Salinas Courthouse- North Wing | 27-A1-D3030-100-TSP03 | Thermal Storage Pump - P-9 | BELL & GOSSETT | 901031 | 15313RR91/2RF | OM00025025 | NA | MECHANICAL ROOM | NA | NA | NA | 15 | 230/460 | 41 / 20.5 | Electric | 3 | NA | NA | \Classifications\Building System Class\D30-HVAC Systems\D3030 - Cooling SYS\Thermal Storage Pump - TSP | 1010154
27-A1 | 27-A1 Salinas Courthouse- North Wing | 27-A1-D3031-100-PCH03 | Condenser Water/tower water Pump - PCH03 | WEIMAN | 6663U | 4L2-6663U | OM00025015 | NA | MECHANICAL ROOM | NA | NA | NA | 20 | 230/460 | 52/26 | Electric | 3 | NA | NA | \Classifications\Building System Class\D30-HVAC Systems\D3030 - Cooling SYS\Chilled Water Pump - PCH | 1010160
27-A1 | 27-A1 Salinas Courthouse- North Wing | 27-A1-D3031-100-PCH04 | Condenser Water/tower water Pump - PCH04 | WEIMAN | 6663U | 4L2-6663U | OM00025016 | NA | MECHANICAL ROOM | NA | NA | NA | 20 | 230/460 | 52/26 | Electric | 3 | NA | NA | \Classifications\Building System Class\D30-HVAC Systems\D3030 - Cooling SYS\Chilled Water Pump - PCH | 1010161
27-A1 | 27-A1 Salinas Courthouse- North Wing | 27-A1-D3030-110-CTW01 | Cooling Tower - CTW01 | BAC | U12537601MAD | F1463-PR | OM00025045 | NA | PENTHOUSE | (8) B135 | NA | NA | DNA (2) | 460 | DNA | Electric | 3 | NA | NA | \Classifications\Building System Class\D30-HVAC Systems\D3030 - Cooling SYS\Cooling Tower - CTW | 1010162
27-A1 | 27-A1 Salinas Courthouse- North Wing | 27-A1-D3031-130-CLR01 | Chiller,Water Cooled - CLR01 | TRANE | U90K03063 | RTHA150FCM0LCUI3LF2LFNN00GQ | OM00025006 | NA | MECHANICAL ROOM | NA | NA | R-22 | DNA | 460 | 300 | Electric | 3 | NA | NA | \Classifications\Building System Class\D30-HVAC Systems\D3030 - Cooling SYS\Chiller, Water Cooled - CLR | 1010163
27-A1 | 27-A1 Salinas Courthouse- North Wing | 27-A1-D3031-130-CLR02 | Chiller,Water Cooled - CLR02 | TRANE | U90L03064 | RTHA150FCM0LCUI3LF2LFNN00GQ | OM00025007 | NA | MECHANICAL ROOM | NA | NA | R-22 | DNA | 460 | 300 | Electric | 3 | NA | NA | \Classifications\Building System Class\D30-HVAC Systems\D3030 - Cooling SYS\Chiller, Water Cooled - CLR | 1010164
27-A1 | 27-A1 Salinas Courthouse- North Wing | 27-A1-D3031-100-PCH01 | Chilled Water Pump - CW01 | Westingtonhouse | 680B101643 | TBDP | OM00025009 | NA | MECHANICAL ROOM | NA | NA | NA | 15 | 230/460 | 39.2 / 19.6 | Electric | 3 | NA | NA | \Classifications\Building System Class\D30-HVAC Systems\D3030 - Cooling SYS\Chilled Water Pump - PCH | 1010165
27-A1 | 27-A1 Salinas Courthouse- North Wing | 27-A1-D3031-100-PCH02 | Chilled Water Pump - CW02 | WEIMAN | T1003227 | 3L5-2 | OM00025010 | NA | MECHANICAL ROOM | NA | NA | NA | 15 | 230/460 | 39.2 / 19.6 | Electric | 3 | NA | NA | \Classifications\Building System Class\D30-HVAC Systems\D3030 - Cooling SYS\Chilled Water Pump - PCH | 1010166
27-A1 | 27-A1 Salinas Courthouse- North Wing | 27-A1-D3041-160-FDP147 | Fire Dampers - FDP147 | DNA | DNA | DNA | OM00025617 | NA | THROUGHOUT | NA | NA | NA | NA | NA | NA | NA | NA | NA | NA | \Classifications\Building System Class\D30-HVAC Systems\D3040 - Distribution SYS\Fire Dampers - FDP | 1010167
27-A1 | 27-A1 Salinas Courthouse- North Wing | 27-A1-D3040-120-FCU01 | Fan Coil Unit - FCU01 | COMPU-AIRE | 8356MK10035603 | MKC1034 | OM00025013 | NA | MDF ROOM | DNA | 24X24X2-(1) CAMFILL MERV 13 PART #405413005, 24X12X2-(1) MERV 13 PART #405413006 | R-22 | 3 | 480 | 4.2 | Electric | 3 | DNA | DNA | \Classifications\Building System Class\D30-HVAC Systems\D3040 - Distribution SYS\Fan Coil Unit - FCU | 1010168
27-A1 | 27-A1 Salinas Courthouse- North Wing | 27-A1-D3050-250-ACU01 | Air Conditioning,Split System - CU01 | CARRIER | 2608V21662 | 38MVC018-301 | OM00025061 |  | ROOF | NA | NA | R-410A | 0.224 | 208/230 | 11 | Electric | 1 | NA | NA | \Classifications\Building System Class\D30-HVAC Systems\D3050 - Package SYS\Air Conditioning,Split System - ACU | 1010169
27-A1 | 27-A1 Salinas Courthouse- North Wing | 27-A1-D3050-250-ACU02 | Air Conditioning,Split System - CU02 | CARRIER | 1508V10089 | 38MVC009-1 | OM00025062 |  | ROOF | NA | NA | R-410A | 0.102 | 115 | 12 | Electric | 1 | NA | NA | \Classifications\Building System Class\D30-HVAC Systems\D3050 - Package SYS\Air Conditioning,Split System - ACU | 1010170
27-A1 | 27-A1 Salinas Courthouse- North Wing | 27-A1-D3050-250-ACU03 | Air Conditioning,Split System - CU03 | CARRIER | 1508V10079 | 38MVC009-1 | OM00025063 |  | ROOF | NA | NA | R-410A | 0.102 | 115 | 12 | Electric | 1 | NA | NA | \Classifications\Building System Class\D30-HVAC Systems\D3050 - Package SYS\Air Conditioning,Split System - ACU | 1010171
27-A1 | 27-A1 Salinas Courthouse- North Wing | 27-A1-D3050-250-ACU04 | Air Conditioning,Split System - CU04 | CARRIER | 1508V10086 | 38MVC009-1 | OM00025064 |  | ROOF | NA | NA | R-410A | 0.102 | 115 | 12 | Electric | 1 | NA | NA | \Classifications\Building System Class\D30-HVAC Systems\D3050 - Package SYS\Air Conditioning,Split System - ACU | 1010172
27-A1 | 27-A1 Salinas Courthouse- North Wing | 27-A1-D3050-250-ACU05 | Air Conditioning,Split System - CU05 | CARRIER | 4707X90210 | 38HDR036-311 | OM00025072 |  | ROOF | NA | NA | R-410A | 1/4 | 208/230 | 19.1 | Electric | 1 | NA | NA | \Classifications\Building System Class\D30-HVAC Systems\D3050 - Package SYS\Air Conditioning,Split System - ACU | 1010173
27-A1 | 27-A1 Salinas Courthouse- North Wing | 27-A1-D3050-250-ACU06 | Air Conditioning,Split System - CU06 | CARRIER | 1508V10084 | 38MVC009-1 | OM00025071 |  | ROOF | NA | NA | R-410A | 0.102 | 115 | 12 | Electric | 1 | NA | NA | \Classifications\Building System Class\D30-HVAC Systems\D3050 - Package SYS\Air Conditioning,Split System - ACU | 1010174
27-A1 | 27-A1 Salinas Courthouse- North Wing | 27-A1-D3050-250-ACU07 | Air Conditioning,Split System - CU07 | CARRIER | 1508V11800 | 38MVC018-3 | OM00025070 |  | ROOF | NA | NA | R-410A | 0.224 | 208/230 | 11 | Electric | 1 | NA | NA | \Classifications\Building System Class\D30-HVAC Systems\D3050 - Package SYS\Air Conditioning,Split System - ACU | 1010175
27-A1 | 27-A1 Salinas Courthouse- North Wing | 27-A1-D3050-250-ACU08 | Air Conditioning,Split System - CU08 | CARRIER | 2608V21639 | 38MVC018-301 | OM00025069 |  | ROOF | NA | NA | R-410A | 0.224 | 208/230 | 11 | Electric | 1 | NA | NA | \Classifications\Building System Class\D30-HVAC Systems\D3050 - Package SYS\Air Conditioning,Split System - ACU | 1010176
27-A1 | 27-A1 Salinas Courthouse- North Wing | 27-A1-D3050-250-ACU09 | Air Conditioning,Split System - CU09 | CARRIER | 2608V21663 | 38MVC018-301 | OM00025068 |  | ROOF | NA | NA | R-410A | 0.224 | 208/230 | 11 | Electric | 1 | NA | NA | \Classifications\Building System Class\D30-HVAC Systems\D3050 - Package SYS\Air Conditioning,Split System - ACU | 1010177
27-A1 | 27-A1 Salinas Courthouse- North Wing | 27-A1-D3050-250-ACU10 | Air Conditioning,Split System - CU10 | CARRIER | 1508V 10087 | 38MVC009-1 | OM00025067 |  | ROOF | NA | NA | R-410A | 0.102 | 115 | 12 | Electric | 1 | NA | NA | \Classifications\Building System Class\D30-HVAC Systems\D3050 - Package SYS\Air Conditioning,Split System - ACU | 1010178
27-A1 | 27-A1 Salinas Courthouse- North Wing | 27-A1-D3050-250-ACU11 | Air Conditioning,Split System - CU11 | CARRIER | 2608V22018 | 38MVC018-301 | OM00025066 |  | ROOF | NA | NA | R-410A | 0.224 | 208/230 | 11 | Electric | 1 | NA | NA | \Classifications\Building System Class\D30-HVAC Systems\D3050 - Package SYS\Air Conditioning,Split System - ACU | 1010179
27-A1 | 27-A1 Salinas Courthouse- North Wing | 27-A1-D3050-250-ACU12 | Air Conditioning,Split System - CU12 | CARRIER | 1508V11802 | 38MVC018-3 | OM00025065 |  | ROOF | NA | NA | R-410A | 0.224 | 208/230 | 11 | Electric | 1 | NA | NA | \Classifications\Building System Class\D30-HVAC Systems\D3050 - Package SYS\Air Conditioning,Split System - ACU | 1010180
27-A1 | 27-A1 Salinas Courthouse- North Wing | 27-A1-D3050-250-ACU13 | Air Conditioning,Split System - CU13 | CARRIER | 3108X91145 | 38HDR036-3 | OM00025059 |  | ROOF | NA | NA | R-410A | 1/4 | 208/230 | 19.1 | Electric | 1 | NA | NA | \Classifications\Building System Class\D30-HVAC Systems\D3050 - Package SYS\Air Conditioning,Split System - ACU | 1010181
27-A1 | 27-A1 Salinas Courthouse- North Wing | 27-A1-D3050-250-ACU14 | Air Conditioning,Split System - CU14 | CARRIER | 4707X90212 | 38HDR036-3 | OM00025060 |  | ROOF | NA | NA | R-410A | 1/4 | 208/230 | 19.1 | Electric | 1 | NA | NA | \Classifications\Building System Class\D30-HVAC Systems\D3050 - Package SYS\Air Conditioning,Split System - ACU | 1010182
27-A1 | 27-A1 Salinas Courthouse- North Wing | 27-A1-D3050-310-HPU01 | Heat Pump,Air Cooled - HPU01 | CARRIER | 5105G30295 | 50HJQ006---621-- | OM00025038 | NA | EXTERIOR | DNA | DNA | R-22 | DNA | 460 | 51.5 | Electric | 3 | NA | NA | \Classifications\Building System Class\D30-HVAC Systems\D3050 - Package SYS\Heat Pump,Air Cooled - HPU | 1010183
27-A1 | 27-A1 Salinas Courthouse- North Wing | 27-A1-D3068-100-BAS01 | Building Automation System - BAS01 | Honeywell | D6YK4K1 | MMU | OM00025027 | NA | MECHANICAL ROOM | NA | NA | NA | NA | 110 | 8 | Electric | 1 | NA | NA | \Classifications\Building System Class\D30-HVAC Systems\D3060 - Control & Inst Air\Building Automation System - BAS | 1010184
27-A1 | 27-A1 Salinas Courthouse- North Wing | 27-A1-D3090-114-CMP01 | Control Air Compressor - CMP01 | GAST | 5Z671 | DOAP710T-AA | OM00032916 |  | MECHANICAL ROOM | NA | NA | NA | DNA | 110 | 4.2 | Electric | 1 | NA | NA | \Classifications\Building System Class\D30-HVAC Systems\D3090 - Other HVAC Systems and Equipment\Air Compressor - CMP | 1010185
27-A1 | 27-A1 Salinas Courthouse- North Wing | 27-A1-D2023-100-BFP01 | Backflow Preventer - BFP01 MAIN FIRE LINE | ZURN WILKINS | Y05388 | 375ADA | OM00025001 | Account# OM00025001 Meter#: 35458792 | EXTERIOR, at street Fire Main | NA | NA | NA | NA | NA | NA | NA | NA | NA | NA | \Classifications\Building System Class\D20-Plumbing\D2020 - Domestic Water\Backflow Preventer - BFP | 1010186
27-A1 | 27-A1 Salinas Courthouse- North Wing | 27-A1-D2023-100-BFP02 | Backflow Preventer - BFP02 MAIN FIRE LINE BYPASS | ZURN WILKINS | 3088923 | 975XL | OM00025003 |  | EXTERIOR | NA | NA | NA | NA | NA | NA | NA | NA | NA | NA | \Classifications\Building System Class\D20-Plumbing\D2020 - Domestic Water\Backflow Preventer - BFP | 1010187
27-A1 | 27-A1 Salinas Courthouse- North Wing | 27-A1-D2023-100-BFP03 | Backflow Preventer - BFP03 IRRIGATION BACKFLOW | FIBCO | J007063 | 825YA | OM00025004 |  | EXTERIOR | NA | NA | NA | NA | NA | NA | NA | NA | NA | NA | \Classifications\Building System Class\D20-Plumbing\D2020 - Domestic Water\Backflow Preventer - BFP | 1010188
27-A1 | 27-A1 Salinas Courthouse- North Wing | 27-A1-D2023-100-BFP04 | Backflow Preventer - BFP04 MAIN CITY WATER SUPPLY | ZURN WILKINS | X16149 | 375A | OM00025005 |  | EXTERIOR | NA | NA | NA | NA | NA | NA | NA | NA | NA | NA | \Classifications\Building System Class\D20-Plumbing\D2020 - Domestic Water\Backflow Preventer - BFP | 1010189
27-A1 | 27-A1 Salinas Courthouse- North Wing | 27-A1-D2023-100-BFP05 | Backflow Preventer - BFP05 MAKE-UP CITY WATER TO CONDENSER PIPING | ZURN WILKINS | 1317G06 | 975XL | OM00025021 |  | MECHANICAL ROOM | NA | NA | NA | NA | NA | NA | NA | NA | NA | NA | \Classifications\Building System Class\D20-Plumbing\D2020 - Domestic Water\Backflow Preventer - BFP | 1010190
27-A1 | 27-A1 Salinas Courthouse- North Wing | 27-A1-D2023-100-BFP06 | Backflow Preventer - BFP06 | ZURN WILKINS | L3934 | 375 | OM00025023 |  | MECHANICAL ROOM | NA | NA | NA | NA | NA | NA | NA | NA | NA | NA | \Classifications\Building System Class\D20-Plumbing\D2020 - Domestic Water\Backflow Preventer - BFP | 1010191
27-A1 | 27-A1 Salinas Courthouse- North Wing | 27-A1-D2023-100-BFP07 | Backflow Preventer - BFP07 BOILER WATER SUPPLY | WATTS | DNA | 009-M3 3/4 inch | OM00025048 |  | PENTHOUSE | NA | NA | NA | NA | NA | NA | NA | NA | NA | NA | \Classifications\Building System Class\D20-Plumbing\D2020 - Domestic Water\Backflow Preventer - BFP | 1010192
27-A1 | 27-A1 Salinas Courthouse- North Wing | 27-A1-D2023-100-BFP08 | Backflow Preventer - BFP08 COOLING TOWER SUPPLY | ZURN WILKINS | DNA | 975XL 1 1/2 inch | OM00025055 |  | PENTHOUSE | NA | NA | NA | NA | NA | NA | NA | NA | NA | NA | \Classifications\Building System Class\D20-Plumbing\D2020 - Domestic Water\Backflow Preventer - BFP | 1010193
27-A1 | 27-A1 Salinas Courthouse- North Wing | 27-A1-D2023-100-BFP09 | Backflow Preventer - BFP09 RESTROOMS AND JANITORS CLOSET | FLOWMATIC | DNA | RPZ II 3/4 inch | OM00025613 |  | JANITORS CLOSET | NA | NA | NA | NA | NA | NA | NA | NA | NA | NA | \Classifications\Building System Class\D20-Plumbing\D2020 - Domestic Water\Backflow Preventer - BFP | 1010194
27-A1 | 27-A1 Salinas Courthouse- North Wing | 27-A1-D4010-150-FMS01 | System Extinguishing,Wet Pipe - FMS01 | GRINNELL | DNA | MODEL A | OM00025029 | NA | MECHANICAL ROOM | NA | NA | NA | NA | NA | NA | NA | NA | NA | NA | \Classifications\Building System Class\D40-Fire Protection SYS\D4010 - Sprinkler SYS\Fire Systems, stand pipes - FMS | 1010195
27-A1 | 27-A1 Salinas Courthouse- North Wing | 27-A1-D4022-210-FSG01 | Pump,Fire,Electric Motor Driven - FSG01 | PEERLESS PUMP | 682596 | 5AEF8N | OM00025035 | NA | MECHANICAL ROOM | NA | NA | NA | 50 | 460 | 57.7 | Electric | 3 | NA | NA | \Classifications\Building System Class\D40-Fire Protection SYS\D4020 - Stand Pipe\Pump,Fire,Electric Motor Driven - FSG | 1010196
27-A1 | 27-A1 Salinas Courthouse- North Wing | 27-A1-D4022-210-JPM01 | Jockey Pump - JPM01 | PEERLESS PUMP | DNA | CDL3 | OM00025034 | NA | MECHANICAL ROOM | NA | NA | NA | DNA | 460 | 2.03 | Electric | 3 | NA | NA | \Classifications\Building System Class\D40-Fire Protection SYS\D4020 - Stand Pipe\Jockey Pump - JPM | 1010197
27-A1 | 27-A1 Salinas Courthouse- North Wing | 27-A1-D4024-100-FHS12 | Other Stand Pipe and Hose Systems-FHS12 | BH | DNA | FIG A97 | OM00025616 | NA | THROUGHOUT | NA | NA | NA | NA | NA | NA | NA | NA | NA | NA | \Classifications\Building System Class\D40-Fire Protection SYS\D4020 - Stand Pipe\Other Stand Pipe Hose Systems - FHS | 1010198
27-A1 | 27-A1 Salinas Courthouse- North Wing | 27-A1-D4031-100-FEX40 | Fire Extinguisher - FEX40 | AMEREX | R-690365 | B456 | OM00032906 |  | THROUGHOUT | NA | NA | NA | NA | NA | NA | NA | NA | NA | NA | \Classifications\Building System Class\D40-Fire Protection SYS\D4030 - FIRE SPEC\Fire Extinguisher - FEX | 1010199
27-A1 | 27-A1 Salinas Courthouse- North Wing | 27-A1-D5037-710-FAP01 | Fire Alarm Panel - FAP01 | FIRE-LITE ALARMS BY HONEYWELL | DNA | MS-9600LS | OM00025078 | NA | ELECTRICAL ROOM | NA | NA | NA | NA | 110 | DNA | Electric | 1 | NA | NA | \Classifications\Building System Class\D50-Electrical SYS\D5030 - Comm & Security\Fire Alarm Panel - FAP | 1010200
27-A1 | 27-A1 Salinas Courthouse- North Wing | 27-A1-D5092-250-EML61 | Emergency And Exit Lighting - EML61 | LITHONIA | NA | NA | OM00032908 | NA | THROUGHOUT | NA | NA | NA | NA | 110 | DNA | Electric | 1 | NA | NA | \Classifications\Building System Class\D50-Electrical SYS\D5090 - Elec SYS\Emergency And Exit Lighting - EML | 1010202
27-A1 | 27-A1 Salinas Courthouse- North Wing | 27-A1-G2023-150-PEG01 | Secured Parking Gate - PEG01 | VIKING ACCESS SYSTEMS | 0407-30-12283 | L3 | OM00025037 | NA | EXTERIOR | NA | NA | NA | DNA | 120 | 1.5 | Electric | 1 | NA | NA | \Classifications\Building System Class\G20-Other Systems\G2020 - Parking Lots\Secured Parking Gate - PEG | 1010203
27-A1 | 27-A1 Salinas Courthouse- North Wing | 27-A1-G3010-210-PWT01 | Potable Water Storage Tank- PWT01 | LAARS | 101841 | 86841 | OM00025032 | NA | MECHANICAL ROOM | NA | NA | NA | NA | NA | NA | NA | NA | NA | NA | \Classifications\Building System Class\G30-Site Mechanical Utilities\G3010 - Water Supply\Potable Water Storage Tank - PWT | 1010204
27-A1 | 27-A1 Salinas Courthouse- North Wing | 27-A1-D3044-125-PHW01 | Hot Water Pump - P-2 PHW01 | BELL & GOSSETT | 105094 | 35TBIM89 | OM00025030 | NA | MECHANICAL ROOM | NA | NA | NA | 1/2 | 208 | 1.8 | Electric | 3 | NA | NA | \Classifications\Building System Class\D30-HVAC Systems\D3040 - Distribution SYS\Hot Water Pump - PHW | 1010205
27-A1 | 27-A1 Salinas Courthouse- North Wing | 27-A1-D3044-125-PHW02 | Hot Water Pump - P-6 PHW02 | GOULDS | H9912192 | NPE | OM00025052 | NA | PENTHOUSE | NA | NA | NA | 3 | 208/230/460 | 7.6 / 3.8 | Electric | 3 | NA | NA | \Classifications\Building System Class\D30-HVAC Systems\D3040 - Distribution SYS\Hot Water Pump - PHW | 1010206
27-A1 | 27-A1 Salinas Courthouse- North Wing | 27-A1-D3044-125-PHW03 | Hot Water Pump - P-5 PHW03 | GOULDS | H9912193 | NPE | OM00025053 | NA | PENTHOUSE | NA | NA | NA | 3 | 208/230/460 | 7.6 / 3.8 | Electric | 3 | NA | NA | \Classifications\Building System Class\D30-HVAC Systems\D3040 - Distribution SYS\Hot Water Pump - PHW | 1010207
27-A1 | 27-A1 Salinas Courthouse- North Wing | 27-A1-D2030-410-PMS01 | Pump Ejector Sewage - PMS01 | DNA | DNA | DNA | OM00025017 | NA | MECHANICAL ROOM | NA | NA | NA | 3 | 460 | DNA | Electric | 3 | NA | NA | \Classifications\Building System Class\D20-Plumbing\D2030 - Sani Waste\Sewage Ejector Pump - PMS | 1010208
27-A1 | 27-A1 Salinas Courthouse- North Wing | 27-A1-D2030-410-PMS02 | Pump Ejector Sewage - PMS02 | DNA | DNA | DNA | OM00025018 | NA | MECHANICAL ROOM | NA | NA | NA | 3 | 460 | DNA | Electric | 3 | NA | NA | \Classifications\Building System Class\D20-Plumbing\D2030 - Sani Waste\Sewage Ejector Pump - PMS | 1010209
27-A1 | 27-A1 Salinas Courthouse- North Wing | 27-A1-D3012-120-GMR01 | Gas Meter Readings - GMR01 | ROOTS | DNA | 11M | OM00025120 | NA | EXTERIOR | NA | NA | NA | NA | NA | NA | NA | NA | NA | NA | \Classifications\Building System Class\D30-HVAC Systems\D3010 - Energy Supply\Gas Meter Readings - GMR | 1010210
27-A1 | 27-A1 Salinas Courthouse- North Wing | 27-A1-D5092-250-ELT52 | Exterior Lighting - ELT52 | DNA | DNA | DNA | OM00032907 | NA | EXTERIOR | NA | NA | NA | NA | DNA | DNA | Electric | NA | NA | NA | \Classifications\Building System Class\D50-Electrical SYS\D5090 - Elec SYS\Exterior Lighting - ELT | 1010211
27-A1 | 27-A1 Salinas Courthouse- North Wing | 27-A1-B3010-100-RUF01 | Building Roof - RUF01 | DNA | NA | NA | OM00032905 | [12 empty] | \Classifications\Building System Class\B30-Roofing\B3010 - Roof Types\Roof - RUF | 1010227
27-A1 | 27-A1 Salinas Courthouse- North Wing | 27-A1-D3041-110-AHU01 | Air Handling Unit - AHU01 | ALLIANCE AIR PRODUCTS | 1286AHU1 | 4BS-87-AS-PFEC-FFCW-AS-PF | OM00025057 | NA | PENTHOUSE | (6) B149, (3) B138 | 24X24X2-(20) MERV 8, 24X12X2-(5) MERV 8, 24X24X12-(20) MERV 14, 24X12X12-(5) MERV 14 | NA | (1) 75, (1) 25 | 460 | 85, 30 | Electric | 3 | NA | NA | \Classifications\Building System Class\D30-HVAC Systems\D3040 - Distribution SYS\Air Handling Unit - AHU | 1010257
27-A1 | 27-A1 Salinas Courthouse- North Wing | 27-A1-D3041-110-AHU02 | Air Handling Unit - AHU02 | ALLIANCE AIR PRODUCTS | 1286AHU2 | 4BS-91.8-AS-PF-EC-FF-CW-AS-PF | OM00025058 | NA | PENTHOUSE | (6) B149, (3) B144 | 24X24X2-(25) MERV 8, 24X24X12-(25) MERV 14 WITH HEADERS | NA | (1) 75, (1) 25 | 460 | 85, 30 | Electric | 3 | NA | NA | \Classifications\Building System Class\D30-HVAC Systems\D3040 - Distribution SYS\Air Handling Unit - AHU | 1010258
27-A1 | 27-A1 Salinas Courthouse- North Wing | 27-A1-D3021-130-BLR01 | Boiler,Hot Water,Oil/Gas/Comb. - BLR01 | Ajax Boiler, Inc. | 55804 | XNG4500 | OM00025050 | NA | PENTHOUSE penthouse mechanical room, serving the Salinas North Wing Courthouse | NA | NA | NA | 108 | 120 | 12 | Natural Gas | 1 | 4,500,000 | 3,600,000 | \Classifications\Building System Class\D30-HVAC Systems\D3020 - Heat SYS\Boiler,Hot Water,Oil/Gas/Comb. - BLR | 1010259
27-A1 | 27-A1 Salinas Courthouse- North Wing | 27-A1-D2017-100-SHW01 | Eye Washes & Emergency Showers - SHW01 | BRADLEY | DNA | DNA | OM00025056 | NA | PENTHOUSE | NA | NA | NA | NA | NA | NA | NA | NA | NA | NA | \Classifications\Building System Class\D20-Plumbing\D2010 - Plumb Fix\Showers - SHW | 1010260
27-A1 | 27-A1 Salinas Courthouse- North Wing | 27-A1-D5010-200-ESD02 | Main Electrical Panel - SBR01 | GENERAL ELECTRIC | P04008335100101 | SSF16D216 | OM00025079 |  | ELECTRICAL ROOM | NA | NA | NA | NA | 277/408 | 1600 | Electric | 3 | NA | NA | \Classifications\Building System Class\D50-Electrical SYS\D5010 - Elec Service & Dist\Electical Service and Distribution - ESD | 1010261
27-A1 | 27-A1 Salinas Courthouse- North Wing | 27-A1-D2020-130-WMR01 | Water Meter Readings - WMR01 | DNA | DNA | DNA | OM00032936 | NA | EXTERIOR | NA | NA | NA | NA | NA | NA | NA | NA | NA | NA | \Classifications\Building System Class\D20-Plumbing\D2020 - Domestic Water\Water Meter Readings - WMR | 1010262
27-A1 | 27-A1 Salinas Courthouse- North Wing | 27-A1-B2010-100-BLD01 | Building | NA | NA | NA | OM00025118 | CUPA Facility ID# FA0812543 | [11 empty] | \Classifications\Building System Class\B20-General Building Exterior\B2010 - Exterior Walls\Building - BLD | 1011696
27-A1 | 27-A1 Salinas Courthouse- North Wing | 27-A1-D3042-220-EFN01 | Exhaust Fan - EFN01 | Greenheck | 11659483092 | SFB-18-30-CW-UB-X | OM00025113 |  | Roof | AX-48 | NA | NA | 3 | 460 | 8.7 | electric | 3 | NA | NA | \Classifications\Building System Class\D30-HVAC Systems\D3040 - Distribution SYS\Supply/Exhaust/Return fans- FAN | 1013575
27-A1 | 27-A1 Salinas Courthouse- North Wing | 27-A1-D3042-220-EFN02 | Exhaust Fan - EFN02 | Greenheck | 116594B40902 | SFB-18-30-CW-UB-X | OM00025114 |  | Roof | AX-48 | NA | NA | 3 | 460 | 8.7-8/4 | electric | 3 | NA | NA | \Classifications\Building System Class\D30-HVAC Systems\D3040 - Distribution SYS\Supply/Exhaust/Return fans- FAN | 1013576
27-A1 | 27-A1 Salinas Courthouse- North Wing | 27-A1-D3050-250-ACU15 | Air Conditioning,Split System - CU15 | Fujitsu | HBN004351 | AOU36CLX1 | OM00025111 |  | Outside ground level | NA | NA | R-410A | 4-Jan | 208/230 | 30 | electric | 1 | NA | 33000 | \Classifications\Building System Class\D30-HVAC Systems\D3050 - Package SYS\Air Conditioning,Split System - ACU | 1013577
27-A1 | 27-A1 Salinas Courthouse- North Wing | 27-A1-D3050-250-ACU16 | Air Conditioning,Split System - CU16 | Fujitsu | HBN004350 | AOU36CLX1 | OM00025110 |  | Outside ground level | NA | NA | R-410A | 4-Jan | 208/230 | 30 | electric | 1 | NA | 33000 | \Classifications\Building System Class\D30-HVAC Systems\D3050 - Package SYS\Air Conditioning,Split System - ACU | 1013578
27-A1 | 27-A1 Salinas Courthouse- North Wing | 27-A1-D3050-250-ACU17 | Air Conditioning,Split System - CU17 | Fujitsu | HBN004349 | AOU36CLX1 | OM00025112 |  | Outside ground level | NA | NA | R-410A | 4-Jan | 208/230 | 30 | electric | 1 | NA | 33000 | \Classifications\Building System Class\D30-HVAC Systems\D3050 - Package SYS\Air Conditioning,Split System - ACU | 1013579
27-A1 | 27-A1 Salinas Courthouse- North Wing | 27-A1-D5010-234-ATS01 | Automatic Transfer Switch ATS01 | General Electric | DNA | MX200 | OM00032729 |  | Basement Mechanical Room | NA | NA | NA | NA | 480 | 225 | Electric | 3 | NA | NA | \Classifications\Building System Class\D50-Electrical SYS\D5010 - Elec Service & Dist\Automatic Transfer Switch - ATS | 1016696
27-A1 | 27-A1 Salinas Courthouse- North Wing | 27-A1-D5010-234-ATS02 | Automatic Transfer Switch ATS02 | General Electric | 1403455-2 | MX200 | OM00032730 |  | Basement Mechanical Room | NA | NA | NA | NA | 480 | 225 | Electric | 3 | NA | NA | \Classifications\Building System Class\D50-Electrical SYS\D5010 - Elec Service & Dist\Automatic Transfer Switch - ATS | 1016697
27-A1 | 27-A1 Salinas Courthouse- North Wing | 27-A1-D5010-234-ATS03 | Automatic Transfer Switch ATS03 | General Electric | 7413455-1 | MX200 | OM00032731 |  | Basement Mechanical Room | NA | NA | NA | NA | 480 | 225 | Electric | 3 | NA | NA | \Classifications\Building System Class\D50-Electrical SYS\D5010 - Elec Service & Dist\Automatic Transfer Switch - ATS | 1016698
27-A1 | 27-A1 Salinas Courthouse- North Wing | 27-A1-G2050-200-LSC01 | Landscaping | NA |  | NA | OM00032910 |  |  | NA | NA | NA | NA | NA | NA | NA | NA | NA | NA | \Classifications\Building System Class\G20-Other Systems\G2050 - Landscaping\Landscaping - LSC | 1018977
27-A1 | 27-A1 Salinas Courthouse- North Wing | 27-A1-G2049-300-HSC01 | Hardscape - HSC01 |  |  |  | OM00032909 |  | Grounds, all Hardscape | NA | NA | NA | NA | NA | NA | NA | NA | NA | NA | \Classifications\Building System Class\G20-Other Systems\G2040 - Site Development\Hardscape - HSC | 1018978
27-A1 | 27-A1 Salinas Courthouse- North Wing | 27-A1-D5010-200-ESD01 | Electrical, Main Electrical Panel - MCE01 | Unitrol Cutler-Hammer | NA | Unitrol | OM00032912 |  | Roof, Penthouse | NA | NA | NA | NA | DNA | DNA | Electric | DNA | NA | NA | \Classifications\Building System Class\D50-Electrical SYS\D5010 - Elec Service & Dist\Electical Service and Distribution - ESD | 1018979
27-A1 | 27-A1 Salinas Courthouse- North Wing | 27-A1-D5010-110-MCC01 | Pump Motor Control Center - MCC01 |  |  |  | OM00032938 |  | Basement, Mechanical Room | NA | NA | NA | NA | DNA | DNA | Electric | DNA | NA | NA | \Classifications\Building System Class\D50-Electrical SYS\D5010 - Elec Service & Dist\Chiller Room Electrical Panel - MCC | 1018980
27-A1 | 27-A1 Salinas Courthouse- North Wing | 27-A1-D5010-110-MCC02 | Cooling Tower Motor Control Center - MCC02 | DNA | DNA | DNA | OM00032913 |  | Roof, Penthouse | NA | NA | NA | NA | DNA | DNA | Electric | DNA | NA | NA | \Classifications\Building System Class\D50-Electrical SYS\D5010 - Elec Service & Dist\Chiller Room Electrical Panel - MCC | 1018981
27-A1 | 27-A1 Salinas Courthouse- North Wing | 27-A1-B2034-400-DOH02 | Door, Overhead (Shutter, Manual, Electric, Roll up) - DOH02 | DNA | DNA | DNA | OM00025117 |  | First Floor, Judges Secure | NA | NA | NA | NA | DNA | DNA | Electric | DNA | NA | NA | \Classifications\Building System Class\B20-General Building Exterior\B2030 - Exterior Doors\Door,Overhead-Shutter,Manual,Elec,Roll-up - DOH | 1018982
27-A1 | 27-A1 Salinas Courthouse- North Wing | 27-A1-D5011-240-TRN01 | Electrical, Transformer - TRN01 | TransferMore |  | Model # 9T4060008 Type FCT | OM00032914 |  | First Floor, Electrical Room | NA | NA | NA | NA | DNA | DNA | Electric | DNA | NA |  | \Classifications\Building System Class\D50-Electrical SYS\D5010 - Elec Service & Dist\Transformer - TRN | 1018983
27-A1 | 27-A1 Salinas Courthouse- North Wing | 27-A1-B2034-400-DOH03 | Door, Swing Electric Door - DOH03 | Senior Swing | DNA | DNA | OM00032725 |  | Floor 1, Rear Entrance | NA | NA | NA | NA | DNA | DNA | Electric | DNA | NA | NA | \Classifications\Building System Class\B20-General Building Exterior\B2030 - Exterior Doors\Door,Overhead-Shutter,Manual,Elec,Roll-up - DOH | 1018984
27-A1 | 27-A1 Salinas Courthouse- North Wing | 27-A1-D5011-240-TRN02 | Electrical, Transformer - TRN02 | DNA | DNA | DNA | OM00032915 |  | Basement, Electrical Room | NA | NA | NA | NA | DNA | DNA | Electric | DNA | NA | NA | \Classifications\Building System Class\D50-Electrical SYS\D5010 - Elec Service & Dist\Transformer - TRN | 1018985
27-A1 | 27-A1 Salinas Courthouse- North Wing | 27-A1-D3040-600-HES01 | Heat Exchanger, Steam - HES01 | DNA | DNA | DNA | OM00025119 |  | Basement, Mechanical Room | NA | NA | NA | NA | DNA | DNA | Gas | DNA | NA | NA | \Classifications\Building System Class\D30-HVAC Systems\D3040 - Distribution SYS\Heat Exchanger,Steam - HES | 1018986
27-A1 | 27-A1 Salinas Courthouse- North Wing | 27-A1-C1020-110-FRD01 | Doors, Fire Doors Overhead - FRO01 | Smoke Guard | DNA | M-600 | OM00032929 |  | Basement, Elevator Overhead Left | NA | NA | NA | NA | 12V | 7A | Electric | DNA | NA | NA | \Classifications\Building System Class\C10-General Building Interior\C1020 - Fire Doors\Fire Doors - FRD | 1018987
27-A1 | 27-A1 Salinas Courthouse- North Wing | 27-A1-C1020-110-FRD02 | Doors, Fire Doors Overhead - FRO02 | Smoke Guard | DNA | M-600 | OM00032930 |  | Basement, Elevator Overhead Right | NA | NA | NA | NA | 12V | 7A | Electric | DNA | NA | NA | \Classifications\Building System Class\C10-General Building Interior\C1020 - Fire Doors\Fire Doors - FRD | 1018988
27-A1 | 27-A1 Salinas Courthouse- North Wing | 27-A1-C1020-110-FRD03 | Doors, Fire Doors Overhead - FRO03 | Smoke Guard | DNA | M-600 | OM00032931 |  | Floor 2, Elevator Overhead Left | NA | NA | NA | NA | 12V | 7A | Electric | DNA | NA | NA | \Classifications\Building System Class\C10-General Building Interior\C1020 - Fire Doors\Fire Doors - FRD | 1018989
27-A1 | 27-A1 Salinas Courthouse- North Wing | 27-A1-C1020-110-FRD04 | Doors, Fire Doors Overhead - FRO04 | Smoke Guard | DNA | M-600 | OM00032932 |  | Floor 2, Elevator Overhead Right | NA | NA | NA | NA | 12V | 7A | Electric | NA | NA | NA | \Classifications\Building System Class\C10-General Building Interior\C1020 - Fire Doors\Fire Doors - FRD | 1018990
27-A1 | 27-A1 Salinas Courthouse- North Wing | 27-A1-C1020-110-FRD05 | Doors, Fire Doors Overhead - FRO05 | Smoke Guard | DNA | M-600 | OM00032933 |  | Floor 3, Elevator Overhead Left | NA | NA | NA | NA | 12V | 7A | Electric | DNA | NA | NA | \Classifications\Building System Class\C10-General Building Interior\C1020 - Fire Doors\Fire Doors - FRD | 1018991
27-A1 | 27-A1 Salinas Courthouse- North Wing | 27-A1-C1020-110-FRD06 | Doors, Fire Doors Overhead - FRO06 | Smoke Guard | DNA | M-600 | OM00032934 |  | Floor 3, Elevator Overhead Right | NA | NA | NA | NA | 12V | 7A | Electric | DNA | NA | NA | \Classifications\Building System Class\C10-General Building Interior\C1020 - Fire Doors\Fire Doors - FRD | 1018992
27-A1 | 27-A1 Salinas Courthouse- North Wing | 27-A1-C1020-110-FRD07 | Doors, Fire Doors Overhead - FRO07 | Vortex | DNA | DNA | OM00032935 |  | Floor 1, Hallway, Holding Cell | NA | NA | NA | NA | DNA | DNA | Electric | DNA | NA | NA | \Classifications\Building System Class\C10-General Building Interior\C1020 - Fire Doors\Fire Doors - FRD | 1018993
27-A1 | 27-A1 Salinas Courthouse- North Wing | 27-A1-D1092-120-PTS01 | Vaccum Plumbing System | AcornVac | DNA | AVCC0075-000 | OM00025614 |  |  | NA | NA | NA | 13 | 480 | DNA | Electric | DNA | 3 | NA | \Classifications\Building System Class\D10-Conveyance Systems\D1090 - Other Conveyance Systems\Pneumatic Tube System -PTS | 1019331
27-B1 | 27-B1 Marina Courthouse | 27-B1-D4031-100-FEX08 | Fire Extinguisher - FEX08 | Badger | NA | B500 | OM00019013 |  | 1st Floor, various | NA | NA | NA | NA | NA | NA | NA | NA | NA | NA | \Classifications\Building System Class\D40-Fire Protection SYS\D4030 - FIRE SPEC\Fire Extinguisher - FEX | EQ-1004987
27-B1 | 27-B1 Marina Courthouse | 27-B1-D3050-250-ACU07 | Air Conditioning,Split System - ACU07 | Fujitsu | DDA003113 (inside) / DDN002592 (roof) | AOU24CL | OM00004904 |  | Roof | NA | NA | R-410A | 1 | 208/230 | 17.7 | ELECTRICAL | 1 | 33,100 | DNA | \Classifications\Building System Class\D30-HVAC Systems\D3050 - Package SYS\Air Conditioning,Split System - ACU | EQ-1005765
27-B1 | 27-B1 Marina Courthouse | 27-B1-B2010-100-BLD01 | Building Structure BLD01 | NA | NA | NA | OM00032395 |  | NA | NA | NA | NA | NA | NA | NA | NA | NA | NA | NA | \Classifications\Building System Class\B20-General Building Exterior\B2010 - Exterior Walls\Building - BLD | EQ-1007293
27-B1 | 27-B1 Marina Courthouse | 27-B1-B3010-100-RUF01 | Roof - RUF01 | NA | NA | NA | OM00001214 |  | NA | NA | NA | NA | NA | NA | NA | NA | NA | NA | NA | \Classifications\Building System Class\B30-Roofing\B3010 - Roof Types\Roof - RUF | EQ-1007470
27-B1 | 27-B1 Marina Courthouse | 27-B1-B2033-120-DOR01 | Door,Swinging Electric-DOR01 | Norton | DNA | Air Operated 79S1E5 | OM00001211 | DNA | entrance to front lobby | NA | NA | NA | DNA | 110 | DNA | Electric | 1 | NA | NA | \Classifications\Building System Class\B20-General Building Exterior\B2030 - Exterior Doors\Door,Automatic-Sliding,Revolving - DOR | 1008622
27-B1 | 27-B1 Marina Courthouse | 27-B1-C1020-110-FRD01 | Fire Doors Sliding (Fire Curtain)- FRD01 | DNA | DNA | DNA | OM00019158 | DNA | holding cell area | NA | NA | NA | DNA | DNA | DNA | Electric | 1 | NA | NA | \Classifications\Building System Class\C10-General Building Interior\C1020 - Fire Doors\Fire Doors - FRD | 1008623
27-B1 | 27-B1 Marina Courthouse | 27-B1-C1020-110-FRD02 | Fire Doors, Won - WON01 | Warnook Hersey | 001238 | WHI694970 | OM00019157 | DNA | North hallway | NA | NA | NA | NA | NA | NA | NA | NA | NA | NA | \Classifications\Building System Class\C10-General Building Interior\C1020 - Fire Doors\Fire Doors - FRD | 1008624
27-B1 | 27-B1 Marina Courthouse | 27-B1-D3050-250-ACU08 | Air Conditioning,Split System - ACU08 | Fujitsu | EBA000915 (inside) / EBN001034 (roof) | AOU36CLX | OM00004903 |  | Fire Control Room | NA | NA | R-410A | DNA | DNA | 17.7 | Electric | DNA | NA | NA | \Classifications\Building System Class\D30-HVAC Systems\D3050 - Package SYS\Air Conditioning,Split System - ACU | 1008628
27-B1 | 27-B1 Marina Courthouse | 27-B1-D2023-100-BFP01 | Backflow Preventer - BFP01 | Febco | J006460 | 825YA Type RP 1 1/2" | OM00019162 | ID#:1 | west side of property by sidewalk | NA | NA | NA | NA | NA | NA | NA | NA | NA | NA | \Classifications\Building System Class\D20-Plumbing\D2020 - Domestic Water\Backflow Preventer - BFP | 1008630
27-B1 | 27-B1 Marina Courthouse | 27-B1-D2023-100-BFP02 | Backflow Preventer - BFP02 double-check type for fire system | Wilkins | 02073 | 950DA Type DCDA 4" | OM00019163 | ID#:2¦D02073 | west side of property by sidewalk | NA | NA | NA | NA | NA | NA | NA | NA | NA | NA | \Classifications\Building System Class\D20-Plumbing\D2020 - Domestic Water\Backflow Preventer - BFP | 1008631
27-B1 | 27-B1 Marina Courthouse | 27-B1-D4010-150-FMS01 | System Extinguishing,Wet Pipe - FMS01 | DNA | DNA | DNA | OM00019161 | DNA | North utility room (access from outside) | NA | NA | NA | NA | NA | NA | NA | NA | NA | NA | \Classifications\Building System Class\D40-Fire Protection SYS\D4010 - Sprinkler SYS\Fire Systems, stand pipes - FMS | 1008632
27-B1 | 27-B1 Marina Courthouse | 27-B1-D5010-200-ESD01 | Main Electrical Panel - SBR01 | Siemens | 60-22725-A10 | 5B | OM00001209 |  | electrical room 1 | NA | NA | NA | NA | 208/120 | DNA | Electric | 3 | NA | NA | \Classifications\Building System Class\D50-Electrical SYS\D5010 - Elec Service & Dist\Electical Service and Distribution - ESD | 1008633
27-B1 | 27-B1 Marina Courthouse | 27-B1-D5037-710-FAP01 | Fire Alarm Panel - FAP01 | Intelli Knight | DNA | 5700 | OM00019154 | DNA | Fire Control Room | NA | NA | NA | NA | 120 | 2.5 | Electric | 1 | NA | NA | \Classifications\Building System Class\D50-Electrical SYS\D5030 - Comm & Security\Fire Alarm Panel - FAP | 1008636
27-B1 | 27-B1 Marina Courthouse | 27-B1-D5038-810-ITA01 | Intrusion Alarm - ITA01 | Radionics | DNA | DNA | OM00019155 | DNA | Fire Control Room | NA | NA | NA | NA | 110 | DNA | Electric | 1 | NA | NA | \Classifications\Building System Class\D50-Electrical SYS\D5030 - Comm & Security\Intrusion Alarm - ITA | 1008637
27-B1 | 27-B1 Marina Courthouse | 27-B1-D5092-250-EML10 | Emergency And Exit Lighting - EML10 | NA | NA | NA | OM00001213 |  | various | NA | NA | NA | NA | DNA | DNA | Electric | 1 | NA | NA | \Classifications\Building System Class\D50-Electrical SYS\D5090 - Elec SYS\Emergency And Exit Lighting - EML | 1008638
27-B1 | 27-B1 Marina Courthouse | 27-B1-D3012-120-GMR01 | Gas Meter Readings - GMR01 | Sprague | 27627248 | Smart Meter | OM00025089 | DNA | outside north side of building | NA | NA | NA | NA | NA | NA | Gas | NA | NA | NA | \Classifications\Building System Class\D30-HVAC Systems\D3010 - Energy Supply\Gas Meter Readings - GMR | 1008642
27-B1 | 27-B1 Marina Courthouse | 27-B1-D2020-130-WMR01 | Water Meter Readings - WMR01 | Badger | 33626-069 | 70 | OM00019171 | DNA | west side of property by sidewalk | NA | NA | NA | NA | NA | NA | NA | NA | NA | NA | \Classifications\Building System Class\D20-Plumbing\D2020 - Domestic Water\Water Meter Readings - WMR | 1008643
27-B1 | 27-B1 Marina Courthouse | 27-B1-D2020-130-WMR02 | Water Meter Readings - WMR02 | Badger | DNA | 70 | OM00019172 |  | west side of property by sidewalk | NA | NA | NA | NA | NA | NA | NA | NA | NA | NA | \Classifications\Building System Class\D20-Plumbing\D2020 - Domestic Water\Water Meter Readings - WMR | 1008644
27-B1 | 27-B1 Marina Courthouse | 27-B1-G2050-200-LSC01 | Landscaping - LSC01 | NA | DNA | DNA | OM00019175 | DNA | electrical room 2 | NA | NA | NA | NA | 115 | 0.5 | Electric | 1 | NA | NA | \Classifications\Building System Class\G20-Other Systems\G2050 - Landscaping\Landscaping - LSC | 1008645
27-B1 | 27-B1 Marina Courthouse | 27-B1-D5092-250-ELT19 | Exterior Lighting - ELT19 | DNA | DNA | DNA | OM00019173 | DNA | perimeter of building/parking lot | NA | NA | NA | NA | DNA | DNA | Electric | DNA | NA | NA | \Classifications\Building System Class\D50-Electrical SYS\D5090 - Elec SYS\Exterior Lighting - ELT | 1008646
27-B1 | 27-B1 Marina Courthouse | 27-B1-G2049-300-HSC01 | Hardscape | DNA | DNA | DNA | OM00019176 | DNA | parking lot and grounds | NA | NA | NA | NA | NA | NA | NA | NA | NA | NA | \Classifications\Building System Class\G20-Other Systems\G2040 - Site Development\Hardscape - HSC | 1008647
27-B1 | 27-B1 Marina Courthouse | 27-B1-D2022-100-HWE02 | Domestic Water Heater, Electric - HWE02 | A. O. Smith | 0931I004383 | ECS30200 | OM00025091 |  | janitor's closet | NA | NA | NA | NA | 208 | DNA | electric | 1 | NA | NA | \Classifications\Building System Class\D20-Plumbing\D2020 - Domestic Water\Domestic Water Heater, Electric - HWE | 1013580
27-B1 | 27-B1 Marina Courthouse | 27-B1-D2023-310-HWP02 | Domestic Hot Water Circulating Pump - HWP02 | Bell & Gossett | 103251 | NRF22 | OM00025090 |  | janitor's closet | NA | NA | NA | DNA | 115 | 0.8 | DNA | DNA | NA | NA | \Classifications\Building System Class\D20-Plumbing\D2020 - Domestic Water\Domestic Hot Water Circulating Pump - HWP | 1013581
27-B1 | 27-B1 Marina Courthouse | 27-B1-D3050-210-PKU07 | Package Unit- PKU07 | Trane | 110710139L | YSC060E3RLA | OM00025095 |  | Roof | A-26 | 20x30x2 (x2) | R-410A | 2 | 208 | 29.5 | Natural Gas | 3 | 60,000 | 48,000 | \Classifications\Building System Class\D30-HVAC Systems\D3050 - Package SYS\Package Unit - PKU | 1013582
27-B1 | 27-B1 Marina Courthouse | 27-B1-D3050-210-PKU08 | Package Unit- PKU08 | Trane | 110612411L | YSC060E3RLA000018 | OM00025093 |  | Roof | AX26 | 20x30x2 (2) | R-410A | 2.5 | 208/230 | 29.5 | Natural Gas | 3 | 60000 | 48000 | \Classifications\Building System Class\D30-HVAC Systems\D3050 - Package SYS\Package Unit - PKU | 1013583
27-B1 | 27-B1 Marina Courthouse | 27-B1-D3050-210-PKU09 | Package Unit- PKU09 | Trane | 110710097L | YSC060E3RLA180B | OM00025094 |  | mechanical area | A-26 | 20x30x2 -(x2) | R-410A | 2.5 | 208 | 29.5 | Gas | 3 | 60000 | 48000 | \Classifications\Building System Class\D30-HVAC Systems\D3050 - Package SYS\Package Unit - PKU | 1013584
27-B1 | 27-B1 Marina Courthouse | 27-B1-D3050-210-PKU10 | Package Unit- PKU10 | Trane | 110910702L | YSC036ERLA190B | OM00025092 |  | Roof | AX26 | 20x30x2 (2) | R-410A | 2 | 208 | 23 | Natural Gas | 3 | 60000 | 48000 | \Classifications\Building System Class\D30-HVAC Systems\D3050 - Package SYS\Package Unit - PKU | 1013585
27-B1 | 27-B1 Marina Courthouse | 27-B1-D3050-210-PKU11 | Package Unit- PKU11 | Trane | 110910251L | YSC092E3RLA150-D | OM00025109 |  | Roof | AX35 | 20x25x2 (4) | R-410A | 4.5 | 208 | 41.2 | Natural Gas | 3 | 120,000 | 96,000 | \Classifications\Building System Class\D30-HVAC Systems\D3050 - Package SYS\Package Unit - PKU | 1013586
27-B1 | 27-B1 Marina Courthouse | 27-B1-D3050-210-PKU12 | Package Unit- PKU12 | Trane | 110911006L | YHC120E3RLA0B | OM00025096 |  | mechanical area | DNA | 20x25x2 (3) 20x30x2 (2) | R-410A | 5.5 | 208 | 50.3 | Gas | 3 | 150000 | 120000 | \Classifications\Building System Class\D30-HVAC Systems\D3050 - Package SYS\Package Unit - PKU | 1013587
27-B1 | 27-B1 Marina Courthouse | 27-B1-D2023-100-BFP03 | Backflow Prevention BFP03 On Fire By Pass Line | Wilkins | 375057 | 950XL Type DC 3/4" | OM00032728 | ID#:3 | On Fire By Pass Line | [10 empty] | \Classifications\Building System Class\D20-Plumbing\D2020 - Domestic Water\Backflow Preventer - BFP | 1015390
27-B1 | 27-B1 Marina Courthouse | 27-B1-D5092-210-GEN01 | Generator | Kohler Power Systems | SGM32HPW3 | 80REOZ | OM00044901 |  | exterior | NA | NA | NA | NA | DNA | DNA | Gas | DNA | NA | NA | \Classifications\Building System Class\D50-Electrical SYS\D5090 - Elec SYS\Emergency Generator - GEN | 1021766
27-B1 | 27-B1 Marina Courthouse | 27-B1-D5010-234-ATS01 | Automatic Transfer Switch | Kohler Power Systems | SGM32HNB9 | KCS-ACTA-0230S | OM00044902 |  | Electrical Room | NA | NA | NA | DNA | DNA | DNA |  | DNA | NA | NA | \Classifications\Building System Class\D50-Electrical SYS\D5010 - Elec Service & Dist\Automatic Transfer Switch - ATS | 1021784
27-C1 | 27-C1 Monterey Courthouse | 27-C1-B2010-100-BLD01 | Building Structure | NA | NA | NA | OM00032396 |  | NA | NA | NA | NA | NA | NA | NA | NA | NA | NA | NA | \Classifications\Building System Class\B20-General Building Exterior\B2010 - Exterior Walls\Building - BLD | EQ-1007294
27-C1 | 27-C1 Monterey Courthouse | 27-C1-B3010-100-RUF01 | Roof - RUF01 | NA | NA | NA | OM00032397 |  | NA | NA | NA | NA | NA | NA | NA | NA | NA | NA | NA | \Classifications\Building System Class\B30-Roofing\B3010 - Roof Types\Roof - RUF | EQ-1007471
27-C1 | 27-C1 Monterey Courthouse | 27-C1-D3050-250-ACU01 | Air Conditioning,Split System - ACU01 | Fujitsu | GDA010049 Cond-012177 | ASU24CL1 (inside) / AOU24CL1 (roof) | OM00025097 |  | Floor 2 - MDF | NA | Washable | R-410A | DNA | 208-230 | 0.2 (inside) / 10.5 (roof) | Electric | 1 | NA | 24000 | \Classifications\Building System Class\D30-HVAC Systems\D3050 - Package SYS\Air Conditioning,Split System - ACU | 1014891
27-C1 | 27-C1 Monterey Courthouse | 27-C1-D4031-100-FEX12 | Fire Extinguisher - FEX12 | AMEREX | 970767 | B500 | OM00019014 |  | various | NA | NA | NA | NA | NA | NA | NA | NA | NA |  | \Classifications\Building System Class\D40-Fire Protection SYS\D4030 - FIRE SPEC\Fire Extinguisher - FEX | 1015799
27-C1 | 27-C1 Monterey Courthouse | 27-C1-D1010-100-ELE01 | ELE01 | Otis | DNA | DNA | OM00032733 | State ID# 048185 | Basement, Elevator Room | NA | NA | NA | 15 | 480VAC | 21.2 | Electric | 3 | NA | NA | \Classifications\Building System Class\D10-Conveyance Systems\D1010 - Elevator\Elevator,Electric,Pass/Freight - ELE | 1021673
27-C1 | 27-C1 Monterey Courthouse | 27-C1-D1010-100-ELE02 | ELE02 Secured Elevator | Otis | DNA | DNA | OM00032734 | State ID# 048186 | Roof Penthouse -Elevator Machine Cage | NA | NA | NA | DNA | 460VAC | DNA | Electric | 3 | NA | NA | \Classifications\Building System Class\D10-Conveyance Systems\D1010 - Elevator\Elevator,Electric,Pass/Freight - ELE | 1021674
27-D1 | 27-D1 King City Courthouse | 27-D1-B2010-100-BLD01 | Building Structure BLD01 | NA | NA | NA | OM00032398 |  | NA | NA | NA | NA | NA | NA | NA | NA | NA | NA | NA | \Classifications\Building System Class\B20-General Building Exterior\B2010 - Exterior Walls\Building - BLD | EQ-1007295
27-D1 | 27-D1 King City Courthouse | 27-D1-B3010-100-RUF01 | Roofing Systems RUF01 | NA | NA | NA | OM00032399 |  | Roof | NA | NA | NA | NA | NA | NA | NA | NA | NA | NA | \Classifications\Building System Class\B30-Roofing\B3010 - Roof Types\Roof - RUF | EQ-1007472
27-D1 | 27-D1 King City Courthouse | 27-D1-D3050-250-ACU01 | Air Conditioning,Split System - ACU01 | Fujitsu | DNA | ASU24CL (inside) / AOU24CL (roof) | OM00019141 |  | clerks office | NA | NA | R-410A | DNA | 208-230 | 0.2 (inside) / 10.1 (roof) | Electric | 1 | NA | NA | \Classifications\Building System Class\D30-HVAC Systems\D3050 - Package SYS\Air Conditioning,Split System - ACU | 1008648
27-D1 | 27-D1 King City Courthouse | 27-D1-D4031-100-FEX03 | Fire Extinguisher - FEX03 | Fire Extinguisher - FEX03 | NA | B500 | OM00019237 | OM00019237 | various | NA | NA | NA | NA | NA | NA | NA | NA | NA |  | \Classifications\Building System Class\D40-Fire Protection SYS\D4030 - FIRE SPEC\Fire Extinguisher - FEX | 1015800
27-E1 | 27-E1 Juvenile Courthouse | 27-E1-B2010-100-BLD01 | Building | NA | NA | NA | OM00032911 | [12 empty] | \Classifications\Building System Class\B20-General Building Exterior\B2010 - Exterior Walls\Building - BLD | 1011697
27-E1 | 27-E1 Juvenile Courthouse | 27-E1-D3050-210-PKU01 | Package Unit 01 | Day & Night (Carrier) | 4876G00305 | M/N-579C090250 P/N-579CGA090250 | OM00032940 |  | Roof top Mechanical Area | AX-38 | 16x25x2 (4) | R-22 | 2 | 208/230VAC | 60 | Electric and natural gas | 3 | 250000 | 187500 | \Classifications\Building System Class\D30-HVAC Systems\D3050 - Package SYS\Package Unit - PKU | 1021629
27-E1 | 27-E1 Juvenile Courthouse | 27-E1-D5092-250-EML02 | Lighting Emergency and exit | Lithonia | NA | NA | OM00032928 |  | 1st Floor Court Room, Dept 12 | NA | NA | NA | NA | DNA | DNA | DNA | DNA | NA | NA | \Classifications\Building System Class\D50-Electrical SYS\D5090 - Elec SYS\Emergency And Exit Lighting - EML | 1021630
27-E1 | 27-E1 Juvenile Courthouse | 27-E1-D4031-100-FEX01 | Fire extinguishers FEX01 | Badger | NA | 05LB | OM00032927 |  | 1st Floor, Courtroom, Dept 12 | NA | NA | NA | NA | NA | NA | NA | NA | NA | NA | \Classifications\Building System Class\D40-Fire Protection SYS\D4030 - FIRE SPEC\Fire Extinguisher - FEX | 1021631
27-G1 | 27-G1 Gabilan Street Annex | 27-G1-D5037-710-FAP01 | Fire Alarm Panel - FAP01 | Fire Lite Alarms | DNA | MS 9200 | OM00032726 |  | Workroom/Server Room | NA | NA | NA | DNA | DNA | DNA | NA | DNA | NA | NA | \Classifications\Building System Class\D50-Electrical SYS\D5030 - Comm & Security\Fire Alarm Panel - FAP | 1015359
27-G1 | 27-G1 Gabilan Street Annex | 27-G1-D4031-100-CTY01 | Fire Extinguisher, Landlord maintained (1) | DNA | DNA | DNA | OM00019422 | NA | Floor 1 | NA | NA | NA | DNA | DNA | DNA | NA | DNA | NA | NA | \Classifications\Building System Class\D40-Fire Protection SYS\D4030 - FIRE SPEC\Fire Extinguisher - FEX | 1015360
28-A1 | 28-A1 Criminal Court Building | 28-A1-D5092-210-GEN01 | Emergency Standby Generator - GEN01 | Cummins Onan | H970645975 | 300DFCB | OM00004718 | Permit# B3995 Plant#19851/Engine SN 33047 | Sally Port - Outside - Generator Room | NA | NA | NA | 465 | 480 | 451 | Diesel | 3 | NA | NA | \Classifications\Building System Class\D50-Electrical SYS\D5090 - Elec SYS\Emergency Generator - GEN | EQ-1003262
28-A1 | 28-A1 Criminal Court Building | 28-A1-D3050-210-PKU01 | Package Unit- PKU01 | Mammoth | 7610-01-01 | CLBEFP-1203-78-VAV | OM00004714 | NA | Roof | NA | 12X24X2-(6), 24X24X2-(18), 24X24X4-(18), 12X24X4-(6) | R-22 | (1)-60 & (1)-30 | 460 | 77 & 40 | Electric | 3 | NA | 129 TONS | \Classifications\Building System Class\D30-HVAC Systems\D3050 - Package SYS\Package Unit - PKU | EQ-1003264
28-A1 | 28-A1 Criminal Court Building | 28-A1-D3044-125-PHW01 | Hot Water Pump - PHW01 | Bell & Gosset | PH008936 | 2x9.5 8.875BF | OM00042054 | OM00032411 | Roof | NA | NA | NA | 3 | 208 | 8.6 | Electric | 3 | NA | NA | \Classifications\Building System Class\D30-HVAC Systems\D3040 - Distribution SYS\Hot Water Pump - PHW | EQ-1003265
28-A1 | 28-A1 Criminal Court Building | 28-A1-D3044-125-PHW02 | Hot Water Pump - PHW02 | Bell & Gosset | PH008770 | 802X91/2B 87/8BF | OM00042053 | OM00032412 | Roof | NA | NA | NA | 3 | 208 | DNA | Electric | 3 | NA | NA | \Classifications\Building System Class\D30-HVAC Systems\D3040 - Distribution SYS\Hot Water Pump - PHW | EQ-1003266
28-A1 | 28-A1 Criminal Court Building | 28-A1-D1010-100-ELE01 | Elevator,Hydraulic,Pass/Freight - ELE01 Conveyance #114059 | US ELEVATOR | J208/A08A196R023M | ASCENSION 2000 | OM00005113 | State ID# 114059 | Floor 1 -Lobby | NA | NA | NA | 40 | 230/460 | 106/53 | ELECTRIC | 3 | NA | NA | \Classifications\Building System Class\D10-Conveyance Systems\D1010 - Elevator\Elevator,Hydraulic,Pass/Freight - ELE | EQ-1004990
28-A1 | 28-A1 Criminal Court Building | 28-A1-D1010-100-ELE02 | Elevator,Hydraulic,Pass/Freight - ELE02 Conveyance #114058 | US ELEVATOR | J208/A08A196R023M | ASCENSION 2000 | OM00005114 | State ID# 114058 | Lobby | NA | NA | NA | 40 | 230/460 | 106/53 | ELECTRIC | 3 | NA | NA | \Classifications\Building System Class\D10-Conveyance Systems\D1010 - Elevator\Elevator,Hydraulic,Pass/Freight - ELE | EQ-1004991
28-A1 | 28-A1 Criminal Court Building | 28-A1-D1010-100-ELE03 | Elevator,Hydraulic,Pass/Freight - ELE03 Conveyance #114137 | US ELEVATOR | DNA | ASCENSION 2000 | OM00005116 | State ID# 114137 | Roof - Southeast Quadrant | NA | NA | NA | 40 | 480 | 30 | ELECTRIC | 3 | NA | NA | \Classifications\Building System Class\D10-Conveyance Systems\D1010 - Elevator\Elevator,Hydraulic,Pass/Freight - ELE | EQ-1004992
28-A1 | 28-A1 Criminal Court Building | 28-A1-D1010-100-ELE04 | Elevator,Hydraulic,Pass/Freight - ELE04 Conveyance #114136 | US ELEVATOR | DNA | ASCENSION 2000 | OM00005115 | State ID# 114136 | Roof - Southeast Quadrant | NA | NA | NA | 60 | 480 | 77 | ELECTRIC | 3 | NA | NA | \Classifications\Building System Class\D10-Conveyance Systems\D1010 - Elevator\Elevator,Hydraulic,Pass/Freight - ELE | EQ-1004993
28-A1 | 28-A1 Criminal Court Building | 28-A1-D4031-100-FEX24 | Fire Extinguisher - FEX24 | Amerex | VP-868725 | B402 | OM00042051 | OM00001485 | DNA | NA | NA | NA | DNA | NA | NA | NA | NA | NA | NA | \Classifications\Building System Class\D40-Fire Protection SYS\D4030 - FIRE SPEC\Fire Extinguisher - FEX | EQ-1004994
28-A1 | 28-A1 Criminal Court Building | 28-A1-B2010-100-BLD01 | Building Structure | NA | NA | NA | OM00042047 | OM00032400 | NA | NA | NA | NA | NA | NA | NA | NA | NA | NA | NA | \Classifications\Building System Class\B20-General Building Exterior\B2010 - Exterior Walls\Building - BLD | EQ-1007296
28-A1 | 28-A1 Criminal Court Building | 28-A1-B3010-100-RUF01 | Roof - RUF01 | DNA | DNA | DNA | OM00042048 | OM00005120 | NA | NA | NA | NA | NA | NA | NA | NA | NA | NA | NA | \Classifications\Building System Class\B30-Roofing\B3010 - Roof Types\Roof - RUF | EQ-1007473
28-A1 | 28-A1 Criminal Court Building | 28-A1-B2033-120-DOR01 | Door,Swinging Electric-DOR01 | Stanley | DNA | 382961 | OM00042045 | DNA | Public Entrance | NA | NA | NA | DNA | 110 | DNA | Electric | 1 | NA | NA | \Classifications\Building System Class\B20-General Building Exterior\B2030 - Exterior Doors\Door,Automatic-Sliding,Revolving - DOR | 1008649
28-A1 | 28-A1 Criminal Court Building | 28-A1-G2023-150-PEG01 | Door,Overhead,Roll-up,Electric - DOH01 | DNA | DNA | DNA | OM00001376 | DNA | Garbage/Loading Sallyport | NA | NA | NA | DNA | 110 | DNA | Electric | 1 | NA | NA | \Classifications\Building System Class\G20-Other Systems\G2020 - Parking Lots\Secured Parking Gate - PEG | 1008650
28-A1 | 28-A1 Criminal Court Building | 28-A1-C1020-110-FRD01 | Fire Doors Overhead - FRD01 | DNA | 1677 | DNA | OM00044370 | DNA | 2nd Floor Holding Cell Corridor | NA | NA | NA | DNA | 120 | 1A | Electric | 1 | NA | NA | \Classifications\Building System Class\C10-General Building Interior\C1020 - Fire Doors\Fire Doors - FRD | 1008651
28-A1 | 28-A1 Criminal Court Building | 28-A1-C1020-110-FRD02 | Fire Doors Overhead - FRO02 | Won-Door | 1679 | R-6799 | OM00032049 | DNA | Judge Elevator 2nd Floor | NA | NA | NA | DNA | DNA | DNA | Electric | DNA | NA | NA | \Classifications\Building System Class\C10-General Building Interior\C1020 - Fire Doors\Fire Doors - FRD | 1008652
28-A1 | 28-A1 Criminal Court Building | 28-A1-C1020-110-FRD03 | Fire Doors Overhead - FRO03 | DNA | DNA | DNA | OM00032053 | DNA | Secure Cooridor | NA | NA | NA | DNA | DNA | DNA | Electric | DNA | NA | NA | \Classifications\Building System Class\C10-General Building Interior\C1020 - Fire Doors\Fire Doors - FRD | 1008653
28-A1 | 28-A1 Criminal Court Building | 28-A1-C1020-110-FRD04 | Fire Doors Overhead - FRO04 | DNA | DNA | DNA | OM00032054 | DNA | Secure Cooridor | NA | NA | NA | DNA | DNA | DNA | Electric | DNA | NA | NA | \Classifications\Building System Class\C10-General Building Interior\C1020 - Fire Doors\Fire Doors - FRD | 1008654
28-A1 | 28-A1 Criminal Court Building | 28-A1-C1020-110-FRD05 | Fire Doors Overhead - FRO05 | DNA | DNA | DNA | OM00032051 | DNA | Inmate 2nd Floor Holding | NA | NA | NA | DNA | DNA | DNA | Electric | DNA | NA | NA | \Classifications\Building System Class\C10-General Building Interior\C1020 - Fire Doors\Fire Doors - FRD | 1008655
28-A1 | 28-A1 Criminal Court Building | 28-A1-C1020-110-FRD06 | Fire Doors Overhead - FRO06 | Won-Door | 608144 | R-6799 | OM00032046 | DNA | 2nd Floor | NA | NA | NA | DNA | DNA | DNA | Electric | DNA | NA | NA | \Classifications\Building System Class\C10-General Building Interior\C1020 - Fire Doors\Fire Doors - FRD | 1008656
28-A1 | 28-A1 Criminal Court Building | 28-A1-C1020-110-FRD07 | Fire Doors Overhead - FRO07 | Won-Door | 608146 | R-6799 | OM00032043 | DNA | 3rd Floor Public Corridor | NA | NA | NA | DNA | DNA | DNA | Electric | DNA | NA | NA | \Classifications\Building System Class\C10-General Building Interior\C1020 - Fire Doors\Fire Doors - FRD | 1008657
28-A1 | 28-A1 Criminal Court Building | 28-A1-C1020-110-FRD08 | Fire Doors Overhead - FRO08 | Won-Door | 608145 | R-6799 | OM00032045 | DNA | 2nd Floor | NA | NA | NA | DNA | DNA | DNA | Electric | DNA | NA | NA | \Classifications\Building System Class\C10-General Building Interior\C1020 - Fire Doors\Fire Doors - FRD | 1008658
28-A1 | 28-A1 Criminal Court Building | 28-A1-C1020-110-FRD09 | Fire Doors Overhead - FRO09 | Won-Door | 608147 | R-6799 | OM00032044 | DNA | 3rd Floor Public Corridor | NA | NA | NA | DNA | DNA | DNA | Electric | DNA | NA | NA | \Classifications\Building System Class\C10-General Building Interior\C1020 - Fire Doors\Fire Doors - FRD | 1008659
28-A1 | 28-A1 Criminal Court Building | 28-A1-C1020-110-FRD12 | Fire Doors, Won - FRD01 | DNA | 609017 | DNA | OM00032047 | DNA | Clerk of the Court | NA | NA | NA | DNA | DNA | DNA | Electric | DNA | NA | NA | \Classifications\Building System Class\C10-General Building Interior\C1020 - Fire Doors\Fire Doors - FRD | 1008660